## About
BHRaSYC BAU Heat Rates and Start Year Capacities | North Carolina | 2024-02-26 | Alabama | AL
| NC |  | Alaska | AK
Source: | All Preexisting Electricity Sources |  | Arizona | AZ
| Energy Information Administration |  | Arkansas | AR
| 2022 |  | California | CA
| Forms 923 and 860 (with data for 2020) |  | Colorado | CO
| https://www.eia.gov/electricity/data/eia923/ |  | Connecticut | CT
| https://www.eia.gov/electricity/data/eia860/ |  | Delaware | DE
| Page 1 Generation and Fuel Data (923), Page 3_1_Generator Operable tab (860) |  | Florida | FL
|  |  | Georgia | GA
| BECCS Heat Rate |  | Hawaii | HI
| National Renewable Energy Lab |  | Idaho | ID
| 2019 |  | Illinois | IL
| ReEDS_OpenAccess |  | Indiana | IN
| https://github.com/NREL/ReEDS_OpenAccess/blob/main/inputs/plant_characteristics/beccs_reference.csv |  | Iowa | IA
|  |  | Kansas | KS
| Some Newly Built Sources |  | Kentucky | KY
| Lazard |  | Louisiana | LA
| 2021 |  | Maine | ME
| Lazard's Levelized Cost of Energy Analysis - Version 15 |  | Maryland | MD
| https://www.lazard.com/media/451905/lazards-levelized-cost-of-energy-version-150-vf.pdf |  | Massachusetts | MA
| p.18 "Levelized Cost of Energy - Key Assumptions |  | Michigan | MI
|  |  | Minnesota | MN
Notes |  |  | Mississippi | MS
We use EIA data from the year 2020, because the 2021 Form 923 does not include data for MMBTU fuel used in nuclear plants. |  |  | Missouri | MO
|  |  | Montana | MT
There are a few instances where a plant shown as operating in Form 860 doesn't appear in form 923. (An example from 2020 Form 860 is plant number 50244.) |  |  | Nebraska | NE
For this reason, we can't assign zeros to the heat rates for plant types and vintages with no heat rate data, as there might be capacity data for a plant of that type and vintage. |  |  | Nevada | NV
Therefore, for all historical vintages with no heat rate data, we use the average heat rate value for existing plants of that type. |  |  | New Hampshire | NH
|  |  | New Jersey | NJ
We use natural gas combustion turbines as a proxy for hydrogen combustion turbines, since we would expect |  |  | New Mexico | NM
most hydrogen plants to be retrofits of gas plants. |  |  | New York | NY
|  |  | North Carolina | NC
Petroleum Fuel Type Assignments |  |  | North Dakota | ND
The U.S. model assigns all petroleum-related fuels to the "petroleum" plant types, but if adapting this file for another region, you |  |  | Ohio | OH
may choose to assign some fuels to the "crude oil" and/or "heavy or residual fuel oil" plant types. |  |  | Oklahoma | OK
|  |  | Oregon | OR
STATE |  |  | Pennsylvania | PA
use state specific values for historical, US for future |  |  | Rhode Island | RI
|  |  | South Carolina | SC
|  |  | South Dakota | SD
|  |  | Tennessee | TN
|  |  | Texas | TX
|  |  | Utah | UT
|  |  | Vermont | VT
|  |  | Virginia | VA
|  |  | Washington | WA
|  |  | West Virginia | WV
|  |  | Wisconsin | WI
|  |  | Wyoming | WY

## Fuel & Prime Mover Code Lookups
Prime Mover Codes |  | Fuel Type/Energy Source Codes |  | Combined Fuel Type and Prime Mover to EPS Energy Source Lookup Table
Prime movers should only be listed when needed to divide up a single fuel type among multiple EPS energy sources.
Prime Mover Code | Prime Mover Description | Code | Energy Source Description | Fuel Type / Energy Source | Primer Mover | Concat | Model Energy Source | 860
BA | Energy Storage, Battery | AB | Agriculture Crop Byproducts/Straw/Energy Crops | AB |  | AB | biomass | Sector Name | Include?
CE | Energy Storage, Compressed Air | ANT | Anthracite Coal | ANT |  | ANT | hard coal | IPP Non-CHP | TRUE
CP | Energy Storage, Concentrated Solar Power | BFG | Blast-Furnace Gas | BFG |  | BFG | other | Electric Utility | TRUE
FW | Energy Storage, Flywheel | BIT | Bituminous Coal | BIT |  | BIT | hard coal | IPP CHP | TRUE
PS | Energy Storage, Reversible Hydraulic Turbine (Pumped Storage) | BLQ | Black Liquor | BLQ |  | BLQ | biomass | Industrial CHP | FALSE
ES | Energy Storage, Other (specify in SCHEDULE 7) | CUR | Water, Current | CUR |  | CUR | hydro | Commercial CHP | FALSE
ST | Steam Turbine, including nuclear, geothermal and solar steam (does not include combined cycle) | DFO | Disillate Fuel Oil (all Diesel, and No. 1, No. 2, and No. 4 Fuel Oils) | DFO |  | DFO | petroleum | Industrial Non-CHP | FALSE
GT | Combustion (Gas) Turbine (does not include the combustion turbine part of a combined cycle; see code CT, below) | GEO | Geothermal | GEO |  | GEO | geothermal | Commercial Non-CHP | FALSE
IC | Internal Combustion Engine (diesel, piston, reciprocating) | JF | Jet Fuel | JF |  | JF | petroleum
CA | Combined Cycle Steam Part | KER | Kerosene | KER |  | KER | petroleum | 923
CT | Combined Cycle Combustion Turbine Part | LFG | Landfill Gas | LFG |  | LFG | biomass | Sector Name | Include?
CS | Combined Cycle Single Shaft (combustion turbine and steam turbine share a single generator) | LIG | Lignite | LIG |  | LIG | lignite | Electric Utility | TRUE
CC | Combined Cycle Total Unit (use only for plants/generators that are in planning stage, for which specific generator details cannot be provided) | MWH | Megawatt Hour (MWh) | MSB |  | MSB | municipal solid waste | NAICS-22 Non-Cogen | TRUE
HA | Hydrokinetic, Axial Flow Turbine | MSB | Biogenic Municipal Solid Waste | MSN |  | MSN | municipal solid waste | NAICS-22 Cogen | TRUE
HB | Hydrokinetic, Wave Buoy | MSN | Non-biogenic Municipal Solid Waste | MSW |  | MSW | municipal solid waste | Industrial NAICS Cogen | FALSE
HK | Hydrokinetic, Other (specify in SCHEDULE 7) | MSW | Municipal Solid Waste | MWH |  | MWH | other | Commercial NAICS Cogen | FALSE
HY | Hydroelectric Turbine (includes turbines associated with delivery of water by pipeline) | NA | Not Available at this Time | NA |  | NA | other | Commercial NAICS Non-Cogen | FALSE
BT | Turbines Used in a Binary Cycle (including those used for geothermal applications) | NG | Natural Gas | NG | CA | NGCA | natural gas combined cycle | Industrial NAICS Non-Cogen | FALSE
PV | Photovoltaic | NUC | Nuclear (Uranium, Plutonium, Thorium) | NG | CC | NGCC | natural gas combined cycle
WT | Wind Turbine, Onshore | OBG | Other Biomass Gases (Digester Gas, Methane, and other Biomass Gases) | NG | CE | NGCE | other
WS | Wind Turbine, Offshore | OBL | Other Biomass Liquids (Fish Oil, Liquid Acetonitrite Waste, Medical Waste, Tall Oil, ethanol, Waste Alcohol, and other Biomass Liquids not specified) | NG | CS | NGCS | natural gas combined cycle
FC | Fuel Cell | OBS | Other Biomass Solids (Animal Manure and Waste, Solid Byproducts, and Other Solid Biomass not specified) | NG | CT | NGCT | natural gas combined cycle
OT | Other (specify in SCHEDULE 7) | OG | Other Gas (Coke-Oven, Coal Processes, Butane, Refinery, Other Process) | NG | FC | NGFC | other
|  | OTH | Other (Batteries, Chemicals. Hydrogen, Pitch, Sulfur, Miscellaneous technologies) | NG | GT | NGGT | natural gas peaker
|  | PC | Petroleum Coke | NG | IC | NGIC | natural gas peaker
|  | PG | Propane | NG | OT | NGOT | other
|  | PUR | Purchased Steam | NG | ST | NGST | natural gas steam turbine
|  | RC | Refined Coal | NUC |  | NUC | nuclear
|  | RFO | Residual Fuel Oil (Include No. 5, and No. 6 Fuel Oil, and Bunker C Fuel Oil) | OBG |  | OBG | biomass
|  | SC | Coal-based Synfuel. Including briquettes, pellets, or extrusions, which are formed by binding materials or processes that recycle materials. | OBL |  | OBL | biomass
|  | SGP | Synthesis Gas from Petroleum Coke | OBS |  | OBS | biomass
|  | SGC | Coal-Derived Synthetic Gas | OG |  | OG | other
|  | SLW | Sludge waste | OTH |  | OTH | other
|  | SUB | Subbituminous Coal | PC |  | PC | petroleum
|  | SUN | Solar (Photovoltaic, Thermal) | PG |  | PG | other
|  | TDF | Tires | PUR |  | PUR | other
|  | TID | Water, Tides | RC |  | RC | hard coal
|  | WAT | Water, Conventional or Pumped Storage | RFO |  | RFO | petroleum
|  | WC | Waste/Other Coal (Culm, Gob, Coke, and Breeze) | SC |  | SC | hard coal
|  | WDL | Woos Waste Liquids (Red Liquor, Sludge Wood, Spent Sulfite Liquor, and other Wood Related Liquids not specified) | SGC |  | SGC | hard coal
|  | WDS | Wood/Wood Waste Solids (Paper Pellets, Railroad Ties, Utility Poles, Wood Chips, and Other Wood Solids) | SGP |  | SGP | other
|  | WH | Waste Heat | SLW |  | SLW | biomass
|  | WND | Wind | SUB |  | SUB | hard coal
|  | WO | Oil-Other, and Waste Oil (Butane (liquid), Crude Oil, Liquid Byproducts, Propane (liquid), Oil Waste, Re-Refined Motor Oil, Sludge Oil, Tar Oil) | SUN | CA | SUNCA | solar thermal
|  | WV | Water, Waves | SUN | CP | SUNCP | solar thermal
|  |  |  | SUN | PV | SUNPV | solar pv
|  |  |  | SUN | ST | SUNST | solar thermal
|  |  |  | TDF |  | TDF | other
|  |  |  | TID |  | TID | hydro
|  |  |  | WAT | HY | WATHY | hydro
|  |  |  | WAT | PS | WATPS | other
|  |  |  | WC |  | WC | hard coal
|  |  |  | WDL |  | WDL | biomass
|  |  |  | WDS |  | WDS | biomass
|  |  |  | WH |  | WH | other
|  |  |  | WND | WT | WNDWT | onshore wind
|  |  |  | WND | WS | WNDWS | offshore wind
|  |  |  | WO |  | WO | petroleum
|  |  |  | WV |  | WV | hydro

## Included Plant Filters
Instructions
Change the filter settings below to include or exclude certain plant types.
Filters may be specified separately for each EPS electricity source category. This capability is important for biomass, where much of the most important and cost-effective generation are non-utility CHP plants.
| Include CHP Plants? | Include Non-Utilty Plants?
hard coal | TRUE | FALSE
natural gas steam turbine | TRUE | FALSE
natural gas combined cycle | TRUE | FALSE
nuclear | TRUE | FALSE
hydro | TRUE | FALSE
onshore wind | TRUE | FALSE
solar PV | TRUE | FALSE
solar thermal | TRUE | FALSE
biomass | TRUE | TRUE
geothermal | TRUE | FALSE
petroleum | TRUE | FALSE
natural gas peaker | TRUE | FALSE
lignite | TRUE | FALSE
offshore wind | TRUE | FALSE
crude oil | TRUE | FALSE
heavy or residual fuel oil | TRUE | FALSE
municipal solid waste | TRUE | FALSE
other | TRUE | FALSE | This row exists to help prevent #N/A errors in the "Include?" columns of Form 923 and Form 860.
hard coal w CCS | TRUE | FALSE
natural gas steam turbine w CCS | TRUE | FALSE
natural gas combined cycle w CCS | TRUE | FALSE
biomass w CCS | TRUE | FALSE
natural gas peaker w CCS | TRUE | FALSE
lignite w CCS | TRUE | FALSE
small modular reactor | TRUE | FALSE
pumped hydro | TRUE | FALSE
Average Values for Existing Plants
It can be helpful to see how the average values for existing plants respond while you configure the filter settings above to ensure you get expected behavior from your filters.
Note that average heat rate values are used on the output tab BHRaSYC for vintages with no heat rate data.
| Heat Rate (BTU/(MW*hour)) | Total Start Year Capacity (MW)
hard coal | 10640623.425 | 9907
natural gas steam turbine | 0 | 0
natural gas combined cycle | 7166760.5275 | 5554
nuclear | 10446655.4348 | 5149.6
hydro | not applicable | 2004.3
onshore wind | not applicable | 208
solar PV | not applicable | 4964.9
solar thermal | not applicable | 0
biomass | 13212697.8466 | 310.4
geothermal | not applicable | 0
petroleum | 11134978.3662 | 438.7
natural gas peaker | 10855171.5908 | 5939.3
lignite | 0 | 0
offshore wind | not applicable | 0
crude oil | #DIV/0! | 569.4
heavy or residual fuel oil | 0 | 0
municipal solid waste | 0 | 0
hard coal w CCS |  | 0
natural gas steam turbine w CCS |  | 0
natural gas combined cycle w CCS |  | 0
biomass w CCS |  | 0
natural gas peaker w CCS |  | 0
lignite w CCS |  | 0
small modular reactor |  | 0
pumped hydro |  | 0

## ATB Heat Rates
For plant types configured with CCS and advanced technologies (small modular reactors and fuel cells), we use expected heat rates for new builds based on the NREL ATB.
MMBtu/MWh)
Model Electricity Source | NREL Electricity Source | 2021 | 2022 | 2023 | 2024 | 2025 | 2026 | 2027 | 2028 | 2029 | 2030 | 2031 | 2032 | 2033 | 2034 | 2035 | 2036 | 2037 | 2038 | 2039 | 2040 | 2041 | 2042 | 2043 | 2044 | 2045 | 2046 | 2047 | 2048 | 2049 | 2050
coal with CCS | Coal-99%-CCS - Moderate | 11.116 | 11.116 | 11.057 | 10.997 | 10.938 | 10.879 | 10.82 | 10.761 | 10.702 | 10.643 | 10.584 | 10.525 | 10.466 | 10.407 | 10.348 | 10.348 | 10.348 | 10.348 | 10.348 | 10.348 | 10.348 | 10.348 | 10.348 | 10.348 | 10.348 | 10.348 | 10.348 | 10.348 | 10.348 | 10.348
natural gas combined cycle with CCS | NG Combined Cycle (H-Frame) 97% CCS - Moderate | 7.045 | 7.045 | 7.024 | 7.003 | 6.982 | 6.961 | 6.939 | 6.918 | 6.897 | 6.876 | 6.855 | 6.834 | 6.813 | 6.792 | 6.771 | 6.771 | 6.771 | 6.771 | 6.771 | 6.771 | 6.771 | 6.771 | 6.771 | 6.771 | 6.771 | 6.771 | 6.771 | 6.771 | 6.771 | 6.771
small modular reactor | Nuclear - Small Modular Reactor - Moderate | 10.447 | 10.447 | 10.447 | 10.447 | 10.447 | 10.447 | 10.447 | 10.447 | 10.447 | 10.447 | 10.447 | 10.447 | 10.447 | 10.447 | 10.447 | 10.447 | 10.447 | 10.447 | 10.447 | 10.447 | 10.447 | 10.447 | 10.447 | 10.447 | 10.447 | 10.447 | 10.447 | 10.447 | 10.447 | 10.447
fuel cell | NG Fuel Cell - Moderate | 2035: 5.543; 2036: 5.536; 2037: 5.53; 2038: 5.524; 2039: 5.517; 2040: 5.511; 2041: 5.505; 2042: 5.498; 2043: 5.492; 2044: 5.486; 2045: 5.479; 2046: 5.473; 2047: 5.467; 2048: 5.461; 2049: 5.454; 2050: 5.448

## BECCS
According to the ReEDS file dollaryear.csv, the currency year for this file is in 2010 USD
https://github.com/NREL/ReEDS_OpenAccess/blob/main/inputs/plant_characteristics/dollaryear.csv
i | t | capcost | fom | vom | heatrate |  | 2020 | 2021 | 2022 | 2023 | 2024 | 2025 | 2026 | 2027 | 2028 | 2029 | 2030 | 2031 | 2032 | 2033 | 2034 | 2035 | 2036 | 2037 | 2038 | 2039 | 2040 | 2041 | 2042 | 2043 | 2044 | 2045 | 2046 | 2047 | 2048 | 2049 | 2050
beccs_mod | 2010 | 5580 | 162 | 16.6 | 15.295 | Heat Rate | 15295000 | 15244000 | 15193000 | 15142000 | 15091000 | 15040000 | 14989000 | 14938000 | 14887000 | 14836000 | 14785000 | 14738800 | 14692600 | 14646400 | 14600200 | 14554000 | 14507800 | 14461600 | 14415400 | 14369200 | 14323000 | 14276800 | 14230600 | 14184400 | 14138200 | 14092000 | 14045800 | 13999600 | 13953400 | 13907200 | 13861000
beccs_mod | 2011 | 5580 | 162 | 16.6 | 15.295
beccs_mod | 2012 | 5580 | 162 | 16.6 | 15.295
beccs_mod | 2013 | 5580 | 162 | 16.6 | 15.295
beccs_mod | 2014 | 5580 | 162 | 16.6 | 15.295
beccs_mod | 2015 | 5580 | 162 | 16.6 | 15.295
beccs_mod | 2016 | 5580 | 162 | 16.6 | 15.295
beccs_mod | 2017 | 5580 | 162 | 16.6 | 15.295
beccs_mod | 2018 | 5580 | 162 | 16.6 | 15.295
beccs_mod | 2019 | 5580 | 162 | 16.6 | 15.295
beccs_mod | 2020 | 5580 | 162 | 16.6 | 15.295
beccs_mod | 2021 | 5563 | 162 | 16.6 | 15.244
beccs_mod | 2022 | 5546 | 162 | 16.6 | 15.193
beccs_mod | 2023 | 5529 | 162 | 16.6 | 15.142
beccs_mod | 2024 | 5512 | 162 | 16.6 | 15.091
beccs_mod | 2025 | 5495 | 162 | 16.6 | 15.04
beccs_mod | 2026 | 5478 | 162 | 16.6 | 14.989
beccs_mod | 2027 | 5461 | 162 | 16.6 | 14.938
beccs_mod | 2028 | 5444 | 162 | 16.6 | 14.887
beccs_mod | 2029 | 5427 | 162 | 16.6 | 14.836
beccs_mod | 2030 | 5410 | 162 | 16.6 | 14.785
beccs_mod | 2031 | 5394.5 | 162 | 16.6 | 14.7388
beccs_mod | 2032 | 5379 | 162 | 16.6 | 14.6926
beccs_mod | 2033 | 5363.5 | 162 | 16.6 | 14.6464
beccs_mod | 2034 | 5348 | 162 | 16.6 | 14.6002
beccs_mod | 2035 | 5332.5 | 162 | 16.6 | 14.554
beccs_mod | 2036 | 5317 | 162 | 16.6 | 14.5078
beccs_mod | 2037 | 5301.5 | 162 | 16.6 | 14.4616
beccs_mod | 2038 | 5286 | 162 | 16.6 | 14.4154
beccs_mod | 2039 | 5270.5 | 162 | 16.6 | 14.3692
beccs_mod | 2040 | 5255 | 162 | 16.6 | 14.323
beccs_mod | 2041 | 5239.5 | 162 | 16.6 | 14.2768
beccs_mod | 2042 | 5224 | 162 | 16.6 | 14.2306
beccs_mod | 2043 | 5208.5 | 162 | 16.6 | 14.1844
beccs_mod | 2044 | 5193 | 162 | 16.6 | 14.1382
beccs_mod | 2045 | 5177.5 | 162 | 16.6 | 14.092
beccs_mod | 2046 | 5162 | 162 | 16.6 | 14.0458
beccs_mod | 2047 | 5146.5 | 162 | 16.6 | 13.9996
beccs_mod | 2048 | 5131 | 162 | 16.6 | 13.9534
beccs_mod | 2049 | 5115.5 | 162 | 16.6 | 13.9072
beccs_mod | 2050 | 5100 | 162 | 16.6 | 13.861
beccs_max | 2010 | 5803.2 | 162 | 17.8 | 16.2127
beccs_max | 2011 | 5803.2 | 162 | 17.8 | 16.2127
beccs_max | 2012 | 5803.2 | 162 | 17.8 | 16.2127
beccs_max | 2013 | 5803.2 | 162 | 17.8 | 16.2127
beccs_max | 2014 | 5803.2 | 162 | 17.8 | 16.2127
beccs_max | 2015 | 5803.2 | 162 | 17.8 | 16.2127
beccs_max | 2016 | 5803.2 | 162 | 17.8 | 16.2127
beccs_max | 2017 | 5803.2 | 162 | 17.8 | 16.2127
beccs_max | 2018 | 5803.2 | 162 | 17.8 | 16.2127
beccs_max | 2019 | 5803.2 | 162 | 17.8 | 16.2127
beccs_max | 2020 | 5803.2 | 162 | 17.8 | 16.2127
beccs_max | 2021 | 5785.5 | 162 | 17.8 | 16.1586
beccs_max | 2022 | 5767.8 | 162 | 17.8 | 16.1046
beccs_max | 2023 | 5750.2 | 162 | 17.8 | 16.0505
beccs_max | 2024 | 5732.5 | 162 | 17.8 | 15.9965
beccs_max | 2025 | 5714.8 | 162 | 17.8 | 15.9424
beccs_max | 2026 | 5697.1 | 162 | 17.8 | 15.8883
beccs_max | 2027 | 5679.4 | 162 | 17.8 | 15.8343
beccs_max | 2028 | 5661.8 | 162 | 17.8 | 15.7802
beccs_max | 2029 | 5644.1 | 162 | 17.8 | 15.7262
beccs_max | 2030 | 5626.4 | 162 | 17.8 | 15.6721
beccs_max | 2031 | 5610.3 | 162 | 17.8 | 15.6231
beccs_max | 2032 | 5594.2 | 162 | 17.8 | 15.5742
beccs_max | 2033 | 5578 | 162 | 17.8 | 15.5252
beccs_max | 2034 | 5561.9 | 162 | 17.8 | 15.4762
beccs_max | 2035 | 5545.8 | 162 | 17.8 | 15.4272
beccs_max | 2036 | 5529.7 | 162 | 17.8 | 15.3783
beccs_max | 2037 | 5513.6 | 162 | 17.8 | 15.3293
beccs_max | 2038 | 5497.4 | 162 | 17.8 | 15.2803
beccs_max | 2039 | 5481.3 | 162 | 17.8 | 15.2314
beccs_max | 2040 | 5465.2 | 162 | 17.8 | 15.1824
beccs_max | 2041 | 5449.1 | 162 | 17.8 | 15.1334
beccs_max | 2042 | 5433 | 162 | 17.8 | 15.0844
beccs_max | 2043 | 5416.8 | 162 | 17.8 | 15.0355
beccs_max | 2044 | 5400.7 | 162 | 17.8 | 14.9865
beccs_max | 2045 | 5384.6 | 162 | 17.8 | 14.9375
beccs_max | 2046 | 5368.5 | 162 | 17.8 | 14.8885
beccs_max | 2047 | 5352.4 | 162 | 17.8 | 14.8396
beccs_max | 2048 | 5336.2 | 162 | 17.8 | 14.7906
beccs_max | 2049 | 5320.1 | 162 | 17.8 | 14.7416
beccs_max | 2050 | 5304 | 162 | 17.8 | 14.6927

## Form 923
NOTE: Sometimes a singe row on Form 923 is the sum of multiple Generator IDs (multiple rows) on Form 860. In these cases, we use the latest year for any generator ID matching the following four Form 923 fields: operator ID, plant ID, prime mover code, and fuel type code.
If no match is found (indicated by "Vintage0"), this often means the row on form 923 was for a fuel type that was not that plant's main fuel type, so that form 923 row should be excluded from heat rate calculations. (It also won't be included in Start Year Capacity calculations.)
In other cases, "Vintage0" means no plant ID match was found, which may mean the plant shut down during the year and therefore shows energy use and output on form 923, but is excluded from form 860, which only shows plants that are still operating as of year end.
It is important to match fuel type using the "Model Energy Source" column, not the "Fuel Type" and "Energy Source" columns in the two forms, because the forms use different energy source abbreviations for some fuel types (such as municipal solid waste and biomass).
U.S. Department of Energy, The Energy Information Administration (EIA)
EIA-923 Monthly Generation and Fuel Consumption Time Series File, 2020 Final Revision
Sources: EIA-923 and EIA-860 Reports
[23 empty] | Total Quantity Consumed In Physical Units (Consumed For Electric Generation And Useful Thermal Output) | [11 empty] | Quantity Consumed In Physical Units For Electric Generation | [11 empty] | Heat Content Of Fuels (MMBtu Per Unit) | [11 empty] | Total Fuel Consumed (MMBtu) | [11 empty] | Quantity Consumed For Electricity (MMBtu) | [11 empty] | Electricity Net Generation (MWh) | [11 empty] | Year-To-Date
Vintage | Model Energy Source | Include? | unique id | Plant Id | Combined Heat And Power Plant | Nuclear Unit Id | Plant Name | Operator Name | Operator Id | Plant State | Census Region | NERC Region | Reserved | NAICS Code | EIA Sector Number | Sector Name | Reported Prime Mover | Reported Fuel Type Code | AER Fuel Type Code | Balancing Authority Code | Respondent Frequency | Physical Unit Label | Quantity January | Quantity February | Quantity March | Quantity April | Quantity May | Quantity June | Quantity July | Quantity August | Quantity September | Quantity October | Quantity November | Quantity December | Elec_Quantity January | Elec_Quantity February | Elec_Quantity March | Elec_Quantity April | Elec_Quantity May | Elec_Quantity June | Elec_Quantity July | Elec_Quantity August | Elec_Quantity September | Elec_Quantity October | Elec_Quantity November | Elec_Quantity December | MMBtuPer_Unit January | MMBtuPer_Unit February | MMBtuPer_Unit March | MMBtuPer_Unit April | MMBtuPer_Unit May | MMBtuPer_Unit June | MMBtuPer_Unit July | MMBtuPer_Unit August | MMBtuPer_Unit September | MMBtuPer_Unit October | MMBtuPer_Unit November | MMBtuPer_Unit December | Tot_MMBtu January | Tot_MMBtu February | Tot_MMBtu March | Tot_MMBtu April | Tot_MMBtu May | Tot_MMBtu June | Tot_MMBtu July | Tot_MMBtu August | Tot_MMBtu September | Tot_MMBtu October | Tot_MMBtu November | Tot_MMBtu December | Elec_MMBtu January | Elec_MMBtu February | Elec_MMBtu March | Elec_MMBtu April | Elec_MMBtu May | Elec_MMBtu June | Elec_MMBtu July | Elec_MMBtu August | Elec_MMBtu September | Elec_MMBtu October | Elec_MMBtu November | Elec_MMBtu December | Netgen January | Netgen February | Netgen March | Netgen April | Netgen May | Netgen June | Netgen July | Netgen August | Netgen September | Netgen October | Netgen November | Netgen December | Total Fuel Consumption Quantity | Electric Fuel Consumption Quantity | Total Fuel Consumption MMBtu | Elec Fuel Consumption MMBtu | Net Generation (Megawatthours) | YEAR
Vintage2011 | onshore wind | TRUE | 63560.1.AK.WT | 1 | N | . | Sand Point | TDX Sand Point Generating, LLC | 63560 | AK | PACN |  |  | 22 | 2 | NAICS-22 Non-Cogen | WT | WND | WND |  | A |  | 0 | 0 | 0 | 0 | 0 | 0 | 0 | 0 | 0 | 0 | 0 | 0 | 0 | 0 | 0 | 0 | 0 | 0 | 0 | 0 | 0 | 0 | 0 | 0 | 0 | 0 | 0 | 0 | 0 | 0 | 0 | 0 | 0 | 0 | 0 | 0 | 266 | 272 | 273 | 272 | 258 | 274 | 202 | 204 | 207 | 254 | 292 | 269 | 266 | 272 | 273 | 272 | 258 | 274 | 202 | 204 | 207 | 254 | 292 | 269 | 30.317 | 31.076 | 31.133 | 30.983 | 29.431 | 31.203 | 23.001 | 23.325 | 23.559 | 28.982 | 33.296 | 30.694 | 0 | 0 | 3043 | 3043 | 347 | 2020
Vintage1963 | hydro | TRUE | 195.2.AL.HY | 2 | N | . | Bankhead Dam | Alabama Power Co | 195 | AL | ESC | SERC |  | 22 | 1 | Electric Utility | HY | WAT | HYC | SOCO | A |  | 0 | 0 | 0 | 0 | 0 | 0 | 0 | 0 | 0 | 0 | 0 | 0 | 0 | 0 | 0 | 0 | 0 | 0 | 0 | 0 | 0 | 0 | 0 | 0 | 0 | 0 | 0 | 0 | 0 | 0 | 0 | 0 | 0 | 0 | 0 | 0 | 104211 | 108821 | 95467 | 88228 | 129423 | 126074 | 118656 | 100528 | 80543 | 80102 | 92177 | 95872 | 104211 | 108821 | 95467 | 88228 | 129423 | 126074 | 118656 | 100528 | 80543 | 80102 | 92177 | 95872 | 11886.771 | 12412.58 | 10889.371 | 10063.65 | 14762.512 | 14380.559 | 13534.358 | 11466.669 | 9187.081 | 9136.794 | 10514.102 | 10935.553 | 0 | 0 | 1220102 | 1220102 | 139170 | 2020
Vintage2000 | natural gas combined cycle | TRUE | 195.3.AL.CA | 3 | N | . | Barry | Alabama Power Co | 195 | AL | ESC | SERC |  | 22 | 1 | Electric Utility | CA | NG | NG | SOCO | M | mcf | . | 84692 | 154529 | 59835 | 48570 | 189421 | 189861 | 161345 | 157598 | 109781 | 39787 | 24223 | . | 84692 | 154529 | 59835 | 48570 | 189421 | 189861 | 161345 | 157598 | 109781 | 39787 | 24223 | . | 1.015 | 1.015 | 1.029 | 1.015 | 1.033 | 1.015 | 1.017 | 1.019 | 1.02 | 1.018 | 1.017 | . | 85962 | 156847 | 61570 | 49299 | 195672 | 192709 | 164088 | 160592 | 111977 | 40503 | 24635 | . | 85962 | 156847 | 61570 | 49299 | 195672 | 192709 | 164088 | 160592 | 111977 | 40503 | 24635 | . | 246804 | 257145 | 215636 | 197459 | 253075 | 246061 | 266400 | 254351 | 220717 | 248068 | 227801 | 1219642 | 1219642 | 1243854 | 1243854 | 2633517 | 2020
Vintage2000 | natural gas combined cycle | TRUE | 195.3.AL.CT | 3 | N | . | Barry | Alabama Power Co | 195 | AL | ESC | SERC |  | 22 | 1 | Electric Utility | CT | NG | NG | SOCO | M | mcf | . | 4866789 | 4944755 | 4202964 | 3982590 | 5034053 | 4923989 | 5206239 | 4972545 | 4305932 | 4911529 | 4650033 | . | 4866789 | 4944755 | 4202964 | 3982590 | 5034053 | 4923989 | 5206239 | 4972545 | 4305932 | 4911529 | 4650033 | . | 1.015 | 1.015 | 1.029 | 1.015 | 1.033 | 1.015 | 1.017 | 1.019 | 1.02 | 1.018 | 1.017 | . | 4939791 | 5018926 | 4324850 | 4042329 | 5200177 | 4997849 | 5294745 | 5067023 | 4392051 | 4999937 | 4729084 | . | 4939791 | 5018926 | 4324850 | 4042329 | 5200177 | 4997849 | 5294745 | 5067023 | 4392051 | 4999937 | 4729084 | . | 477282 | 482890 | 413612 | 384376 | 492008 | 481016 | 507562 | 486059 | 420338 | 483657 | 455550 | 52001418 | 52001418 | 53006762 | 53006762 | 5084350 | 2020
Vintage1971 | hard coal | TRUE | 195.3.AL.ST | 3 | N | . | Barry | Alabama Power Co | 195 | AL | ESC | SERC |  | 22 | 1 | Electric Utility | ST | BIT | COL | SOCO | M | short tons | . | 64 | 35539 | 128879 | 80644 | 91399 | 162040 | 173712 | 173830 | 211430 | 161979 | 72983 | . | 64 | 35539 | 128879 | 80644 | 91399 | 162040 | 173712 | 173830 | 211430 | 161979 | 72983 | . | 21 | 21.072 | 20.748 | 20.628 | 20.92 | 20.436 | 20.382 | 19.786 | 19.991 | 19.918 | 19.792 | . | 1344 | 748878 | 2673981 | 1663524 | 1912067 | 3311449 | 3540598 | 3439400 | 4226697 | 3226298 | 1444480 | . | 1344 | 748878 | 2673981 | 1663524 | 1912067 | 3311449 | 3540598 | 3439400 | 4226697 | 3226298 | 1444480 | . | -152.343 | 71190.754 | 266681.48 | 165799.87 | 189364.52 | 331355.7 | 350105.02 | 347191.37 | 424257.74 | 335569.93 | 144470.5 | 1292499 | 1292499 | 26188716 | 26188716 | 2625834.5 | 2020
Vintage1971 | natural gas steam turbine | TRUE | 195.3.AL.ST | 3 | N | . | Barry | Alabama Power Co | 195 | AL | ESC | SERC |  | 22 | 1 | Electric Utility | ST | NG | NG | SOCO | M | mcf | . | 28910 | 35899 | 525954 | 320481 | 263013 | 147227 | 17610 | 42611 | 74913 | 67078 | 48827 | . | 28910 | 35899 | 525954 | 320481 | 263013 | 147227 | 17610 | 42611 | 74913 | 67078 | 48827 | . | 1.035 | 1.045 | 1.031 | 1.026 | 1.033 | 1.029 | 1.04 | 1.034 | 1.042 | 1.033 | 1.034 | . | 29922 | 37514 | 542259 | 328814 | 271692 | 151497 | 18314 | 44060 | 78059 | 69292 | 50487 | . | 29922 | 37514 | 542259 | 328814 | 271692 | 151497 | 18314 | 44060 | 78059 | 69292 | 50487 | . | -3391.657 | 3566.246 | 54080.523 | 32772.129 | 26907.48 | 15159.3 | 1810.983 | 4447.628 | 7835.263 | 7207.075 | 5049.5 | 1572523 | 1572523 | 1621910 | 1621910 | 155444.47 | 2020
Vintage1971 | hard coal | TRUE | 195.3.AL.ST | 3 | N | . | Barry | Alabama Power Co | 195 | AL | ESC | SERC |  | 22 | 1 | Electric Utility | ST | SUB | COL | SOCO | M | short tons | . | 0 | 0 | 0 | 0 | 0 | 0 | 0 | 0 | 0 | 0 | 0 | . | 0 | 0 | 0 | 0 | 0 | 0 | 0 | 0 | 0 | 0 | 0 | . | 0 | 0 | 0 | 0 | 0 | 0 | 0 | 0 | 0 | 0 | 0 | . | 0 | 0 | 0 | 0 | 0 | 0 | 0 | 0 | 0 | 0 | 0 | . | 0 | 0 | 0 | 0 | 0 | 0 | 0 | 0 | 0 | 0 | 0 | . | 0 | 0 | 0 | 0 | 0 | 0 | 0 | 0 | 0 | 0 | 0 | 0 | 0 | 0 | 0 | 0 | 2020
Vintage1967 | hydro | TRUE | 195.4.AL.HY | 4 | N | . | Walter Bouldin Dam | Alabama Power Co | 195 | AL | ESC | SERC |  | 22 | 1 | Electric Utility | HY | WAT | HYC | SOCO | A |  | 0 | 0 | 0 | 0 | 0 | 0 | 0 | 0 | 0 | 0 | 0 | 0 | 0 | 0 | 0 | 0 | 0 | 0 | 0 | 0 | 0 | 0 | 0 | 0 | 0 | 0 | 0 | 0 | 0 | 0 | 0 | 0 | 0 | 0 | 0 | 0 | 415297 | 433668 | 380451 | 351602 | 515770 | 502425 | 472861 | 400620 | 320976 | 319219 | 367339 | 382064 | 415297 | 433668 | 380451 | 351602 | 515770 | 502425 | 472861 | 400620 | 320976 | 319219 | 367339 | 382064 | 47370.534 | 49465.965 | 43395.753 | 40105.133 | 58830.79 | 57308.649 | 53936.416 | 45696.368 | 36611.875 | 36411.474 | 41900.248 | 43579.795 | 0 | 0 | 4862292 | 4862292 | 554613 | 2020
Vintage1949 | natural gas steam turbine | TRUE | 195.7.AL.ST | 7 | Y | . | Gadsden | Alabama Power Co | 195 | AL | ESC | SERC |  | 22 | 1 | Electric Utility | ST | NG | NG | SOCO | M | mcf | 186546 | 178066 | 198883 | 134134 | 0 | 0 | 0 | 0 | 0 | 0 | 0 | 0 | 164724 | 156857 | 174723 | 118445 | 0 | 0 | 0 | 0 | 0 | 0 | 0 | 0 | 1.025 | 1.019 | 1.017 | 1.016 | 0 | 0 | 0 | 0 | 0 | 0 | 0 | 0 | 191210 | 181449 | 202264 | 136280 | 0 | 0 | 0 | 0 | 0 | 0 | 0 | 0 | 168842 | 159837 | 177693 | 120340 | 0 | 0 | 0 | 0 | 0 | 0 | 0 | 0 | 14475 | 13717 | 15377 | 10240 | -397 | -335 | -341 | -345 | -336 | -357 | -384 | -879 | 697629 | 614749 | 711203 | 626712 | 50435 | 2020
Vintage1980 | petroleum | TRUE | 5701.9.TX.GT | 9 | N | . | Copper | El Paso Electric Co | 5701 | TX | WSC | WECC |  | 22 | 1 | Electric Utility | GT | DFO | DFO | EPE | A | barrels | 0 | 0 | 0 | 0 | 0 | 0 | 0 | 0 | 0 | 0 | 0 | 0 | 0 | 0 | 0 | 0 | 0 | 0 | 0 | 0 | 0 | 0 | 0 | 0 | 0 | 0 | 0 | 0 | 0 | 0 | 0 | 0 | 0 | 0 | 0 | 0 | 0 | 0 | 0 | 0 | 0 | 0 | 0 | 0 | 0 | 0 | 0 | 0 | 0 | 0 | 0 | 0 | 0 | 0 | 0 | 0 | 0 | 0 | 0 | 0 | 0 | 0 | 0 | 0 | 0 | 0 | 0 | 0 | 0 | 0 | 0 | 0 | 0 | 0 | 0 | 0 | 0 | 2020
Vintage1980 | natural gas peaker | TRUE | 5701.9.TX.GT | 9 | N | . | Copper | El Paso Electric Co | 5701 | TX | WSC | WECC |  | 22 | 1 | Electric Utility | GT | NG | NG | EPE | A | mcf | 52205 | 49668 | 48399 | 43095 | 51592 | 61022 | 74243 | 71857 | 59295 | 51277 | 40164 | 44141 | 52205 | 49668 | 48399 | 43095 | 51592 | 61022 | 74243 | 71857 | 59295 | 51277 | 40164 | 44141 | 1.029 | 1.029 | 1.029 | 1.029 | 1.029 | 1.029 | 1.029 | 1.029 | 1.029 | 1.029 | 1.029 | 1.029 | 53719 | 51108 | 49803 | 44345 | 53088 | 62792 | 76396 | 73941 | 61015 | 52764 | 41329 | 45421 | 53719 | 51108 | 49803 | 44345 | 53088 | 62792 | 76396 | 73941 | 61015 | 52764 | 41329 | 45421 | 2734.476 | 2601.623 | 2535.181 | 2257.332 | 2702.439 | 3196.372 | 3888.887 | 3763.932 | 3105.925 | 2685.897 | 2103.799 | 2312.137 | 646958 | 646958 | 665721 | 665721 | 33888 | 2020
Vintage1996 | petroleum | TRUE | 195.10.AL.GT | 10 | N | . | Greene County | Alabama Power Co | 195 | AL | ESC | SERC |  | 22 | 1 | Electric Utility | GT | DFO | DFO | SOCO | M | barrels | 0 | 0 | 0 | 0 | 6 | 0 | 0 | 36 | 272 | 0 | 0 | 0 | 0 | 0 | 0 | 0 | 6 | 0 | 0 | 36 | 272 | 0 | 0 | 0 | 0 | 0 | 0 | 0 | 5.822 | 0 | 0 | 5.829 | 5.823 | 0 | 0 | 0 | 0 | 0 | 0 | 0 | 35 | 0 | 0 | 210 | 1584 | 0 | 0 | 0 | 0 | 0 | 0 | 0 | 35 | 0 | 0 | 210 | 1584 | 0 | 0 | 0 | 0 | 0 | 0 | 0 | 2.445 | 0 | 0 | 15.654 | 116.586 | 0 | 0 | 0 | 314 | 314 | 1829 | 1829 | 134.685 | 2020
Vintage1996 | natural gas peaker | TRUE | 195.10.AL.GT | 10 | N | . | Greene County | Alabama Power Co | 195 | AL | ESC | SERC |  | 22 | 1 | Electric Utility | GT | NG | NG | SOCO | M | mcf | 12501 | 9806 | 6195 | 5695 | 18607 | 69112 | 85590 | 122710 | 49508 | 131364 | 61919 | 79264 | 12501 | 9806 | 6195 | 5695 | 18607 | 69112 | 85590 | 122710 | 49508 | 131364 | 61919 | 79264 | 1.033 | 1.031 | 1.032 | 1.027 | 1.027 | 1.029 | 1.033 | 1.035 | 1.036 | 1.036 | 1.034 | 1.038 | 12914 | 10110 | 6393 | 5849 | 19109 | 71116 | 88414 | 127005 | 51290 | 136093 | 64024 | 82276 | 12914 | 10110 | 6393 | 5849 | 19109 | 71116 | 88414 | 127005 | 51290 | 136093 | 64024 | 82276 | 630 | 481 | 199 | 199 | 1337.555 | 5231 | 6624 | 9474.346 | 3775.414 | 9594 | 4201 | 5659 | 652271 | 652271 | 674593 | 674593 | 47405.315 | 2020
Vintage1966 | natural gas steam turbine | TRUE | 195.10.AL.ST | 10 | N | . | Greene County | Alabama Power Co | 195 | AL | ESC | SERC |  | 22 | 1 | Electric Utility | ST | NG | NG | SOCO | M | mcf | 887489 | 752183 | 1198189 | 561789 | 677149 | 1429543 | 2195906 | 1447841 | 447647 | 141955 | 640497 | 379619 | 887489 | 752183 | 1198189 | 561789 | 677149 | 1429543 | 2195906 | 1447841 | 447647 | 141955 | 640497 | 379619 | 1.033 | 1.031 | 1.032 | 1.027 | 1.027 | 1.029 | 1.033 | 1.035 | 1.036 | 1.036 | 1.034 | 1.038 | 916776 | 775501 | 1236531 | 576957 | 695432 | 1471000 | 2268371 | 1498515 | 463762 | 147065 | 662274 | 394045 | 916776 | 775501 | 1236531 | 576957 | 695432 | 1471000 | 2268371 | 1498515 | 463762 | 147065 | 662274 | 394045 | 82949 | 69780 | 115910 | 52031 | 61991 | 134038 | 218059 | 136307 | 42790 | 11917 | 58893 | 38937 | 10759807 | 10759807 | 11106229 | 11106229 | 1023602 | 2020
Vintage1966 | hydro | TRUE | 195.11.AL.HY | 11 | N | . | H Neely Henry Dam | Alabama Power Co | 195 | AL | ESC | SERC |  | 22 | 1 | Electric Utility | HY | WAT | HYC | SOCO | A |  | 0 | 0 | 0 | 0 | 0 | 0 | 0 | 0 | 0 | 0 | 0 | 0 | 0 | 0 | 0 | 0 | 0 | 0 | 0 | 0 | 0 | 0 | 0 | 0 | 0 | 0 | 0 | 0 | 0 | 0 | 0 | 0 | 0 | 0 | 0 | 0 | 201704 | 210627 | 184780 | 170768 | 250502 | 244021 | 229662 | 194576 | 155894 | 155041 | 178412 | 185563 | 201704 | 210627 | 184780 | 170768 | 250502 | 244021 | 229662 | 194576 | 155894 | 155041 | 178412 | 185563 | 23007.227 | 24024.947 | 21076.728 | 19478.518 | 28573.315 | 27834.032 | 26196.184 | 22194.105 | 17781.89 | 17684.558 | 20350.381 | 21166.115 | 0 | 0 | 2361550 | 2361550 | 269368 | 2020
Vintage1968 | hydro | TRUE | 195.12.AL.HY | 12 | N | . | Holt Dam | Alabama Power Co | 195 | AL | ESC | SERC |  | 22 | 1 | Electric Utility | HY | WAT | HYC | SOCO | A |  | 0 | 0 | 0 | 0 | 0 | 0 | 0 | 0 | 0 | 0 | 0 | 0 | 0 | 0 | 0 | 0 | 0 | 0 | 0 | 0 | 0 | 0 | 0 | 0 | 0 | 0 | 0 | 0 | 0 | 0 | 0 | 0 | 0 | 0 | 0 | 0 | 139571 | 145745 | 127860 | 118164 | 173337 | 168852 | 158916 | 134638 | 107872 | 107281 | 123453 | 128402 | 139571 | 145745 | 127860 | 118164 | 173337 | 168852 | 158916 | 134638 | 107872 | 107281 | 123453 | 128402 | 15920.004 | 16624.224 | 14584.184 | 13478.292 | 19771.498 | 19259.946 | 18126.626 | 15357.36 | 12304.299 | 12236.949 | 14081.583 | 14646.035 | 0 | 0 | 1634091 | 1634091 | 186391 | 2020
Vintage1929 | hydro | TRUE | 195.13.AL.HY | 13 | N | . | Jordan Dam | Alabama Power Co | 195 | AL | ESC | SERC |  | 22 | 1 | Electric Utility | HY | WAT | HYC | SOCO | A |  | 0 | 0 | 0 | 0 | 0 | 0 | 0 | 0 | 0 | 0 | 0 | 0 | 0 | 0 | 0 | 0 | 0 | 0 | 0 | 0 | 0 | 0 | 0 | 0 | 0 | 0 | 0 | 0 | 0 | 0 | 0 | 0 | 0 | 0 | 0 | 0 | 439604 | 459050 | 402718 | 372181 | 545957 | 531831 | 500537 | 424068 | 339763 | 337903 | 388840 | 404426 | 439604 | 459050 | 402718 | 372181 | 545957 | 531831 | 500537 | 424068 | 339763 | 337903 | 388840 | 404426 | 50143.087 | 52361.164 | 45935.668 | 42452.451 | 62274.103 | 60662.873 | 57093.266 | 48370.935 | 38754.735 | 38542.605 | 44352.631 | 46130.482 | 0 | 0 | 5146878 | 5146878 | 587074 | 2020
Vintage1964 | hydro | TRUE | 195.14.AL.HY | 14 | N | . | Logan Martin Dam | Alabama Power Co | 195 | AL | ESC | SERC |  | 22 | 1 | Electric Utility | HY | WAT | HYC | SOCO | A |  | 0 | 0 | 0 | 0 | 0 | 0 | 0 | 0 | 0 | 0 | 0 | 0 | 0 | 0 | 0 | 0 | 0 | 0 | 0 | 0 | 0 | 0 | 0 | 0 | 0 | 0 | 0 | 0 | 0 | 0 | 0 | 0 | 0 | 0 | 0 | 0 | 366669 | 382889 | 335903 | 310432 | 455377 | 443595 | 417492 | 353710 | 283392 | 281841 | 324327 | 337327 | 366669 | 382889 | 335903 | 310432 | 455377 | 443595 | 417492 | 353710 | 283392 | 281841 | 324327 | 337327 | 41823.8 | 43673.874 | 38314.438 | 35409.125 | 51942.148 | 50598.239 | 47620.868 | 40345.668 | 32324.9 | 32147.965 | 36994.045 | 38476.93 | 0 | 0 | 4292954 | 4292954 | 489672 | 2020
Vintage1968 | hydro | TRUE | 195.15.AL.HY | 15 | N | . | Lay Dam | Alabama Power Co | 195 | AL | ESC | SERC |  | 22 | 1 | Electric Utility | HY | WAT | HYC | SOCO | A |  | 0 | 0 | 0 | 0 | 0 | 0 | 0 | 0 | 0 | 0 | 0 | 0 | 0 | 0 | 0 | 0 | 0 | 0 | 0 | 0 | 0 | 0 | 0 | 0 | 0 | 0 | 0 | 0 | 0 | 0 | 0 | 0 | 0 | 0 | 0 | 0 | 526282 | 549563 | 482123 | 445565 | 653605 | 636694 | 599229 | 507683 | 406755 | 404528 | 465508 | 484168 | 526282 | 549563 | 482123 | 445565 | 653605 | 636694 | 599229 | 507683 | 406755 | 404528 | 465508 | 484168 | 60029.94 | 62685.359 | 54992.93 | 50822.917 | 74552.859 | 72623.939 | 68350.502 | 57908.366 | 46396.113 | 46142.157 | 53097.762 | 55226.156 | 0 | 0 | 6161703 | 6161703 | 702829 | 2020
Vintage1952 | hydro | TRUE | 195.16.AL.HY | 16 | N | . | Martin Dam | Alabama Power Co | 195 | AL | ESC | SERC |  | 22 | 1 | Electric Utility | HY | WAT | HYC | SOCO | A |  | 0 | 0 | 0 | 0 | 0 | 0 | 0 | 0 | 0 | 0 | 0 | 0 | 0 | 0 | 0 | 0 | 0 | 0 | 0 | 0 | 0 | 0 | 0 | 0 | 0 | 0 | 0 | 0 | 0 | 0 | 0 | 0 | 0 | 0 | 0 | 0 | 399478 | 417149 | 365959 | 338209 | 496123 | 483287 | 454849 | 385360 | 308750 | 307060 | 353347 | 367511 | 399478 | 417149 | 365959 | 338209 | 496123 | 483287 | 454849 | 385360 | 308750 | 307060 | 353347 | 367511 | 45566.123 | 47581.736 | 41742.747 | 38577.472 | 56589.841 | 55125.681 | 51881.901 | 43955.728 | 35217.276 | 35024.509 | 40304.207 | 41919.779 | 0 | 0 | 4677082 | 4677082 | 533487 | 2020
Vintage1985 | hydro | TRUE | 195.17.AL.HY | 17 | N | . | Mitchell Dam | Alabama Power Co | 195 | AL | ESC | SERC |  | 22 | 1 | Electric Utility | HY | WAT | HYC | SOCO | A |  | 0 | 0 | 0 | 0 | 0 | 0 | 0 | 0 | 0 | 0 | 0 | 0 | 0 | 0 | 0 | 0 | 0 | 0 | 0 | 0 | 0 | 0 | 0 | 0 | 0 | 0 | 0 | 0 | 0 | 0 | 0 | 0 | 0 | 0 | 0 | 0 | 483096 | 504466 | 442560 | 409002 | 599970 | 584447 | 550056 | 466022 | 373377 | 371333 | 427309 | 444437 | 483096 | 504466 | 442560 | 409002 | 599970 | 584447 | 550056 | 466022 | 373377 | 371333 | 427309 | 444437 | 55103.894 | 57541.412 | 50480.222 | 46652.399 | 68435.067 | 66664.434 | 62741.675 | 53156.418 | 42588.858 | 42355.741 | 48740.571 | 50694.309 | 0 | 0 | 5656075 | 5656075 | 645155 | 2020
Vintage1962 | hydro | TRUE | 195.18.AL.HY | 18 | N | . | Lewis Smith Dam | Alabama Power Co | 195 | AL | ESC | SERC |  | 22 | 1 | Electric Utility | HY | WAT | HYC | SOCO | A |  | 0 | 0 | 0 | 0 | 0 | 0 | 0 | 0 | 0 | 0 | 0 | 0 | 0 | 0 | 0 | 0 | 0 | 0 | 0 | 0 | 0 | 0 | 0 | 0 | 0 | 0 | 0 | 0 | 0 | 0 | 0 | 0 | 0 | 0 | 0 | 0 | 294268 | 307285 | 269576 | 249135 | 365460 | 356004 | 335056 | 283868 | 227435 | 226190 | 260286 | 270720 | 294268 | 307285 | 269576 | 249135 | 365460 | 356004 | 335056 | 283868 | 227435 | 226190 | 260286 | 270720 | 33565.413 | 35050.176 | 30748.997 | 28417.357 | 41685.825 | 40607.279 | 38217.81 | 32379.147 | 25942.133 | 25800.135 | 29689.324 | 30879.404 | 0 | 0 | 3445283 | 3445283 | 392983 | 2020
Vintage1931 | hydro | TRUE | 195.19.AL.HY | 19 | N | . | Thurlow Dam | Alabama Power Co | 195 | AL | ESC | SERC |  | 22 | 1 | Electric Utility | HY | WAT | HYC | SOCO | A |  | 0 | 0 | 0 | 0 | 0 | 0 | 0 | 0 | 0 | 0 | 0 | 0 | 0 | 0 | 0 | 0 | 0 | 0 | 0 | 0 | 0 | 0 | 0 | 0 | 0 | 0 | 0 | 0 | 0 | 0 | 0 | 0 | 0 | 0 | 0 | 0 | 224643 | 234580 | 205794 | 190189 | 278991 | 271772 | 255780 | 216704 | 173623 | 172673 | 198702 | 206667 | 224643 | 234580 | 205794 | 190189 | 278991 | 271772 | 255780 | 216704 | 173623 | 172673 | 198702 | 206667 | 25623.73 | 26757.196 | 23473.688 | 21693.722 | 31822.829 | 30999.471 | 29175.358 | 24718.14 | 19804.144 | 19695.743 | 22664.738 | 23573.241 | 0 | 0 | 2630118 | 2630118 | 300002 | 2020
Vintage1962 | hydro | TRUE | 195.20.AL.HY | 20 | N | . | Weiss Dam | Alabama Power Co | 195 | AL | ESC | SERC |  | 22 | 1 | Electric Utility | HY | WAT | HYC | SOCO | A |  | 0 | 0 | 0 | 0 | 0 | 0 | 0 | 0 | 0 | 0 | 0 | 0 | 0 | 0 | 0 | 0 | 0 | 0 | 0 | 0 | 0 | 0 | 0 | 0 | 0 | 0 | 0 | 0 | 0 | 0 | 0 | 0 | 0 | 0 | 0 | 0 | 218205 | 227857 | 199896 | 184738 | 270995 | 263983 | 248450 | 210493 | 168647 | 167724 | 193007 | 200744 | 218205 | 227857 | 199896 | 184738 | 270995 | 263983 | 248450 | 210493 | 168647 | 167724 | 193007 | 200744 | 24889.36 | 25990.339 | 22800.937 | 21071.984 | 30910.793 | 30111.032 | 28339.197 | 24009.723 | 19236.561 | 19131.267 | 22015.171 | 22897.636 | 0 | 0 | 2554739 | 2554739 | 291404 | 2020
Vintage1928 | hydro | TRUE | 195.21.AL.HY | 21 | N | . | Yates Dam | Alabama Power Co | 195 | AL | ESC | SERC |  | 22 | 1 | Electric Utility | HY | WAT | HYC | SOCO | A |  | 0 | 0 | 0 | 0 | 0 | 0 | 0 | 0 | 0 | 0 | 0 | 0 | 0 | 0 | 0 | 0 | 0 | 0 | 0 | 0 | 0 | 0 | 0 | 0 | 0 | 0 | 0 | 0 | 0 | 0 | 0 | 0 | 0 | 0 | 0 | 0 | 146892 | 153389 | 134566 | 124362 | 182429 | 177709 | 167252 | 141700 | 113530 | 112909 | 129929 | 135137 | 146892 | 153389 | 134566 | 124362 | 182429 | 177709 | 167252 | 141700 | 113530 | 112909 | 129929 | 135137 | 16755.076 | 17496.235 | 15349.186 | 14185.286 | 20808.597 | 20270.212 | 19077.445 | 16162.919 | 12949.711 | 12878.829 | 14820.222 | 15414.282 | 0 | 0 | 1719804 | 1719804 | 196168 | 2020
Vintage1970 | petroleum | TRUE | 195.26.AL.GT | 26 | N | . | E C Gaston | Alabama Power Co | 195 | AL | ESC | SERC |  | 22 | 1 | Electric Utility | GT | DFO | DFO | SOCO | M | barrels | 50 | 51 | 50 | 43 | 41 | 48 | 49 | 54 | 55 | 46 | 62 | 45 | 50 | 51 | 50 | 43 | 41 | 48 | 49 | 54 | 55 | 46 | 62 | 45 | 5.777 | 5.777 | 5.777 | 5.777 | 5.777 | 5.777 | 5.777 | 5.777 | 5.777 | 5.777 | 5.777 | 5.777 | 289 | 295 | 289 | 248 | 237 | 277 | 283 | 312 | 318 | 266 | 358 | 260 | 289 | 295 | 289 | 248 | 237 | 277 | 283 | 312 | 318 | 266 | 358 | 260 | 8 | 12 | 12 | 13 | 11 | 10 | 11 | 10 | 13 | 11 | 13 | 8 | 594 | 594 | 3432 | 3432 | 132 | 2020
Vintage1974 | hard coal | TRUE | 195.26.AL.ST | 26 | N | . | E C Gaston | Alabama Power Co | 195 | AL | ESC | SERC |  | 22 | 1 | Electric Utility | ST | BIT | COL | SOCO | M | short tons | 172257 | 27051 | 0 | 0 | 0 | 151915 | 176904 | 185288 | 192470 | 52912 | 84240 | 11453 | 172257 | 27051 | 0 | 0 | 0 | 151915 | 176904 | 185288 | 192470 | 52912 | 84240 | 11453 | 23.602 | 23.97 | 0 | 0 | 0 | 24.248 | 24.332 | 23.74 | 23.182 | 23.852 | 23.618 | 22.714 | 4065610 | 648412 | 0 | 0 | 0 | 3683635 | 4304428 | 4398737 | 4461840 | 1262057 | 1989580 | 260143 | 4065610 | 648412 | 0 | 0 | 0 | 3683635 | 4304428 | 4398737 | 4461840 | 1262057 | 1989580 | 260143 | 396015.29 | 50724.728 | 0 | 0 | 0 | 348521.06 | 409764.86 | 415859.06 | 446754.09 | 104049.57 | 206178.37 | 6841.452 | 1054490 | 1054490 | 25074442 | 25074442 | 2384708.5 | 2020
Vintage1974 | natural gas steam turbine | TRUE | 195.26.AL.ST | 26 | N | . | E C Gaston | Alabama Power Co | 195 | AL | ESC | SERC |  | 22 | 1 | Electric Utility | ST | NG | NG | SOCO | M | mcf | 74353 | 20956 | 577639 | 414007 | 1641989 | 2914377 | 4156517 | 2716847 | 1279527 | 1109260 | 68972 | 130875 | 74353 | 20956 | 577639 | 414007 | 1641989 | 2914377 | 4156517 | 2716847 | 1279527 | 1109260 | 68972 | 130875 | 1.03 | 1.028 | 1.028 | 1.029 | 1.025 | 1.027 | 1.029 | 1.029 | 1.032 | 1.029 | 1.028 | 1.031 | 76584 | 21543 | 593813 | 426013 | 1683039 | 2993065 | 4277056 | 2795636 | 1320472 | 1141429 | 70903 | 134932 | 76584 | 21543 | 593813 | 426013 | 1683039 | 2993065 | 4277056 | 2795636 | 1320472 | 1141429 | 70903 | 134932 | 7459.711 | 1685.272 | 43697 | 29198 | 138204 | 283183.94 | 407159.14 | 264300.94 | 132215.92 | 94104.427 | 7347.635 | 3548.548 | 15105319 | 15105319 | 15534485 | 15534485 | 1412104.5 | 2020
Vintage2001 | petroleum | TRUE | 29305.30.MN.IC | 30 | N | . | Madelia | City of Madelia - (MN) | 29305 | MN | WNC | MRO |  | 22 | 1 | Electric Utility | IC | DFO | DFO | MISO | A | barrels | 7 | 8 | 1 | 3 | 22 | 14 | 6 | 25 | 6 | 8 | 4 | 16 | 7 | 8 | 1 | 3 | 22 | 14 | 6 | 25 | 6 | 8 | 4 | 16 | 6.2 | 6.2 | 6.2 | 6.2 | 6.2 | 6.2 | 6.2 | 6.2 | 6.2 | 6.2 | 6.2 | 6.2 | 43 | 50 | 6 | 19 | 136 | 87 | 37 | 155 | 37 | 50 | 25 | 99 | 43 | 50 | 6 | 19 | 136 | 87 | 37 | 155 | 37 | 50 | 25 | 99 | -7.685 | -10.101 | -0.909 | -4.174 | -26.563 | -17.598 | -7.357 | -31.053 | -7.66 | -9.43 | -5.385 | -19.085 | 120 | 120 | 744 | 744 | -147 | 2020
Vintage2001 | natural gas peaker | TRUE | 29305.30.MN.IC | 30 | N | . | Madelia | City of Madelia - (MN) | 29305 | MN | WNC | MRO |  | 22 | 1 | Electric Utility | IC | NG | NG | MISO | A | mcf | 0 | 0 | 0 | 0 | 0 | 0 | 0 | 0 | 0 | 0 | 0 | 0 | 0 | 0 | 0 | 0 | 0 | 0 | 0 | 0 | 0 | 0 | 0 | 0 | 0 | 0 | 0 | 0 | 0 | 0 | 0 | 0 | 0 | 0 | 0 | 0 | 0 | 0 | 0 | 0 | 0 | 0 | 0 | 0 | 0 | 0 | 0 | 0 | 0 | 0 | 0 | 0 | 0 | 0 | 0 | 0 | 0 | 0 | 0 | 0 | 0 | 0 | 0 | 0 | 0 | 0 | 0 | 0 | 0 | 0 | 0 | 0 | 0 | 0 | 0 | 0 | 0 | 2020
Vintage1980 | hydro | TRUE | 13402.34.CA.HY | 34 | N | . | Rollins | Nevada Irrigation District | 13402 | CA | PACC | WECC |  | 22 | 2 | NAICS-22 Non-Cogen | HY | WAT | HYC | CISO | A |  | 0 | 0 | 0 | 0 | 0 | 0 | 0 | 0 | 0 | 0 | 0 | 0 | 0 | 0 | 0 | 0 | 0 | 0 | 0 | 0 | 0 | 0 | 0 | 0 | 0 | 0 | 0 | 0 | 0 | 0 | 0 | 0 | 0 | 0 | 0 | 0 | 31752 | 23689 | 25079 | 36813 | 50420 | 47111 | 49810 | 50191 | 34956 | 28747 | 21742 | 17910 | 31752 | 23689 | 25079 | 36813 | 50420 | 47111 | 49810 | 50191 | 34956 | 28747 | 21742 | 17910 | 3621.773 | 2702.048 | 2860.614 | 4199.095 | 5751.155 | 5373.674 | 5681.497 | 5724.985 | 3987.239 | 3279.044 | 2479.999 | 2042.877 | 0 | 0 | 418220 | 418220 | 47704 | 2020
Vintage1970 | hydro | TRUE | 27813.38.AL.HY | 38 | N | . | Millers Ferry | USCE-Mobile District | 27813 | AL | ESC | SERC |  | 22 | 1 | Electric Utility | HY | WAT | HYC | SOCO | A |  | 0 | 0 | 0 | 0 | 0 | 0 | 0 | 0 | 0 | 0 | 0 | 0 | 0 | 0 | 0 | 0 | 0 | 0 | 0 | 0 | 0 | 0 | 0 | 0 | 0 | 0 | 0 | 0 | 0 | 0 | 0 | 0 | 0 | 0 | 0 | 0 | 265416 | 277157 | 243146 | 224709 | 329628 | 321100 | 302205 | 256036 | 205136 | 204013 | 234767 | 244177 | 265416 | 277157 | 243146 | 224709 | 329628 | 321100 | 302205 | 256036 | 205136 | 204013 | 234767 | 244177 | 30274.494 | 31613.683 | 27734.213 | 25631.178 | 37598.74 | 36625.94 | 34470.747 | 29204.535 | 23398.638 | 23270.562 | 26778.436 | 27851.834 | 0 | 0 | 3107490 | 3107490 | 354453 | 2020
Vintage1977 | nuclear | TRUE | 18642.46.AL.ST | 46 | N | 3 | Browns Ferry | Tennessee Valley Authority | 18642 | AL | ESC | SERC |  | 22 | 1 | Electric Utility | ST | NUC | NUC | TVA | M |  | 0 | 0 | 0 | 0 | 0 | 0 | 0 | 0 | 0 | 0 | 0 | 0 | 0 | 0 | 0 | 0 | 0 | 0 | 0 | 0 | 0 | 0 | 0 | 0 | 0 | 0 | 0 | 0 | 0 | 0 | 0 | 0 | 0 | 0 | 0 | 0 | 8718924 | 5902051 | 786885 | 7417219 | 9944728 | 9426493 | 9194487 | 9539184 | 9019820 | 9913474 | 9677039 | 9715418 | 8718924 | 5902051 | 786885 | 7417219 | 9944728 | 9426493 | 9194487 | 9539184 | 9019820 | 9913474 | 9677039 | 9715418 | 834668 | 565007 | 75329 | 710055 | 952015 | 902404 | 880194 | 913192 | 863473 | 949023 | 926389 | 930063 | 0 | 0 | 99255722 | 99255722 | 9501812 | 2020
Vintage1977 | nuclear | TRUE | 18642.46.AL.ST | 46 | N | 2 | Browns Ferry | Tennessee Valley Authority | 18642 | AL | ESC | SERC |  | 22 | 1 | Electric Utility | ST | NUC | NUC | TVA | M |  | 0 | 0 | 0 | 0 | 0 | 0 | 0 | 0 | 0 | 0 | 0 | 0 | 0 | 0 | 0 | 0 | 0 | 0 | 0 | 0 | 0 | 0 | 0 | 0 | 0 | 0 | 0 | 0 | 0 | 0 | 0 | 0 | 0 | 0 | 0 | 0 | 9711584 | 8866254 | 9669612 | 9413258 | 7458846 | 6776149 | 6411345 | 9300545 | 8764583 | 9750767 | 9460870 | 9909306 | 9711584 | 8866254 | 9669612 | 9413258 | 7458846 | 6776149 | 6411345 | 9300545 | 8764583 | 9750767 | 9460870 | 9909306 | 929696 | 848772 | 925678 | 901137 | 714040 | 648685 | 613762 | 890347 | 839039 | 933447 | 905695 | 948624 | 0 | 0 | 105493119 | 105493119 | 10098922 | 2020
Vintage1977 | nuclear | TRUE | 18642.46.AL.ST | 46 | N | 1 | Browns Ferry | Tennessee Valley Authority | 18642 | AL | ESC | SERC |  | 22 | 1 | Electric Utility | ST | NUC | NUC | TVA | M |  | 0 | 0 | 0 | 0 | 0 | 0 | 0 | 0 | 0 | 0 | 0 | 0 | 0 | 0 | 0 | 0 | 0 | 0 | 0 | 0 | 0 | 0 | 0 | 0 | 0 | 0 | 0 | 0 | 0 | 0 | 0 | 0 | 0 | 0 | 0 | 0 | 9340219 | 8791168 | 9649807 | 9391196 | 9716494 | 9353956 | 6401933 | 9264298 | 8319668 | 440361 | 6052368 | 9111149 | 9340219 | 8791168 | 9649807 | 9391196 | 9716494 | 9353956 | 6401933 | 9264298 | 8319668 | 440361 | 6052368 | 9111149 | 894145 | 841584 | 923782 | 899025 | 930166 | 895460 | 612861 | 886877 | 796447 | 42156 | 579397 | 872216 | 0 | 0 | 95832617 | 95832617 | 9174116 | 2020
Vintage1972 | petroleum | TRUE | 18642.47.AL.GT | 47 | N | . | Colbert | Tennessee Valley Authority | 18642 | AL | ESC | SERC |  | 22 | 1 | Electric Utility | GT | DFO | DFO | TVA | A | barrels | 47 | 37 | 37 | 20 | 48 | 37 | 32 | 46 | 24 | 23 | 32 | 52 | 47 | 37 | 37 | 20 | 48 | 37 | 32 | 46 | 24 | 23 | 32 | 52 | 5.762 | 5.762 | 5.762 | 5.762 | 5.762 | 5.762 | 5.762 | 5.762 | 5.762 | 5.762 | 5.762 | 5.762 | 271 | 213 | 213 | 115 | 277 | 213 | 184 | 265 | 138 | 133 | 184 | 300 | 271 | 213 | 213 | 115 | 277 | 213 | 184 | 265 | 138 | 133 | 184 | 300 | 14.251 | 11.479 | 11.263 | 6.224 | 14.897 | 11.366 | 9.974 | 14.21 | 7.456 | 7.043 | 9.724 | 15.88 | 435 | 435 | 2506 | 2506 | 133.767 | 2020
Vintage1972 | natural gas peaker | TRUE | 18642.47.AL.GT | 47 | N | . | Colbert | Tennessee Valley Authority | 18642 | AL | ESC | SERC |  | 22 | 1 | Electric Utility | GT | NG | NG | TVA | A | mcf | 3449 | 4285 | 4348 | 2975 | 4032 | 5219 | 6183 | 5594 | 4864 | 4090 | 3277 | 4491 | 3449 | 4285 | 4348 | 2975 | 4032 | 5219 | 6183 | 5594 | 4864 | 4090 | 3277 | 4491 | 1 | 1 | 1 | 1 | 1 | 1 | 1 | 1 | 1 | 1 | 1 | 1 | 3449 | 4285 | 4348 | 2975 | 4032 | 5219 | 6183 | 5594 | 4864 | 4090 | 3277 | 4491 | 3449 | 4285 | 4348 | 2975 | 4032 | 5219 | 6183 | 5594 | 4864 | 4090 | 3277 | 4491 | 184.121 | 228.683 | 232.026 | 158.755 | 215.188 | 278.505 | 329.99 | 298.533 | 259.59 | 218.267 | 174.874 | 239.701 | 52807 | 52807 | 52807 | 52807 | 2818.233 | 2020
Vintage1952 | hydro | TRUE | 18642.48.AL.HY | 48 | N | . | Guntersville | Tennessee Valley Authority | 18642 | AL | ESC | SERC |  | 22 | 1 | Electric Utility | HY | WAT | HYC | TVA | A |  | 0 | 0 | 0 | 0 | 0 | 0 | 0 | 0 | 0 | 0 | 0 | 0 | 0 | 0 | 0 | 0 | 0 | 0 | 0 | 0 | 0 | 0 | 0 | 0 | 0 | 0 | 0 | 0 | 0 | 0 | 0 | 0 | 0 | 0 | 0 | 0 | 704626 | 735795 | 645502 | 596554 | 875094 | 852453 | 802292 | 679723 | 544593 | 541612 | 623256 | 648239 | 704626 | 735795 | 645502 | 596554 | 875094 | 852453 | 802292 | 679723 | 544593 | 541612 | 623256 | 648239 | 80372.486 | 83927.755 | 73628.567 | 68045.448 | 99816.835 | 97234.254 | 91512.664 | 77531.966 | 62118.518 | 61778.503 | 71091.177 | 73940.827 | 0 | 0 | 8249739 | 8249739 | 940999 | 2020
Vintage1963 | hydro | TRUE | 18642.49.AL.HY | 49 | N | . | Wheeler Dam | Tennessee Valley Authority | 18642 | AL | ESC | SERC |  | 22 | 1 | Electric Utility | HY | WAT | HYC | TVA | A |  | 0 | 0 | 0 | 0 | 0 | 0 | 0 | 0 | 0 | 0 | 0 | 0 | 0 | 0 | 0 | 0 | 0 | 0 | 0 | 0 | 0 | 0 | 0 | 0 | 0 | 0 | 0 | 0 | 0 | 0 | 0 | 0 | 0 | 0 | 0 | 0 | 1714799 | 1790653 | 1570913 | 1451794 | 2129657 | 2074556 | 1952482 | 1654195 | 1325339 | 1318084 | 1516776 | 1577576 | 1714799 | 1790653 | 1570913 | 1451794 | 2129657 | 2074556 | 1952482 | 1654195 | 1325339 | 1318084 | 1516776 | 1577576 | 195597.03 | 204249.25 | 179184.81 | 165597.56 | 242917.41 | 236632.36 | 222708.12 | 188684.25 | 151173.6 | 150346.12 | 173009.74 | 179944.74 | 0 | 0 | 20076824 | 20076824 | 2290045 | 2020
Vintage1986 | lignite | TRUE | 3265.51.LA.ST | 51 | N | . | Dolet Hills | Cleco Power LLC | 3265 | LA | WSC | SERC |  | 22 | 1 | Electric Utility | ST | LIG | COL | MISO | M | short tons | 0 | 0 | 0 | 0 | 1789 | 182469 | . | 116142 | 220695 | 92999 | 0 | 0 | 0 | 0 | 0 | 0 | 1789 | 182469 | . | 116142 | 220695 | 92999 | 0 | 0 | 0 | 0 | 0 | 0 | 13.32 | 13.34 | . | 13.37 | 13.375 | 13.392 | 0 | 0 | 0 | 0 | 0 | 0 | 23829 | 2434136 | . | 1552819 | 2951796 | 1245443 | 0 | 0 | 0 | 0 | 0 | 0 | 23829 | 2434136 | . | 1552819 | 2951796 | 1245443 | 0 | 0 | 0 | 0 | 0 | 0 | 770.863 | 187517.74 | . | 125679.07 | 228788.94 | 96367.537 | 0 | 0 | 614094 | 614094 | 8208023 | 8208023 | 639124.15 | 2020
Vintage1986 | natural gas steam turbine | TRUE | 3265.51.LA.ST | 51 | N | . | Dolet Hills | Cleco Power LLC | 3265 | LA | WSC | SERC |  | 22 | 1 | Electric Utility | ST | NG | NG | MISO | M | mcf | 2130 | 0 | 2000 | 0 | 16721 | 81534 | . | 27988 | 132304 | 103108 | 0 | 0 | 2130 | 0 | 2000 | 0 | 16721 | 81534 | . | 27988 | 132304 | 103108 | 0 | 0 | 1.029 | 0 | 1.029 | 0 | 1.03 | 1.029 | . | 1.029 | 1.029 | 1.029 | 0 | 0 | 2192 | 0 | 2058 | 0 | 17223 | 83898 | . | 28800 | 136141 | 106098 | 0 | 0 | 2192 | 0 | 2058 | 0 | 17223 | 83898 | . | 28800 | 136141 | 106098 | 0 | 0 | 0 | 0 | 0 | 0 | 557.137 | 6463.259 | . | 2330.931 | 10552.056 | 8209.463 | 0 | 0 | 365785 | 365785 | 376410 | 376410 | 28112.846 | 2020
Vintage1986 | other | TRUE | 3265.51.LA.ST | 51 | N | . | Dolet Hills | Cleco Power LLC | 3265 | LA | WSC | SERC |  | 22 | 1 | Electric Utility | ST | PG | WOO | MISO | M | mcf | 0 | 0 | 0 | 0 | 0 | 0 | . | 0 | 0 | 0 | 0 | 0 | 0 | 0 | 0 | 0 | 0 | 0 | . | 0 | 0 | 0 | 0 | 0 | 0 | 0 | 0 | 0 | 0 | 0 | . | 0 | 0 | 0 | 0 | 0 | 0 | 0 | 0 | 0 | 0 | 0 | . | 0 | 0 | 0 | 0 | 0 | 0 | 0 | 0 | 0 | 0 | 0 | . | 0 | 0 | 0 | 0 | 0 | 0 | 0 | 0 | 0 | 0 | 0 | . | 0 | 0 | 0 | 0 | 0 | 0 | 0 | 0 | 0 | 0 | 2020
Vintage1985 | hydro | TRUE | 189.53.AL.HY | 53 | N | . | Gantt | PowerSouth Energy Cooperative | 189 | AL | ESC | SERC |  | 22 | 1 | Electric Utility | HY | WAT | HYC | AEC | A |  | 0 | 0 | 0 | 0 | 0 | 0 | 0 | 0 | 0 | 0 | 0 | 0 | 0 | 0 | 0 | 0 | 0 | 0 | 0 | 0 | 0 | 0 | 0 | 0 | 0 | 0 | 0 | 0 | 0 | 0 | 0 | 0 | 0 | 0 | 0 | 0 | 4710 | 4918 | 4315 | 3988 | 5849 | 5698 | 5363 | 4544 | 3640 | 3620 | 4166 | 4333 | 4710 | 4918 | 4315 | 3988 | 5849 | 5698 | 5363 | 4544 | 3640 | 3620 | 4166 | 4333 | 537.241 | 561.005 | 492.162 | 454.842 | 667.214 | 649.951 | 611.706 | 518.254 | 415.224 | 412.951 | 475.201 | 494.249 | 0 | 0 | 55144 | 55144 | 6290 | 2020
Vintage2010 | hard coal | TRUE | 5580.54.KY.GT | 54 | N | . | J K Smith | East Kentucky Power Coop, Inc | 5580 | KY | ESC | SERC |  | 22 | 1 | Electric Utility | GT | BIT | COL | PJM | M | short tons | . | . | . | . | . | . | . | 0 | . | . | . | . | . | . | . | . | . | . | . | 0 | . | . | . | . | . | . | . | . | . | . | . | 0 | . | . | . | . | . | . | . | . | . | . | . | 0 | . | . | . | . | . | . | . | . | . | . | . | 0 | . | . | . | . | . | . | . | . | . | . | . | 0 | . | . | . | . | 0 | 0 | 0 | 0 | 0 | 2020
Vintage2010 | petroleum | TRUE | 5580.54.KY.GT | 54 | N | . | J K Smith | East Kentucky Power Coop, Inc | 5580 | KY | ESC | SERC |  | 22 | 1 | Electric Utility | GT | DFO | DFO | PJM | M | barrels | 0 | 0 | 263 | 98 | 90 | 0 | 0 | 38 | 0 | 73 | 253 | 0 | 0 | 0 | 263 | 98 | 90 | 0 | 0 | 38 | 0 | 73 | 253 | 0 | 0 | 0 | 5.82 | 5.82 | 5.82 | 0 | 0 | 5.82 | 0 | 5.82 | 5.82 | 0 | 0 | 0 | 1531 | 570 | 524 | 0 | 0 | 221 | 0 | 425 | 1472 | 0 | 0 | 0 | 1531 | 570 | 524 | 0 | 0 | 221 | 0 | 425 | 1472 | 0 | 0 | 0 | 67.238 | 45.933 | 40.62 | 0 | 0 | 16.734 | 0 | 31.441 | 97.568 | 0 | 815 | 815 | 4743 | 4743 | 299.534 | 2020
Vintage2010 | natural gas peaker | TRUE | 5580.54.KY.GT | 54 | N | . | J K Smith | East Kentucky Power Coop, Inc | 5580 | KY | ESC | SERC |  | 22 | 1 | Electric Utility | GT | NG | NG | PJM | M | mcf | 152443 | 47984 | 37636 | 69935 | 104986 | 405872 | 1388173 | 399814 | 113326 | 420748 | 144153 | 612802 | 152443 | 47984 | 37636 | 69935 | 104986 | 405872 | 1388173 | 399814 | 113326 | 420748 | 144153 | 612802 | 1.065 | 1.063 | 1.062 | 1.057 | 1.055 | 1.057 | 1.055 | 1.057 | 1.058 | 1.057 | 1.059 | 1.064 | 162352 | 51007 | 39969 | 73921 | 110760 | 429007 | 1464523 | 422603 | 119899 | 444731 | 152658 | 652021 | 162352 | 51007 | 39969 | 73921 | 110760 | 429007 | 1464523 | 422603 | 119899 | 444731 | 152658 | 652021 | 12123 | 2946 | 1755.762 | 5953.067 | 8589.38 | 32922 | 115905 | 31976.266 | 8636 | 32911.559 | 10115.432 | 50116 | 3897872 | 3897872 | 4123451 | 4123451 | 313949.47 | 2020
Vintage1949 | hydro | TRUE | 189.55.AL.HY | 55 | N | . | Point A | PowerSouth Energy Cooperative | 189 | AL | ESC | SERC |  | 22 | 1 | Electric Utility | HY | WAT | HYC | AEC | A |  | 0 | 0 | 0 | 0 | 0 | 0 | 0 | 0 | 0 | 0 | 0 | 0 | 0 | 0 | 0 | 0 | 0 | 0 | 0 | 0 | 0 | 0 | 0 | 0 | 0 | 0 | 0 | 0 | 0 | 0 | 0 | 0 | 0 | 0 | 0 | 0 | 4146 | 4330 | 3798 | 3510 | 5149 | 5016 | 4721 | 4000 | 3204 | 3187 | 3667 | 3814 | 4146 | 4330 | 3798 | 3510 | 5149 | 5016 | 4721 | 4000 | 3204 | 3187 | 3667 | 3814 | 472.927 | 493.845 | 433.243 | 400.391 | 587.339 | 572.143 | 538.476 | 456.211 | 365.516 | 363.515 | 418.313 | 435.081 | 0 | 0 | 48542 | 48542 | 5537 | 2020
Vintage0 | hard coal | TRUE | 189.56.AL.ST | 56 | N | . | Lowman Energy Center | PowerSouth Energy Cooperative | 189 | AL | ESC | SERC |  | 22 | 1 | Electric Utility | ST | BIT | COL | AEC | M | short tons | 0 | 0 | 11479 | 31878 | 0 | 55102 | 61851 | 20037 | 0 | 0 | 0 | . | 0 | 0 | 11479 | 31878 | 0 | 55102 | 61851 | 20037 | 0 | 0 | 0 | . | 0 | 0 | 22.904 | 22.904 | 0 | 22.904 | 22.902 | 22.906 | 0 | 0 | 0 | . | 0 | 0 | 262915 | 730134 | 0 | 1262056 | 1416512 | 458968 | 0 | 0 | 0 | . | 0 | 0 | 262915 | 730134 | 0 | 1262056 | 1416512 | 458968 | 0 | 0 | 0 | . | -3619.757 | -3105.908 | 18287.365 | 61250.77 | -3941.16 | 98602.346 | 115577.51 | 35414.49 | -1300.494 | -1144.752 | -1133.84 | . | 180347 | 180347 | 4130585 | 4130585 | 314886.57 | 2020
Vintage0 | petroleum | TRUE | 189.56.AL.ST | 56 | N | . | Lowman Energy Center | PowerSouth Energy Cooperative | 189 | AL | ESC | SERC |  | 22 | 1 | Electric Utility | ST | DFO | DFO | AEC | M | barrels | 0 | 0 | 1225 | 538 | 0 | 2843 | 732 | 595 | 0 | 0 | 0 | . | 0 | 0 | 1225 | 538 | 0 | 2843 | 732 | 595 | 0 | 0 | 0 | . | 0 | 0 | 5.5 | 5.5 | 0 | 5.5 | 5.5 | 5.5 | 0 | 0 | 0 | . | 0 | 0 | 6738 | 2959 | 0 | 15637 | 4026 | 3273 | 0 | 0 | 0 | . | 0 | 0 | 6738 | 2959 | 0 | 15637 | 4026 | 3273 | 0 | 0 | 0 | . | -29.243 | -25.092 | 468.635 | 248.23 | -31.84 | 1221.654 | 328.494 | 252.51 | -10.506 | -9.248 | -9.16 | . | 5933 | 5933 | 32633 | 32633 | 2404.434 | 2020
Vintage1982 | petroleum | TRUE | 40606.59.NE.ST | 59 | N | . | Platte | City of Grand Island - (NE) | 40606 | NE | WNC | MRO |  | 22 | 1 | Electric Utility | ST | DFO | DFO | SWPP | AM | barrels | 80 | 0 | 0 | 140 | 0 | 314 | 180 | 48 | 0 | 186 | 527 | 82 | 80 | 0 | 0 | 140 | 0 | 314 | 180 | 48 | 0 | 186 | 527 | 82 | 5.7 | 0 | 0 | 5.7 | 0 | 5.7 | 5.7 | 5.7 | 0 | 5.7 | 5.7 | 5.7 | 456 | 0 | 0 | 798 | 0 | 1790 | 1026 | 274 | 0 | 1060 | 3004 | 467 | 456 | 0 | 0 | 798 | 0 | 1790 | 1026 | 274 | 0 | 1060 | 3004 | 467 | 37.965 | 0 | 0 | 63.186 | 0 | 150.106 | 87.605 | 23.254 | 0 | 91.385 | 249.719 | 39.519 | 1557 | 1557 | 8875 | 8875 | 742.739 | 2020
Vintage1982 | hard coal | TRUE | 40606.59.NE.ST | 59 | N | . | Platte | City of Grand Island - (NE) | 40606 | NE | WNC | MRO |  | 22 | 1 | Electric Utility | ST | SUB | COL | SWPP | AM | short tons | 30779 | 27677 | 29461 | 2899 | 0 | 20778 | 32176 | 34788 | 31009 | 4779 | 8417 | 30893 | 30779 | 27677 | 29461 | 2899 | 0 | 20778 | 32176 | 34788 | 31009 | 4779 | 8417 | 30893 | 16.73 | 17.14 | 16.72 | 17.02 | 0 | 17.04 | 16.91 | 17.08 | 16.81 | 16.73 | 16.73 | 17.17 | 514933 | 474384 | 492588 | 49341 | 0 | 354057 | 544096 | 594179 | 521261 | 79953 | 140816 | 530433 | 514933 | 474384 | 492588 | 49341 | 0 | 354057 | 544096 | 594179 | 521261 | 79953 | 140816 | 530433 | 42872.035 | 38798 | 40940 | 3906.814 | 0 | 29693.894 | 46457.395 | 50501.746 | 44665 | 6891.615 | 11706.281 | 44848.481 | 253656 | 253656 | 4296041 | 4296041 | 361281.26 | 2020
Vintage2011 | petroleum | TRUE | 8245.60.NE.ST | 60 | N | . | Whelan Energy Center | City of Hastings - (NE) | 8245 | NE | WNC | MRO |  | 22 | 1 | Electric Utility | ST | DFO | DFO | SWPP | M | barrels | . | 46 | 312 | 159 | 189 | 610 | 62 | 86 | 530 | 1032 | 924 | 622 | . | 46 | 312 | 159 | 189 | 610 | 62 | 86 | 530 | 1032 | 924 | 622 | . | 5.754 | 5.754 | 5.754 | 5.754 | 5.754 | 5.754 | 5.754 | 5.754 | 5.754 | 5.754 | 5.754 | . | 265 | 1795 | 915 | 1088 | 3510 | 357 | 495 | 3050 | 5938 | 5317 | 3579 | . | 265 | 1795 | 915 | 1088 | 3510 | 357 | 495 | 3050 | 5938 | 5317 | 3579 | . | 24.203 | 163.193 | 8.629 | 82.924 | 330.579 | 29.226 | 47.528 | 144.433 | 259.413 | 164.516 | 157.937 | 4572 | 4572 | 26309 | 26309 | 1412.581 | 2020
Vintage2011 | hard coal | TRUE | 8245.60.NE.ST | 60 | N | . | Whelan Energy Center | City of Hastings - (NE) | 8245 | NE | WNC | MRO |  | 22 | 1 | Electric Utility | ST | RC | COL | SWPP | M | short tons | . | 0 | 0 | 0 | 0 | 0 | 14729 | 101552 | 73142 | 29293 | 35709 | 34487 | . | 0 | 0 | 0 | 0 | 0 | 14729 | 101552 | 73142 | 29293 | 35709 | 34487 | . | 0 | 0 | 0 | 0 | 0 | 16.279 | 16.307 | 16.349 | 16.302 | 16.32 | 16.198 | . | 0 | 0 | 0 | 0 | 0 | 239773 | 1656008 | 1195799 | 477534 | 582771 | 558620 | . | 0 | 0 | 0 | 0 | 0 | 239773 | 1656008 | 1195799 | 477534 | 582771 | 558620 | . | 0 | 0 | 0 | 0 | 0 | 19642.773 | 159053.21 | 56634.26 | 20861.585 | 18032.807 | 24651.404 | 288912 | 288912 | 4710505 | 4710505 | 298876.04 | 2020
Vintage2011 | hard coal | TRUE | 8245.60.NE.ST | 60 | N | . | Whelan Energy Center | City of Hastings - (NE) | 8245 | NE | WNC | MRO |  | 22 | 1 | Electric Utility | ST | SUB | COL | SWPP | M | short tons | . | 78226 | 62229 | 1669 | 19794 | 75288 | 95650 | 3743 | 80434 | 29163 | 22966 | 35808 | . | 78226 | 62229 | 1669 | 19794 | 75288 | 95650 | 3743 | 80434 | 29163 | 22966 | 35808 | . | 16.331 | 16.451 | 16.54 | 16.54 | 16.428 | 16.279 | 16.29 | 16.35 | 16.302 | 16.32 | 16.198 | . | 1277509 | 1023729 | 27605 | 327393 | 1236831 | 1557086 | 60973 | 1315096 | 475415 | 374805 | 580018 | . | 1277509 | 1023729 | 27605 | 327393 | 1236831 | 1557086 | 60973 | 1315096 | 475415 | 374805 | 580018 | . | 116815.8 | 93059.807 | 260.371 | 24964.076 | 116489.42 | 127560 | 5856.266 | 62284.307 | 20769.002 | 11597.677 | 25595.659 | 504970 | 504970 | 8256460 | 8256460 | 605252.38 | 2020
Vintage1915 | hydro | TRUE | 213.62.AK.HY | 62 | N | . | Annex Creek | Alaska Electric Light&Power Co | 213 | AK | PACN |  |  | 22 | 1 | Electric Utility | HY | WAT | HYC |  | A |  | 0 | 0 | 0 | 0 | 0 | 0 | 0 | 0 | 0 | 0 | 0 | 0 | 0 | 0 | 0 | 0 | 0 | 0 | 0 | 0 | 0 | 0 | 0 | 0 | 0 | 0 | 0 | 0 | 0 | 0 | 0 | 0 | 0 | 0 | 0 | 0 | 19441 | 20300 | 17809 | 16459 | 24144 | 23519 | 22135 | 18753 | 15025 | 14943 | 17196 | 17885 | 19441 | 20300 | 17809 | 16459 | 24144 | 23519 | 22135 | 18753 | 15025 | 14943 | 17196 | 17885 | 2217.464 | 2315.552 | 2031.399 | 1877.362 | 2753.929 | 2682.676 | 2524.819 | 2139.094 | 1713.839 | 1704.458 | 1961.393 | 2040.015 | 0 | 0 | 227609 | 227609 | 25962 | 2020
Vintage1951 | hydro | TRUE | 213.63.AK.HY | 63 | N | . | Gold Creek | Alaska Electric Light&Power Co | 213 | AK | PACN |  |  | 22 | 1 | Electric Utility | HY | WAT | HYC |  | A |  | 0 | 0 | 0 | 0 | 0 | 0 | 0 | 0 | 0 | 0 | 0 | 0 | 0 | 0 | 0 | 0 | 0 | 0 | 0 | 0 | 0 | 0 | 0 | 0 | 0 | 0 | 0 | 0 | 0 | 0 | 0 | 0 | 0 | 0 | 0 | 0 | 0 | 0 | 0 | 0 | 0 | 0 | 0 | 0 | 0 | 0 | 0 | 0 | 0 | 0 | 0 | 0 | 0 | 0 | 0 | 0 | 0 | 0 | 0 | 0 | -28.614 | -29.879 | -26.212 | -24.224 | -35.535 | -34.616 | -32.579 | -27.602 | -22.114 | -21.993 | -25.309 | -26.323 | 0 | 0 | 0 | 0 | -335 | 2020
Vintage1966 | petroleum | TRUE | 213.63.AK.IC | 63 | N | . | Gold Creek | Alaska Electric Light&Power Co | 213 | AK | PACN |  |  | 22 | 1 | Electric Utility | IC | DFO | DFO |  | A | barrels | 2 | 1 | 1 | 1 | 1 | 1 | 1 | 2 | 1 | 1 | 1 | 1 | 2 | 1 | 1 | 1 | 1 | 1 | 1 | 2 | 1 | 1 | 1 | 1 | 5.665 | 5.665 | 5.665 | 5.665 | 5.665 | 5.665 | 5.665 | 5.665 | 5.665 | 5.665 | 5.665 | 5.665 | 11 | 6 | 6 | 6 | 6 | 6 | 6 | 11 | 6 | 6 | 6 | 6 | 11 | 6 | 6 | 6 | 6 | 6 | 6 | 11 | 6 | 6 | 6 | 6 | -2.073 | -1.344 | -1.357 | -1.302 | -1.103 | -1.388 | -1.81 | -1.854 | -1.179 | -1.411 | -1.094 | -1.085 | 14 | 14 | 82 | 82 | -17 | 2020
Vintage1983 | petroleum | TRUE | 213.64.AK.GT | 64 | N | . | Lemon Creek | Alaska Electric Light&Power Co | 213 | AK | PACN |  |  | 22 | 1 | Electric Utility | GT | DFO | DFO |  | A | barrels | 64 | 42 | 42 | 40 | 34 | 43 | 56 | 57 | 37 | 44 | 34 | 34 | 64 | 42 | 42 | 40 | 34 | 43 | 56 | 57 | 37 | 44 | 34 | 34 | 5.665 | 5.665 | 5.665 | 5.665 | 5.665 | 5.665 | 5.665 | 5.665 | 5.665 | 5.665 | 5.665 | 5.665 | 363 | 238 | 238 | 227 | 193 | 244 | 317 | 323 | 210 | 249 | 193 | 193 | 363 | 238 | 238 | 227 | 193 | 244 | 317 | 323 | 210 | 249 | 193 | 193 | -29.271 | -18.975 | -19.157 | -18.383 | -15.566 | -19.598 | -25.547 | -26.175 | -16.644 | -19.921 | -15.449 | -15.314 | 527 | 527 | 2988 | 2988 | -240 | 2020
Vintage1985 | petroleum | TRUE | 213.64.AK.IC | 64 | N | . | Lemon Creek | Alaska Electric Light&Power Co | 213 | AK | PACN |  |  | 22 | 1 | Electric Utility | IC | DFO | DFO |  | A | barrels | 46 | 32 | 32 | 31 | 26 | 33 | 43 | 44 | 28 | 33 | 26 | 26 | 46 | 32 | 32 | 31 | 26 | 33 | 43 | 44 | 28 | 33 | 26 | 26 | 5.665 | 5.665 | 5.665 | 5.665 | 5.665 | 5.665 | 5.665 | 5.665 | 5.665 | 5.665 | 5.665 | 5.665 | 261 | 181 | 181 | 176 | 147 | 187 | 244 | 249 | 159 | 187 | 147 | 147 | 261 | 181 | 181 | 176 | 147 | 187 | 244 | 249 | 159 | 187 | 147 | 147 | -58.538 | -37.95 | -38.315 | -36.767 | -31.132 | -39.196 | -51.093 | -52.351 | -33.289 | -39.843 | -30.898 | -30.628 | 400 | 400 | 2266 | 2266 | -480 | 2020
Vintage1984 | hydro | TRUE | 213.65.AK.HY | 65 | N | . | Salmon Creek 1 | Alaska Electric Light&Power Co | 213 | AK | PACN |  |  | 22 | 1 | Electric Utility | HY | WAT | HYC |  | A |  | 0 | 0 | 0 | 0 | 0 | 0 | 0 | 0 | 0 | 0 | 0 | 0 | 0 | 0 | 0 | 0 | 0 | 0 | 0 | 0 | 0 | 0 | 0 | 0 | 0 | 0 | 0 | 0 | 0 | 0 | 0 | 0 | 0 | 0 | 0 | 0 | 20636 | 21549 | 18905 | 17471 | 25629 | 24966 | 23497 | 19907 | 15949 | 15862 | 18253 | 18985 | 20636 | 21549 | 18905 | 17471 | 25629 | 24966 | 23497 | 19907 | 15949 | 15862 | 18253 | 18985 | 2353.864 | 2457.989 | 2156.357 | 1992.844 | 2923.332 | 2847.696 | 2680.128 | 2270.676 | 1819.263 | 1809.305 | 2082.044 | 2165.502 | 0 | 0 | 241609 | 241609 | 27559 | 2020
Vintage1987 | hydro | TRUE | 219.66.AK.HY | 66 | N | . | Skagway | Alaska Power and Telephone Co | 219 | AK | PACN |  |  | 22 | 1 | Electric Utility | HY | WAT | HYC |  | A |  | 0 | 0 | 0 | 0 | 0 | 0 | 0 | 0 | 0 | 0 | 0 | 0 | 0 | 0 | 0 | 0 | 0 | 0 | 0 | 0 | 0 | 0 | 0 | 0 | 0 | 0 | 0 | 0 | 0 | 0 | 0 | 0 | 0 | 0 | 0 | 0 | 1596 | 1667 | 1463 | 1352 | 1983 | 1931 | 1818 | 1540 | 1234 | 1227 | 1412 | 1469 | 1596 | 1667 | 1463 | 1352 | 1983 | 1931 | 1818 | 1540 | 1234 | 1227 | 1412 | 1469 | 182.098 | 190.153 | 166.819 | 154.169 | 226.153 | 220.301 | 207.338 | 175.662 | 140.741 | 139.97 | 161.07 | 167.526 | 0 | 0 | 18692 | 18692 | 2132 | 2020
Vintage2009 | petroleum | TRUE | 219.66.AK.IC | 66 | N | . | Skagway | Alaska Power and Telephone Co | 219 | AK | PACN |  |  | 22 | 1 | Electric Utility | IC | DFO | DFO |  | A | barrels | 302 | 196 | 198 | 190 | 161 | 202 | 264 | 270 | 172 | 206 | 160 | 158 | 302 | 196 | 198 | 190 | 161 | 202 | 264 | 270 | 172 | 206 | 160 | 158 | 5.825 | 5.825 | 5.825 | 5.825 | 5.825 | 5.825 | 5.825 | 5.825 | 5.825 | 5.825 | 5.825 | 5.825 | 1759 | 1142 | 1153 | 1107 | 938 | 1177 | 1538 | 1573 | 1002 | 1200 | 932 | 920 | 1759 | 1142 | 1153 | 1107 | 938 | 1177 | 1538 | 1573 | 1002 | 1200 | 932 | 920 | 161.712 | 104.838 | 105.844 | 101.569 | 86.002 | 108.28 | 141.145 | 144.619 | 91.96 | 110.066 | 85.355 | 84.61 | 2479 | 2479 | 14441 | 14441 | 1326 | 2020
Vintage2006 | petroleum | TRUE | 219.69.AK.IC | 69 | N | . | Haines | Alaska Power and Telephone Co | 219 | AK | PACN |  |  | 22 | 1 | Electric Utility | IC | DFO | DFO |  | A | barrels | 96 | 62 | 63 | 60 | 51 | 64 | 83 | 85 | 54 | 65 | 50 | 50 | 96 | 62 | 63 | 60 | 51 | 64 | 83 | 85 | 54 | 65 | 50 | 50 | 5.825 | 5.825 | 5.825 | 5.825 | 5.825 | 5.825 | 5.825 | 5.825 | 5.825 | 5.825 | 5.825 | 5.825 | 559 | 361 | 367 | 350 | 297 | 373 | 483 | 495 | 315 | 379 | 291 | 291 | 559 | 361 | 367 | 350 | 297 | 373 | 483 | 495 | 315 | 379 | 291 | 291 | 15.122 | 9.804 | 9.898 | 9.498 | 8.042 | 10.126 | 13.199 | 13.524 | 8.6 | 10.293 | 7.982 | 7.912 | 783 | 783 | 4561 | 4561 | 124 | 2020
Vintage1984 | hydro | FALSE | 60123.70.AK.HY | 70 | N | . | Swan Lake | Southeast Alaska Power Agency | 60123 | AK | PACN |  |  | 22131 | 4 | Commercial NAICS Non-Cogen | HY | WAT | HYC | NA | A |  | 0 | 0 | 0 | 0 | 0 | 0 | 0 | 0 | 0 | 0 | 0 | 0 | 0 | 0 | 0 | 0 | 0 | 0 | 0 | 0 | 0 | 0 | 0 | 0 | 0 | 0 | 0 | 0 | 0 | 0 | 0 | 0 | 0 | 0 | 0 | 0 | 54399 | 56806 | 49835 | 46056 | 67560 | 65812 | 61939 | 52477 | 42044 | 41814 | 48117 | 50046 | 54399 | 56806 | 49835 | 46056 | 67560 | 65812 | 61939 | 52477 | 42044 | 41814 | 48117 | 50046 | 6205.001 | 6479.479 | 5684.35 | 5253.317 | 7706.165 | 7506.782 | 7065.058 | 5985.705 | 4795.74 | 4769.489 | 5488.456 | 5708.458 | 0 | 0 | 636905 | 636905 | 72648 | 2020
Vintage2014 | hydro | TRUE | 10433.71.AK.HY | 71 | N | . | Terror Lake Microgrid | Kodiak Electric Assn Inc | 10433 | AK | PACN |  |  | 22 | 1 | Electric Utility | HY | WAT | HYC |  | A |  | 0 | 0 | 0 | 0 | 0 | 0 | 0 | 0 | 0 | 0 | 0 | 0 | 0 | 0 | 0 | 0 | 0 | 0 | 0 | 0 | 0 | 0 | 0 | 0 | 0 | 0 | 0 | 0 | 0 | 0 | 0 | 0 | 0 | 0 | 0 | 0 | 94663 | 98851 | 86720 | 80144 | 117565 | 114523 | 107784 | 91318 | 73164 | 72763 | 83732 | 87088 | 94663 | 98851 | 86720 | 80144 | 117565 | 114523 | 107784 | 91318 | 73164 | 72763 | 83732 | 87088 | 10797.684 | 11275.318 | 9891.668 | 9141.601 | 13409.945 | 13062.986 | 12294.316 | 10416.072 | 8345.345 | 8299.665 | 9550.781 | 9933.619 | 0 | 0 | 1108315 | 1108315 | 126419 | 2020
Vintage1982 | hydro | TRUE | 12397.72.CA.HY | 72 | N | . | Venice Hydro | Metropolitan Water District of S CA | 12397 | CA | PACC | WECC |  | 22 | 1 | Electric Utility | HY | WAT | HYC | CISO | A |  | 0 | 0 | 0 | 0 | 0 | 0 | 0 | 0 | 0 | 0 | 0 | 0 | 0 | 0 | 0 | 0 | 0 | 0 | 0 | 0 | 0 | 0 | 0 | 0 | 0 | 0 | 0 | 0 | 0 | 0 | 0 | 0 | 0 | 0 | 0 | 0 | 0 | 0 | 0 | 0 | 0 | 0 | 0 | 0 | 0 | 0 | 0 | 0 | 0 | 0 | 0 | 0 | 0 | 0 | 0 | 0 | 0 | 0 | 0 | 0 | 0 | 0 | 0 | 0 | 0 | 0 | 0 | 0 | 0 | 0 | 0 | 0 | 0 | 0 | 0 | 0 | 0 | 2020
Vintage2007 | petroleum | TRUE | 3522.75.AK.GT | 75 | N | . | Anchorage 1 | Chugach Electric Assn Inc | 3522 | AK | PACN |  |  | 22 | 1 | Electric Utility | GT | DFO | DFO |  | A | barrels | 41 | 26 | 26 | 25 | 21 | 27 | 35 | 36 | 23 | 27 | 21 | 21 | 41 | 26 | 26 | 25 | 21 | 27 | 35 | 36 | 23 | 27 | 21 | 21 | 5.6 | 5.6 | 5.6 | 5.6 | 5.6 | 5.6 | 5.6 | 5.6 | 5.6 | 5.6 | 5.6 | 5.6 | 230 | 146 | 146 | 140 | 118 | 151 | 196 | 202 | 129 | 151 | 118 | 118 | 230 | 146 | 146 | 140 | 118 | 151 | 196 | 202 | 129 | 151 | 118 | 118 | 14.941 | 9.685 | 9.778 | 9.383 | 7.945 | 10.003 | 13.04 | 13.36 | 8.496 | 10.168 | 7.885 | 7.817 | 329 | 329 | 1845 | 1845 | 122.501 | 2020
Vintage2007 | natural gas peaker | TRUE | 3522.75.AK.GT | 75 | N | . | Anchorage 1 | Chugach Electric Assn Inc | 3522 | AK | PACN |  |  | 22 | 1 | Electric Utility | GT | NG | NG |  | A | mcf | 11949 | 9833 | 9412 | 8063 | 8325 | 8255 | 8619 | 8302 | 7596 | 6459 | 11804 | 13356 | 11949 | 9833 | 9412 | 8063 | 8325 | 8255 | 8619 | 8302 | 7596 | 6459 | 11804 | 13356 | 1.01 | 1.01 | 1.01 | 1.01 | 1.01 | 1.01 | 1.01 | 1.01 | 1.01 | 1.01 | 1.01 | 1.01 | 12068 | 9931 | 9506 | 8144 | 8408 | 8338 | 8705 | 8385 | 7672 | 6524 | 11922 | 13490 | 12068 | 9931 | 9506 | 8144 | 8408 | 8338 | 8705 | 8385 | 7672 | 6524 | 11922 | 13490 | 802.425 | 660.306 | 632.048 | 541.484 | 559.075 | 554.379 | 578.821 | 557.49 | 510.084 | 433.722 | 792.72 | 896.945 | 111973 | 111973 | 113093 | 113093 | 7519.499 | 2020
Vintage2012 | petroleum | TRUE | 3522.75.AK.IC | 75 | N | . | Anchorage 1 | Chugach Electric Assn Inc | 3522 | AK | PACN |  |  | 22 | 1 | Electric Utility | IC | DFO | DFO |  | A | barrels | 2 | 1 | 1 | 1 | 1 | 1 | 2 | 2 | 1 | 1 | 1 | 1 | 2 | 1 | 1 | 1 | 1 | 1 | 2 | 2 | 1 | 1 | 1 | 1 | 5.52 | 5.52 | 5.52 | 5.52 | 5.52 | 5.52 | 5.52 | 5.52 | 5.52 | 5.52 | 5.52 | 5.52 | 11 | 6 | 6 | 6 | 6 | 6 | 11 | 11 | 6 | 6 | 6 | 6 | 11 | 6 | 6 | 6 | 6 | 6 | 11 | 11 | 6 | 6 | 6 | 6 | 0.49 | 0.316 | 0.319 | 0.306 | 0.259 | 0.327 | 0.426 | 0.436 | 0.277 | 0.332 | 0.257 | 0.255 | 15 | 15 | 87 | 87 | 4 | 2020
Vintage1955 | hydro | TRUE | 3522.77.AK.HY | 77 | N | . | Eklutna Hydro Project | Chugach Electric Assn Inc | 3522 | AK | PACN |  |  | 22 | 1 | Electric Utility | HY | WAT | HYC |  | A |  | 0 | 0 | 0 | 0 | 0 | 0 | 0 | 0 | 0 | 0 | 0 | 0 | 0 | 0 | 0 | 0 | 0 | 0 | 0 | 0 | 0 | 0 | 0 | 0 | 0 | 0 | 0 | 0 | 0 | 0 | 0 | 0 | 0 | 0 | 0 | 0 | 127433 | 133069 | 116740 | 107888 | 158262 | 154167 | 145096 | 122929 | 98490 | 97951 | 112717 | 117235 | 127433 | 133069 | 116740 | 107888 | 158262 | 154167 | 145096 | 122929 | 98490 | 97951 | 112717 | 117235 | 14535.477 | 15178.453 | 13315.83 | 12306.116 | 18052.016 | 17584.952 | 16550.195 | 14021.766 | 11234.222 | 11172.73 | 12856.94 | 13372.303 | 0 | 0 | 1491977 | 1491977 | 170181 | 2020
Vintage1990 | hydro | TRUE | 213.78.AK.HY | 78 | N | . | Snettisham | Alaska Electric Light&Power Co | 213 | AK | PACN |  |  | 22 | 1 | Electric Utility | HY | WAT | HYC |  | A |  | 0 | 0 | 0 | 0 | 0 | 0 | 0 | 0 | 0 | 0 | 0 | 0 | 0 | 0 | 0 | 0 | 0 | 0 | 0 | 0 | 0 | 0 | 0 | 0 | 0 | 0 | 0 | 0 | 0 | 0 | 0 | 0 | 0 | 0 | 0 | 0 | 212060 | 221440 | 194266 | 179535 | 263363 | 256549 | 241452 | 204565 | 163897 | 163000 | 187571 | 195090 | 212060 | 221440 | 194266 | 179535 | 263363 | 256549 | 241452 | 204565 | 163897 | 163000 | 187571 | 195090 | 24188.387 | 25258.357 | 22158.779 | 20478.52 | 30040.232 | 29262.995 | 27541.062 | 23333.521 | 18694.789 | 18592.46 | 21395.143 | 22252.755 | 0 | 0 | 2482788 | 2482788 | 283197 | 2020
Vintage1975 | biomass | TRUE | 986.79.AK.ST | 79 | Y | . | Aurora Energy LLC Chena | Aurora Energy LLC | 986 | AK | PACN |  |  | 22 | 3 | NAICS-22 Cogen | ST | AB | ORW |  | AM | short tons | 0 | 0 | 0 | 0 | 0 | 0 | 0 | 0 | 0 | 0 | 0 | 0 | 0 | 0 | 0 | 0 | 0 | 0 | 0 | 0 | 0 | 0 | 0 | 0 | 0 | 0 | 0 | 0 | 0 | 0 | 0 | 0 | 0 | 0 | 0 | 0 | 0 | 0 | 0 | 0 | 0 | 0 | 0 | 0 | 0 | 0 | 0 | 0 | 0 | 0 | 0 | 0 | 0 | 0 | 0 | 0 | 0 | 0 | 0 | 0 | 0 | 0 | 0 | 0 | 0 | 0 | 0 | 0 | 0 | 0 | 0 | 0 | 0 | 0 | 0 | 0 | 0 | 2020
Vintage1975 | petroleum | TRUE | 986.79.AK.ST | 79 | Y | . | Aurora Energy LLC Chena | Aurora Energy LLC | 986 | AK | PACN |  |  | 22 | 3 | NAICS-22 Cogen | ST | DFO | DFO |  | AM | barrels | 0 | 0 | 0 | 0 | 0 | 0 | 0 | 0 | 0 | 0 | 0 | 0 | 0 | 0 | 0 | 0 | 0 | 0 | 0 | 0 | 0 | 0 | 0 | 0 | 0 | 0 | 0 | 0 | 0 | 0 | 0 | 0 | 0 | 0 | 0 | 0 | 0 | 0 | 0 | 0 | 0 | 0 | 0 | 0 | 0 | 0 | 0 | 0 | 0 | 0 | 0 | 0 | 0 | 0 | 0 | 0 | 0 | 0 | 0 | 0 | 0 | 0 | 0 | 0 | 0 | 0 | 0 | 0 | 0 | 0 | 0 | 0 | 0 | 0 | 0 | 0 | 0 | 2020
Vintage1975 | hard coal | TRUE | 986.79.AK.ST | 79 | Y | . | Aurora Energy LLC Chena | Aurora Energy LLC | 986 | AK | PACN |  |  | 22 | 3 | NAICS-22 Cogen | ST | SUB | COL |  | AM | short tons | 20770 | 16702 | 19620 | 13972 | 13441 | 19205 | 19638 | 18526 | 17709 | 20811 | 20219 | 20235 | 13603 | 10484 | 13260 | 9082 | 9701 | 14643 | 15219 | 14284 | 13841 | 15324 | 14197 | 14308 | 15 | 14.6 | 14.8 | 14.6 | 14.7 | 15.1 | 14.8 | 15 | 15.4 | 15.2 | 15.4 | 15.4 | 311550 | 243849 | 290376 | 203991 | 197583 | 289996 | 290642 | 277890 | 272719 | 316327 | 311373 | 311619 | 204038 | 153062 | 196247 | 132590 | 142599 | 221109 | 225237 | 214262 | 213159 | 232926 | 218641 | 220336 | 16038 | 11913 | 15473 | 10303 | 11176 | 17728 | 18053 | 17145 | 17092 | 18527 | 17334 | 17430 | 220848 | 157946 | 3317915 | 2374206 | 188212 | 2020
Vintage1975 | biomass | TRUE | 986.79.AK.ST | 79 | Y | . | Aurora Energy LLC Chena | Aurora Energy LLC | 986 | AK | PACN |  |  | 22 | 3 | NAICS-22 Cogen | ST | WDS | WWW |  | AM | short tons | 0 | 0 | 0 | 0 | 0 | 0 | 0 | 0 | 0 | 0 | 0 | 0 | 0 | 0 | 0 | 0 | 0 | 0 | 0 | 0 | 0 | 0 | 0 | 0 | 0 | 0 | 0 | 0 | 0 | 0 | 0 | 0 | 0 | 0 | 0 | 0 | 0 | 0 | 0 | 0 | 0 | 0 | 0 | 0 | 0 | 0 | 0 | 0 | 0 | 0 | 0 | 0 | 0 | 0 | 0 | 0 | 0 | 0 | 0 | 0 | 0 | 0 | 0 | 0 | 0 | 0 | 0 | 0 | 0 | 0 | 0 | 0 | 0 | 0 | 0 | 0 | 0 | 2020
Vintage1954 | hydro | TRUE | 10210.84.AK.HY | 84 | N | . | Ketchikan | Ketchikan Public Utilities | 10210 | AK | PACN |  |  | 22 | 1 | Electric Utility | HY | WAT | HYC |  | A |  | 0 | 0 | 0 | 0 | 0 | 0 | 0 | 0 | 0 | 0 | 0 | 0 | 0 | 0 | 0 | 0 | 0 | 0 | 0 | 0 | 0 | 0 | 0 | 0 | 0 | 0 | 0 | 0 | 0 | 0 | 0 | 0 | 0 | 0 | 0 | 0 | 18123 | 18924 | 16602 | 15343 | 22507 | 21925 | 20635 | 17482 | 14007 | 13930 | 16030 | 16672 | 18123 | 18924 | 16602 | 15343 | 22507 | 21925 | 20635 | 17482 | 14007 | 13930 | 16030 | 16672 | 2067.137 | 2158.578 | 1893.688 | 1750.093 | 2567.237 | 2500.814 | 2353.658 | 1994.081 | 1597.656 | 1588.911 | 1828.428 | 1901.719 | 0 | 0 | 212180 | 212180 | 24202 | 2020
Vintage1998 | petroleum | TRUE | 10210.85.AK.IC | 85 | N | . | S W Bailey | Ketchikan Public Utilities | 10210 | AK | PACN |  |  | 22 | 1 | Electric Utility | IC | DFO | DFO |  | A | barrels | 265 | 171 | 173 | 166 | 141 | 177 | 231 | 237 | 150 | 180 | 140 | 138 | 265 | 171 | 173 | 166 | 141 | 177 | 231 | 237 | 150 | 180 | 140 | 138 | 5.82 | 5.82 | 5.82 | 5.82 | 5.82 | 5.82 | 5.82 | 5.82 | 5.82 | 5.82 | 5.82 | 5.82 | 1542 | 995 | 1007 | 966 | 821 | 1030 | 1344 | 1379 | 873 | 1048 | 815 | 803 | 1542 | 995 | 1007 | 966 | 821 | 1030 | 1344 | 1379 | 873 | 1048 | 815 | 803 | -30.246 | -19.608 | -19.796 | -18.996 | -16.085 | -20.251 | -26.398 | -27.048 | -17.199 | -20.585 | -15.964 | -15.824 | 2169 | 2169 | 12623 | 12623 | -248 | 2020
Vintage0 | natural gas steam turbine | TRUE | 30151.87.NM.ST | 87 | N | . | Escalante | Tri-State G & T Assn, Inc | 30151 | NM | MTN | WECC |  | 22 | 1 | Electric Utility | ST | NG | NG | WACM | M | mcf | 453 | 2277 | 9473 | 1265 | 3872 | 13816 | 0 | 2628 | 3939 | 8452 | 18472 | 19530 | 453 | 2277 | 9473 | 1265 | 3872 | 13816 | 0 | 2628 | 3939 | 8452 | 18472 | 19530 | 1.036 | 1.028 | 1.026 | 1.041 | 1.026 | 1.025 | 0 | 1.028 | 1.106 | 1.003 | 1.047 | 1.047 | 469 | 2341 | 9719 | 1317 | 3973 | 14161 | 0 | 2702 | 4357 | 8477 | 19340 | 20448 | 469 | 2341 | 9719 | 1317 | 3973 | 14161 | 0 | 2702 | 4357 | 8477 | 19340 | 20448 | 43.783 | 215.093 | 870.214 | 0 | 0 | 1335.146 | 0 | 250.282 | 0 | 0 | 0 | 0 | 84177 | 84177 | 87304 | 87304 | 2714.518 | 2020
Vintage0 | hard coal | TRUE | 30151.87.NM.ST | 87 | N | . | Escalante | Tri-State G & T Assn, Inc | 30151 | NM | MTN | WECC |  | 22 | 1 | Electric Utility | ST | SUB | COL | WACM | M | short tons | 72454 | 67248 | 16905 | 0 | 0 | 25744 | 75896 | 89586 | 0 | 0 | 0 | 0 | 72454 | 67248 | 16905 | 0 | 0 | 25744 | 75896 | 89586 | 0 | 0 | 0 | 0 | 18.06 | 18.39 | 18.02 | 0 | 0 | 18.33 | 18.33 | 18.33 | 0 | 0 | 0 | 0 | 1308519 | 1236691 | 304628 | 0 | 0 | 471888 | 1391174 | 1642111 | 0 | 0 | 0 | 0 | 1308519 | 1236691 | 304628 | 0 | 0 | 471888 | 1391174 | 1642111 | 0 | 0 | 0 | 0 | 122076.22 | 113639.91 | 27274.786 | 0 | 0 | 44489.854 | 133953 | 152129.72 | 0 | 0 | 0 | 0 | 347833 | 347833 | 6355011 | 6355011 | 593563.48 | 2020
Vintage1982 | hydro | TRUE | 15296.88.NY.HY | 88 | N | . | Ashokan | New York Power Authority | 15296 | NY | MAT | NPCC |  | 22 | 1 | Electric Utility | HY | WAT | HYC | NYIS | A |  | 0 | 0 | 0 | 0 | 0 | 0 | 0 | 0 | 0 | 0 | 0 | 0 | 0 | 0 | 0 | 0 | 0 | 0 | 0 | 0 | 0 | 0 | 0 | 0 | 0 | 0 | 0 | 0 | 0 | 0 | 0 | 0 | 0 | 0 | 0 | 0 | 5206 | 4858 | 5159 | 5059 | 5285 | 4944 | 5188 | 5088 | 4833 | 4857 | 4803 | 5074 | 5206 | 4858 | 5159 | 5059 | 5285 | 4944 | 5188 | 5088 | 4833 | 4857 | 4803 | 5074 | 593.825 | 554.108 | 588.462 | 577.062 | 602.773 | 563.917 | 591.756 | 580.328 | 551.235 | 553.956 | 547.851 | 578.727 | 0 | 0 | 60354 | 60354 | 6884 | 2020
Vintage2013 | petroleum | TRUE | 13642.90.AK.IC | 90 | N | . | Snake River | Nome Joint Utility Systems | 13642 | AK | PACN |  |  | 22 | 1 | Electric Utility | IC | DFO | DFO |  | A | barrels | 5410 | 3508 | 3541 | 3398 | 2877 | 3623 | 4722 | 4839 | 3077 | 3683 | 2856 | 2831 | 5410 | 3508 | 3541 | 3398 | 2877 | 3623 | 4722 | 4839 | 3077 | 3683 | 2856 | 2831 | 5.8 | 5.8 | 5.8 | 5.8 | 5.8 | 5.8 | 5.8 | 5.8 | 5.8 | 5.8 | 5.8 | 5.8 | 31378 | 20346 | 20538 | 19708 | 16687 | 21013 | 27388 | 28066 | 17847 | 21361 | 16565 | 16420 | 31378 | 20346 | 20538 | 19708 | 16687 | 21013 | 27388 | 28066 | 17847 | 21361 | 16565 | 16420 | 3696.111 | 2396.171 | 2419.175 | 2321.449 | 1965.651 | 2474.842 | 3226.011 | 3305.401 | 2101.823 | 2515.662 | 1950.864 | 1933.84 | 44365 | 44365 | 257317 | 257317 | 30307 | 2020
Vintage2015 | onshore wind | TRUE | 13642.90.AK.WT | 90 | N | . | Snake River | Nome Joint Utility Systems | 13642 | AK | PACN |  |  | 22 | 1 | Electric Utility | WT | WND | WND |  | A |  | 0 | 0 | 0 | 0 | 0 | 0 | 0 | 0 | 0 | 0 | 0 | 0 | 0 | 0 | 0 | 0 | 0 | 0 | 0 | 0 | 0 | 0 | 0 | 0 | 0 | 0 | 0 | 0 | 0 | 0 | 0 | 0 | 0 | 0 | 0 | 0 | 1825 | 1871 | 1874 | 1865 | 1772 | 1879 | 1385 | 1404 | 1418 | 1745 | 2005 | 1848 | 1825 | 1871 | 1874 | 1865 | 1772 | 1879 | 1385 | 1404 | 1418 | 1745 | 2005 | 1848 | 208.197 | 213.415 | 213.804 | 212.774 | 202.118 | 214.283 | 157.956 | 160.182 | 161.789 | 199.034 | 228.657 | 210.791 | 0 | 0 | 20891 | 20891 | 2383 | 2020
Vintage1954 | hydro | TRUE | 14856.91.AK.HY | 91 | N | . | Petersburg | Petersburg Borough - (AK) | 14856 | AK | PACN |  |  | 22 | 1 | Electric Utility | HY | WAT | HYC |  | A |  | 0 | 0 | 0 | 0 | 0 | 0 | 0 | 0 | 0 | 0 | 0 | 0 | 0 | 0 | 0 | 0 | 0 | 0 | 0 | 0 | 0 | 0 | 0 | 0 | 0 | 0 | 0 | 0 | 0 | 0 | 0 | 0 | 0 | 0 | 0 | 0 | 9939 | 10379 | 9105 | 8415 | 12343 | 12024 | 11316 | 9588 | 7682 | 7640 | 8791 | 9144 | 9939 | 10379 | 9105 | 8415 | 12343 | 12024 | 11316 | 9588 | 7682 | 7640 | 8791 | 9144 | 1133.67 | 1183.82 | 1038.547 | 959.796 | 1407.939 | 1371.511 | 1290.806 | 1093.606 | 876.196 | 871.4 | 1002.757 | 1042.952 | 0 | 0 | 116366 | 116366 | 13273 | 2020
Vintage2012 | petroleum | TRUE | 14856.91.AK.IC | 91 | N | . | Petersburg | Petersburg Borough - (AK) | 14856 | AK | PACN |  |  | 22 | 1 | Electric Utility | IC | DFO | DFO |  | A | barrels | 184 | 120 | 121 | 116 | 98 | 124 | 161 | 165 | 105 | 126 | 98 | 97 | 184 | 120 | 121 | 116 | 98 | 124 | 161 | 165 | 105 | 126 | 98 | 97 | 5.8 | 5.8 | 5.8 | 5.8 | 5.8 | 5.8 | 5.8 | 5.8 | 5.8 | 5.8 | 5.8 | 5.8 | 1067 | 696 | 702 | 673 | 568 | 719 | 934 | 957 | 609 | 731 | 568 | 563 | 1067 | 696 | 702 | 673 | 568 | 719 | 934 | 957 | 609 | 731 | 568 | 563 | 105.892 | 68.649 | 69.308 | 66.508 | 56.315 | 70.903 | 92.424 | 94.698 | 60.216 | 72.072 | 55.891 | 55.404 | 1515 | 1515 | 8787 | 8787 | 868.28 | 2020
Vintage2002 | petroleum | TRUE | 21015.95.AK.IC | 95 | N | . | Wrangell | City of Wrangell - (AK) | 21015 | AK | PACN |  |  | 22 | 1 | Electric Utility | IC | DFO | DFO |  | A | barrels | 115 | 75 | 76 | 72 | 61 | 77 | 101 | 103 | 66 | 79 | 61 | 60 | 115 | 75 | 76 | 72 | 61 | 77 | 101 | 103 | 66 | 79 | 61 | 60 | 5.5 | 5.5 | 5.5 | 5.5 | 5.5 | 5.5 | 5.5 | 5.5 | 5.5 | 5.5 | 5.5 | 5.5 | 633 | 413 | 418 | 396 | 336 | 424 | 556 | 567 | 363 | 435 | 336 | 330 | 633 | 413 | 418 | 396 | 336 | 424 | 556 | 567 | 363 | 435 | 336 | 330 | 71.223 | 46.173 | 46.616 | 44.733 | 37.877 | 47.689 | 62.164 | 63.693 | 40.501 | 48.475 | 37.592 | 37.264 | 946 | 946 | 5207 | 5207 | 584 | 2020
Vintage1978 | natural gas peaker | TRUE | 3522.96.AK.GT | 96 | N | . | Beluga | Chugach Electric Assn Inc | 3522 | AK | PACN |  |  | 22 | 1 | Electric Utility | GT | NG | NG |  | M | mcf | 56392 | 13989 | 20668 | 32540 | 43707 | 7422 | 22574 | 190 | 24003 | 120672 | 5133 | 3753 | 56392 | 13989 | 20668 | 32540 | 43707 | 7422 | 22574 | 190 | 24003 | 120672 | 5133 | 3753 | 1 | 1 | 1 | 1 | 1 | 1 | 1 | 1 | 1 | 1 | 1 | 1 | 56392 | 13989 | 20668 | 32540 | 43707 | 7422 | 22574 | 190 | 24003 | 120672 | 5133 | 3753 | 56392 | 13989 | 20668 | 32540 | 43707 | 7422 | 22574 | 190 | 24003 | 120672 | 5133 | 3753 | 2588 | 29 | 475 | 1673 | 2736 | 252 | 989 | -135 | 1338 | 6626 | 96 | -266 | 351043 | 351043 | 351043 | 351043 | 16401 | 2020
Vintage1981 | petroleum | TRUE | 15500.99.WA.GT | 99 | N | . | Frederickson | Puget Sound Energy Inc | 15500 | WA | PACC | WECC |  | 22 | 1 | Electric Utility | GT | DFO | DFO | PSEI | A | barrels | 21 | 11 | 12 | 13 | 42 | 16 | 39 | 23 | 16 | 28 | 24 | 34 | 21 | 11 | 12 | 13 | 42 | 16 | 39 | 23 | 16 | 28 | 24 | 34 | 5.88 | 5.88 | 5.88 | 5.88 | 5.88 | 5.88 | 5.88 | 5.88 | 5.88 | 5.88 | 5.88 | 5.88 | 123 | 65 | 71 | 76 | 247 | 94 | 229 | 135 | 94 | 165 | 141 | 200 | 123 | 65 | 71 | 76 | 247 | 94 | 229 | 135 | 94 | 165 | 141 | 200 | 7.674 | 4.107 | 4.398 | 4.796 | 15.28 | 5.885 | 14.073 | 8.565 | 5.738 | 10.278 | 8.765 | 12.317 | 279 | 279 | 1640 | 1640 | 101.876 | 2020
Vintage1981 | natural gas peaker | TRUE | 15500.99.WA.GT | 99 | N | . | Frederickson | Puget Sound Energy Inc | 15500 | WA | PACC | WECC |  | 22 | 1 | Electric Utility | GT | NG | NG | PSEI | A | mcf | 42583 | 29714 | 52547 | 46958 | 11067 | 9496 | 29988 | 42710 | 55342 | 41314 | 21982 | 41550 | 42583 | 29714 | 52547 | 46958 | 11067 | 9496 | 29988 | 42710 | 55342 | 41314 | 21982 | 41550 | 1.096 | 1.096 | 1.096 | 1.096 | 1.096 | 1.096 | 1.096 | 1.096 | 1.096 | 1.096 | 1.096 | 1.096 | 46671 | 32567 | 57592 | 51466 | 12129 | 10408 | 32867 | 46810 | 60655 | 45280 | 24092 | 45539 | 46671 | 32567 | 57592 | 51466 | 12129 | 10408 | 32867 | 46810 | 60655 | 45280 | 24092 | 45539 | 2898.193 | 2022.357 | 3576.399 | 3196.053 | 753.263 | 646.325 | 2041.014 | 2906.917 | 3766.672 | 2811.879 | 1496.105 | 2827.947 | 425251 | 425251 | 466076 | 466076 | 28943.124 | 2020
Vintage1981 | hydro | TRUE | 16572.100.AZ.HY | 100 | N | . | South Consolidated | Salt River Project | 16572 | AZ | MTN | WECC |  | 22 | 1 | Electric Utility | HY | WAT | HYC | SRP | A |  | 0 | 0 | 0 | 0 | 0 | 0 | 0 | 0 | 0 | 0 | 0 | 0 | 0 | 0 | 0 | 0 | 0 | 0 | 0 | 0 | 0 | 0 | 0 | 0 | 0 | 0 | 0 | 0 | 0 | 0 | 0 | 0 | 0 | 0 | 0 | 0 | 889 | 937 | 974 | 1096 | 1247 | 1215 | 1231 | 1239 | 900 | 985 | 960 | 891 | 889 | 937 | 974 | 1096 | 1247 | 1215 | 1231 | 1239 | 900 | 985 | 960 | 891 | 101.427 | 106.827 | 111.14 | 125.033 | 142.227 | 138.54 | 140.374 | 141.327 | 102.657 | 112.308 | 109.475 | 101.665 | 0 | 0 | 12564 | 12564 | 1433 | 2020
Vintage1987 | other | TRUE | 17609.104.CA.PS | 104 | N | . | J S Eastwood | Southern California Edison Co | 17609 | CA | PACC | WECC |  | 22 | 1 | Electric Utility | PS | WAT | HPS | CISO | M | megawatthours | 155 | 139 | 191 | 163 | 138 | 129 | 6170 | 16118 | 3837 | 18 | 1079 | 408 | 155 | 139 | 191 | 163 | 138 | 129 | 6170 | 16118 | 3837 | 18 | 1079 | 408 | 0 | 0 | 0 | 0 | 0 | 0 | 0 | 0 | 0 | 0 | 0 | 0 | 0 | 0 | 0 | 0 | 0 | 0 | 0 | 0 | 0 | 0 | 0 | 0 | 0 | 0 | 0 | 0 | 0 | 0 | 0 | 0 | 0 | 0 | 0 | 0 | 6513 | 5648 | 2478 | 5885 | 29346 | 35546 | 22276 | 24501 | 1144 | -18 | -1079 | -408 | 28545 | 28545 | 0 | 0 | 131832 | 2020
Vintage1983 | natural gas steam turbine | TRUE | 18315.108.KS.ST | 108 | N | . | Holcomb | Sunflower Electric Power Corp | 18315 | KS | WNC | MRO |  | 22 | 1 | Electric Utility | ST | NG | NG | SWPP | M | mcf | 8144 | 9108 | 3669 | 3926 | 18572 | 14877 | 12529 | 9801 | 14302 | 12767 | 6445 | 12182 | 8144 | 9108 | 3669 | 3926 | 18572 | 14877 | 12529 | 9801 | 14302 | 12767 | 6445 | 12182 | 1.131 | 1.129 | 1.129 | 1.123 | 1.117 | 1.119 | 1.125 | 1.124 | 1.123 | 1.114 | 1.116 | 1.097 | 9211 | 10283 | 4142 | 4409 | 20745 | 16647 | 14095 | 11016 | 16061 | 14222 | 7193 | 13364 | 9211 | 10283 | 4142 | 4409 | 20745 | 16647 | 14095 | 11016 | 16061 | 14222 | 7193 | 13364 | 856.35 | 945.918 | -2832 | -1822 | 1739.771 | 1508.591 | 1337.995 | 1044.832 | 1514.767 | 1271.205 | 661.525 | 1263.377 | 126322 | 126322 | 141388 | 141388 | 7490.331 | 2020
Vintage1983 | hard coal | TRUE | 18315.108.KS.ST | 108 | N | . | Holcomb | Sunflower Electric Power Corp | 18315 | KS | WNC | MRO |  | 22 | 1 | Electric Utility | ST | SUB | COL | SWPP | M | short tons | 92076 | 80427 | 0 | 0 | 32118 | 78269 | 121285 | 127076 | 106546 | 55500 | 94996 | 103487 | 92076 | 80427 | 0 | 0 | 32118 | 78269 | 121285 | 127076 | 106546 | 55500 | 94996 | 103487 | 17.244 | 17.048 | 0 | 0 | 17.762 | 17.618 | 17.548 | 17.716 | 17.342 | 17.24 | 17.244 | 17.192 | 1587759 | 1371119 | 0 | 0 | 570480 | 1378943 | 2128309 | 2251278 | 1847721 | 956820 | 1638111 | 1779149 | 1587759 | 1371119 | 0 | 0 | 570480 | 1378943 | 2128309 | 2251278 | 1847721 | 956820 | 1638111 | 1779149 | 147616.65 | 126128.08 | 0 | 0 | 47843.229 | 124960.41 | 202032.01 | 213520.17 | 174263.23 | 85520.795 | 150661.48 | 168197.62 | 891780 | 891780 | 15509689 | 15509689 | 1440743.7 | 2020
Vintage2019 | petroleum | TRUE | 13870.109.AK.IC | 109 | N | . | Dillingham | Nushagak Electric Coop, Inc | 13870 | AK | PACN |  |  | 22 | 1 | Electric Utility | IC | DFO | DFO |  | A | barrels | 3618 | 2346 | 2368 | 2273 | 1924 | 2423 | 3158 | 3236 | 2058 | 2463 | 1910 | 1893 | 3618 | 2346 | 2368 | 2273 | 1924 | 2423 | 3158 | 3236 | 2058 | 2463 | 1910 | 1893 | 5.83 | 5.83 | 5.83 | 5.83 | 5.83 | 5.83 | 5.83 | 5.83 | 5.83 | 5.83 | 5.83 | 5.83 | 21093 | 13677 | 13805 | 13252 | 11217 | 14126 | 18411 | 18866 | 11998 | 14359 | 11135 | 11036 | 21093 | 13677 | 13805 | 13252 | 11217 | 14126 | 18411 | 18866 | 11998 | 14359 | 11135 | 11036 | 2192.397 | 1421.321 | 1434.966 | 1376.998 | 1165.952 | 1467.985 | 1913.552 | 1960.643 | 1246.724 | 1492.198 | 1157.181 | 1147.083 | 29670 | 29670 | 172975 | 172975 | 17977 | 2020
Vintage1980 | hard coal | TRUE | 803.113.AZ.ST | 113 | N | . | Cholla | Arizona Public Service Co | 803 | AZ | MTN | WECC |  | 22 | 1 | Electric Utility | ST | BIT | COL | AZPS | M | short tons | 0 | 0 | 0 | 0 | 0 | 0 | 0 | 0 | 0 | 0 | 0 | 0 | 0 | 0 | 0 | 0 | 0 | 0 | 0 | 0 | 0 | 0 | 0 | 0 | 0 | 0 | 0 | 0 | 0 | 0 | 0 | 0 | 0 | 0 | 0 | 0 | 0 | 0 | 0 | 0 | 0 | 0 | 0 | 0 | 0 | 0 | 0 | 0 | 0 | 0 | 0 | 0 | 0 | 0 | 0 | 0 | 0 | 0 | 0 | 0 | 0 | 0 | 0 | 0 | 0 | 0 | 0 | 0 | 0 | 0 | 0 | 0 | 0 | 0 | 0 | 0 | 0 | 2020
Vintage1980 | petroleum | TRUE | 803.113.AZ.ST | 113 | N | . | Cholla | Arizona Public Service Co | 803 | AZ | MTN | WECC |  | 22 | 1 | Electric Utility | ST | DFO | DFO | AZPS | M | barrels | 79 | 230 | 382 | 363 | 1416 | 220 | 513 | 13 | 105 | 552 | 809 | 1613 | 79 | 230 | 382 | 363 | 1416 | 220 | 513 | 13 | 105 | 552 | 809 | 1613 | 5.434 | 5.438 | 5.438 | 5.438 | 5.438 | 5.438 | 5.438 | 5.438 | 5.438 | 5.438 | 5.438 | 5.438 | 429 | 1251 | 2077 | 1974 | 7700 | 1196 | 2790 | 71 | 571 | 3002 | 4399 | 8771 | 429 | 1251 | 2077 | 1974 | 7700 | 1196 | 2790 | 71 | 571 | 3002 | 4399 | 8771 | 37.718 | 100.85 | 165.453 | 160.199 | 675.161 | 108.5 | 252.421 | 6.657 | 52.464 | 275.17 | 395.568 | 795.277 | 6295 | 6295 | 34231 | 34231 | 3025.438 | 2020
Vintage1980 | natural gas steam turbine | TRUE | 803.113.AZ.ST | 113 | N | . | Cholla | Arizona Public Service Co | 803 | AZ | MTN | WECC |  | 22 | 1 | Electric Utility | ST | NG | NG | AZPS | M | mcf | 67 | 108 | 272 | 298 | 164 | 0 | 0 | 0 | 5 | 52 | 337 | 172 | 67 | 108 | 272 | 298 | 164 | 0 | 0 | 0 | 5 | 52 | 337 | 172 | 0.884 | 0.874 | 0.867 | 0.862 | 0.861 | 0 | 0 | 0 | 0.843 | 0.86 | 0.849 | 0.854 | 59 | 94 | 236 | 257 | 141 | 0 | 0 | 0 | 4 | 45 | 286 | 147 | 59 | 94 | 236 | 257 | 141 | 0 | 0 | 0 | 4 | 45 | 286 | 147 | 5.204 | 7.611 | 18.783 | 20.847 | 12.381 | 0 | 0 | 0 | 0.387 | 4.099 | 25.726 | 13.318 | 1475 | 1475 | 1269 | 1269 | 108.356 | 2020
Vintage1980 | hard coal | TRUE | 803.113.AZ.ST | 113 | N | . | Cholla | Arizona Public Service Co | 803 | AZ | MTN | WECC |  | 22 | 1 | Electric Utility | ST | SUB | COL | AZPS | M | short tons | 168435 | 41153 | 77384 | 51467 | 147901 | 212792 | 220218 | 277653 | 230884 | 214009 | 163546 | 98414 | 168435 | 41153 | 77384 | 51467 | 147901 | 212792 | 220218 | 277653 | 230884 | 214009 | 163546 | 98414 | 18.309 | 18.189 | 18.402 | 18.355 | 18.253 | 18.366 | 18.342 | 18.437 | 18.401 | 18.427 | 18.544 | 18.184 | 3083876 | 748532 | 1424020 | 944677 | 2699637 | 3908138 | 4039239 | 5119088 | 4248496 | 3943544 | 3032797 | 1789560 | 3083876 | 748532 | 1424020 | 944677 | 2699637 | 3908138 | 4039239 | 5119088 | 4248496 | 3943544 | 3032797 | 1789560 | 270956.08 | 60355.539 | 113419.76 | 76664.954 | 236706.46 | 354436.5 | 365483.58 | 482031.34 | 390363.15 | 361500.73 | 272694.71 | 162252.41 | 1903856 | 1903856 | 34981604 | 34981604 | 3146865.2 | 2020
Vintage1972 | petroleum | TRUE | 803.114.AZ.GT | 114 | N | . | Douglas | Arizona Public Service Co | 803 | AZ | MTN | WECC |  | 22 | 1 | Electric Utility | GT | DFO | DFO | AZPS | A | barrels | 13 | 10 | 10 | 13 | 9 | 11 | 10 | 12 | 14 | 12 | 15 | 14 | 13 | 10 | 10 | 13 | 9 | 11 | 10 | 12 | 14 | 12 | 15 | 14 | 5.821 | 5.821 | 5.821 | 5.821 | 5.821 | 5.821 | 5.821 | 5.821 | 5.821 | 5.821 | 5.821 | 5.821 | 76 | 58 | 58 | 76 | 52 | 64 | 58 | 70 | 81 | 70 | 87 | 81 | 76 | 58 | 58 | 76 | 52 | 64 | 58 | 70 | 81 | 70 | 87 | 81 | 2.097 | 1.672 | 1.543 | 2.066 | 1.409 | 1.784 | 1.681 | 1.865 | 2.24 | 1.904 | 2.475 | 2.264 | 143 | 143 | 831 | 831 | 23 | 2020
Vintage2019 | natural gas peaker | TRUE | 803.116.AZ.GT | 116 | N | . | Ocotillo | Arizona Public Service Co | 803 | AZ | MTN | WECC |  | 22 | 1 | Electric Utility | GT | NG | NG | AZPS | M | mcf | 367218 | 436356 | 198454 | 719315 | 1008324 | 777698 | 673940 | 649788 | 323114 | 638913 | 790543 | 569976 | 367218 | 436356 | 198454 | 719315 | 1008324 | 777698 | 673940 | 649788 | 323114 | 638913 | 790543 | 569976 | 1.039 | 1.034 | 1.039 | 1.047 | 1.048 | 1.023 | 1.021 | 1.025 | 1.02 | 1.019 | 1.017 | 1.031 | 381540 | 451192 | 206194 | 753123 | 1056724 | 795585 | 688093 | 666033 | 329576 | 651052 | 803982 | 587645 | 381540 | 451192 | 206194 | 753123 | 1056724 | 795585 | 688093 | 666033 | 329576 | 651052 | 803982 | 587645 | 38633 | 45016 | 17358 | 77618 | 108819 | 73857 | 72066 | 66155 | 35035 | 68050 | 81919 | 56388 | 7153639 | 7153639 | 7370739 | 7370739 | 740914 | 2020
Vintage2003 | natural gas combined cycle | TRUE | 803.117.AZ.CA | 117 | N | . | West Phoenix | Arizona Public Service Co | 803 | AZ | MTN | WECC |  | 22 | 1 | Electric Utility | CA | NG | NG | AZPS | M | mcf | 0 | 0 | 0 | 0 | 0 | 0 | 0 | 0 | 0 | 0 | 0 | 0 | 0 | 0 | 0 | 0 | 0 | 0 | 0 | 0 | 0 | 0 | 0 | 0 | 0 | 0 | 0 | 0 | 0 | 0 | 0 | 0 | 0 | 0 | 0 | 0 | 0 | 0 | 0 | 0 | 0 | 0 | 0 | 0 | 0 | 0 | 0 | 0 | 0 | 0 | 0 | 0 | 0 | 0 | 0 | 0 | 0 | 0 | 0 | 0 | 66682 | 41556 | 11070 | 47386 | 79822 | 63038 | 94323 | 101066 | 86839 | 47796 | 98177 | 92636 | 0 | 0 | 0 | 0 | 830391 | 2020
Vintage1976 | natural gas combined cycle | TRUE | 803.117.AZ.CS | 117 | N | . | West Phoenix | Arizona Public Service Co | 803 | AZ | MTN | WECC |  | 22 | 1 | Electric Utility | CS | NG | NG | AZPS | M | mcf | 779257 | 698926 | 815753 | 878397 | 820584 | 811456 | 1036925 | 946823 | 764963 | 897756 | 265152 | 892995 | 779257 | 698926 | 815753 | 878397 | 820584 | 811456 | 1036925 | 946823 | 764963 | 897756 | 265152 | 892995 | 1.039 | 1.033 | 1.03 | 1.045 | 1.048 | 1.023 | 1.022 | 1.023 | 1.02 | 1.02 | 1.017 | 1.031 | 809648 | 721991 | 840226 | 917925 | 859972 | 830119 | 1059737 | 968600 | 780262 | 915711 | 269660 | 920678 | 809648 | 721991 | 840226 | 917925 | 859972 | 830119 | 1059737 | 968600 | 780262 | 915711 | 269660 | 920678 | 79973 | 68848 | 82440 | 90737 | 82900 | 82912 | 106223 | 92651 | 76819 | 92666 | 27029 | 86063 | 9608987 | 9608987 | 9894529 | 9894529 | 969261 | 2020
Vintage2003 | petroleum | TRUE | 803.117.AZ.CT | 117 | N | . | West Phoenix | Arizona Public Service Co | 803 | AZ | MTN | WECC |  | 22 | 1 | Electric Utility | CT | DFO | DFO | AZPS | M | barrels | 0 | 0 | 0 | 0 | 0 | 0 | 0 | 0 | 0 | 0 | 0 | 0 | 0 | 0 | 0 | 0 | 0 | 0 | 0 | 0 | 0 | 0 | 0 | 0 | 0 | 0 | 0 | 0 | 0 | 0 | 0 | 0 | 0 | 0 | 0 | 0 | 0 | 0 | 0 | 0 | 0 | 0 | 0 | 0 | 0 | 0 | 0 | 0 | 0 | 0 | 0 | 0 | 0 | 0 | 0 | 0 | 0 | 0 | 0 | 0 | 0 | 0 | 0 | 0 | 0 | 0 | 0 | 0 | 0 | 0 | 0 | 0 | 0 | 0 | 0 | 0 | 0 | 2020
Vintage2003 | natural gas combined cycle | TRUE | 803.117.AZ.CT | 117 | N | . | West Phoenix | Arizona Public Service Co | 803 | AZ | MTN | WECC |  | 22 | 1 | Electric Utility | CT | NG | NG | AZPS | M | mcf | 1543388 | 1054851 | 502120 | 1213636 | 1881812 | 1338648 | 2233678 | 2407060 | 2118903 | 1302928 | 1842960 | 2202260 | 1543388 | 1054851 | 502120 | 1213636 | 1881812 | 1338648 | 2233678 | 2407060 | 2118903 | 1302928 | 1842960 | 2202260 | 1.039 | 1.033 | 1.03 | 1.045 | 1.048 | 1.023 | 1.022 | 1.023 | 1.02 | 1.02 | 1.017 | 1.031 | 1603580 | 1089661 | 517184 | 1268250 | 1972139 | 1369437 | 2282819 | 2462422 | 2161281 | 1328987 | 1874290 | 2270530 | 1603580 | 1089661 | 517184 | 1268250 | 1972139 | 1369437 | 2282819 | 2462422 | 2161281 | 1328987 | 1874290 | 2270530 | 141319 | 96229 | 51863 | 108977 | 171974 | 117496 | 207889 | 224149 | 189436 | 115766 | 157314 | 191072 | 19642244 | 19642244 | 20200580 | 20200580 | 1773484 | 2020
Vintage1973 | natural gas peaker | TRUE | 803.117.AZ.GT | 117 | N | . | West Phoenix | Arizona Public Service Co | 803 | AZ | MTN | WECC |  | 22 | 1 | Electric Utility | GT | NG | NG | AZPS | M | mcf | 70060 | 63259 | 277593 | 59939 | 66259 | 32947 | 5677 | 18119 | 7425 | 2677 | 0 | 0 | 70060 | 63259 | 277593 | 59939 | 66259 | 32947 | 5677 | 18119 | 7425 | 2677 | 0 | 0 | 1.039 | 1.033 | 1.03 | 1.045 | 1.048 | 1.023 | 1.022 | 1.023 | 1.02 | 1.02 | 0 | 0 | 72792 | 65347 | 285921 | 62636 | 69439 | 33705 | 5802 | 18536 | 7574 | 2731 | 0 | 0 | 72792 | 65347 | 285921 | 62636 | 69439 | 33705 | 5802 | 18536 | 7574 | 2731 | 0 | 0 | 4071 | 2836 | 14050 | 3278 | 3806 | 1922 | 259 | 710 | 311 | 134 | 0 | 0 | 603955 | 603955 | 624483 | 624483 | 31377 | 2020
Vintage2002 | petroleum | TRUE | 803.118.AZ.GT | 118 | N | . | Saguaro | Arizona Public Service Co | 803 | AZ | MTN | WECC |  | 22 | 1 | Electric Utility | GT | DFO | DFO | AZPS | A | barrels | 0 | 0 | 0 | 0 | 0 | 0 | 0 | 0 | 0 | 0 | 0 | 0 | 0 | 0 | 0 | 0 | 0 | 0 | 0 | 0 | 0 | 0 | 0 | 0 | 0 | 0 | 0 | 0 | 0 | 0 | 0 | 0 | 0 | 0 | 0 | 0 | 0 | 0 | 0 | 0 | 0 | 0 | 0 | 0 | 0 | 0 | 0 | 0 | 0 | 0 | 0 | 0 | 0 | 0 | 0 | 0 | 0 | 0 | 0 | 0 | 0 | 0 | 0 | 0 | 0 | 0 | 0 | 0 | 0 | 0 | 0 | 0 | 0 | 0 | 0 | 0 | 0 | 2020
Vintage2002 | natural gas peaker | TRUE | 803.118.AZ.GT | 118 | N | . | Saguaro | Arizona Public Service Co | 803 | AZ | MTN | WECC |  | 22 | 1 | Electric Utility | GT | NG | NG | AZPS | A | mcf | 104071 | 98698 | 78473 | 96800 | 125343 | 134154 | 168683 | 168197 | 147967 | 137187 | 107754 | 115845 | 104071 | 98698 | 78473 | 96800 | 125343 | 134154 | 168683 | 168197 | 147967 | 137187 | 107754 | 115845 | 1.031 | 1.031 | 1.031 | 1.031 | 1.031 | 1.031 | 1.031 | 1.031 | 1.031 | 1.031 | 1.031 | 1.031 | 107297 | 101758 | 80906 | 99801 | 129229 | 138313 | 173912 | 173411 | 152554 | 141440 | 111094 | 119436 | 107297 | 101758 | 80906 | 99801 | 129229 | 138313 | 173912 | 173411 | 152554 | 141440 | 111094 | 119436 | 7569.955 | 7179.099 | 5707.993 | 7041.011 | 9117.166 | 9758.084 | 12269.697 | 12234.305 | 10762.854 | 9978.698 | 7837.832 | 8426.306 | 1483172 | 1483172 | 1529151 | 1529151 | 107883 | 2020
Vintage2002 | petroleum | TRUE | 803.118.AZ.GT | 118 | N | . | Saguaro | Arizona Public Service Co | 803 | AZ | MTN | WECC |  | 22 | 1 | Electric Utility | GT | RFO | RFO | AZPS | A | barrels | 0 | 0 | 0 | 0 | 0 | 0 | 0 | 0 | 0 | 0 | 0 | 0 | 0 | 0 | 0 | 0 | 0 | 0 | 0 | 0 | 0 | 0 | 0 | 0 | 0 | 0 | 0 | 0 | 0 | 0 | 0 | 0 | 0 | 0 | 0 | 0 | 0 | 0 | 0 | 0 | 0 | 0 | 0 | 0 | 0 | 0 | 0 | 0 | 0 | 0 | 0 | 0 | 0 | 0 | 0 | 0 | 0 | 0 | 0 | 0 | 0 | 0 | 0 | 0 | 0 | 0 | 0 | 0 | 0 | 0 | 0 | 0 | 0 | 0 | 0 | 0 | 0 | 2020
Vintage2008 | petroleum | TRUE | 803.120.AZ.GT | 120 | N | . | Yucca | Arizona Public Service Co | 803 | AZ | MTN | WECC |  | 22 | 1 | Electric Utility | GT | DFO | DFO | AZPS | M | barrels | 17 | 12 | 0 | 790 | 334 | 193 | 1437 | 351 | 2399 | 1920 | 968 | 676 | 17 | 12 | 0 | 790 | 334 | 193 | 1437 | 351 | 2399 | 1920 | 968 | 676 | 5.779 | 5.779 | 0 | 5.779 | 5.779 | 5.779 | 5.779 | 5.779 | 5.779 | 5.779 | 5.779 | 5.779 | 98 | 69 | 0 | 4565 | 1930 | 1115 | 8304 | 2028 | 13864 | 11096 | 5594 | 3907 | 98 | 69 | 0 | 4565 | 1930 | 1115 | 8304 | 2028 | 13864 | 11096 | 5594 | 3907 | 9.428 | 5.712 | 0 | 348.798 | 154.59 | 101.036 | 759.644 | 185.908 | 1212.498 | 995.844 | 510.197 | 334.829 | 9097 | 9097 | 52570 | 52570 | 4618.484 | 2020
Vintage2008 | natural gas peaker | TRUE | 803.120.AZ.GT | 120 | N | . | Yucca | Arizona Public Service Co | 803 | AZ | MTN | WECC |  | 22 | 1 | Electric Utility | GT | NG | NG | AZPS | M | mcf | 22039 | 170621 | 148105 | 73907 | 171597 | 71067 | 188228 | 309032 | 161204 | 175455 | 194327 | 186283 | 22039 | 170621 | 148105 | 73907 | 171597 | 71067 | 188228 | 309032 | 161204 | 175455 | 194327 | 186283 | 1.031 | 1.034 | 1.028 | 1.032 | 1.027 | 1.021 | 1.015 | 1.012 | 1.02 | 1.016 | 1.016 | 1.025 | 22722 | 176422 | 152252 | 76272 | 176230 | 72559 | 191051 | 312740 | 164428 | 178262 | 197436 | 190940 | 22722 | 176422 | 152252 | 76272 | 176230 | 72559 | 191051 | 312740 | 164428 | 178262 | 197436 | 190940 | 2180.572 | 14530.288 | 11248 | 5827.202 | 14114.41 | 6572.964 | 17476.356 | 28663.092 | 14380.502 | 15999.156 | 18006.803 | 16365.171 | 1871865 | 1871865 | 1911314 | 1911314 | 165364.52 | 2020
Vintage1959 | natural gas steam turbine | TRUE | 803.120.AZ.ST | 120 | N | . | Yucca | Arizona Public Service Co | 803 | AZ | MTN | WECC |  | 22 | 1 | Electric Utility | ST | NG | NG | AZPS | M | mcf | 88985 | 2581 | 248628 | 257887 | 255361 | 260098 | 265351 | 281081 | 265705 | 177669 | 268928 | 299365 | 88985 | 2581 | 248628 | 257887 | 255361 | 260098 | 265351 | 281081 | 265705 | 177669 | 268928 | 299365 | 1.031 | 1.028 | 1.028 | 1.033 | 1.025 | 1.021 | 1.015 | 1.012 | 1.012 | 1.016 | 1.016 | 1.025 | 91744 | 2653 | 255590 | 266397 | 261745 | 265560 | 269331 | 284454 | 268893 | 180512 | 273231 | 306849 | 91744 | 2653 | 255590 | 266397 | 261745 | 265560 | 269331 | 284454 | 268893 | 180512 | 273231 | 306849 | 8260 | 192 | 22778 | 23721 | 23234 | 23974 | 24382 | 26176 | 24614 | 16224 | 24981 | 28241 | 2671639 | 2671639 | 2726959 | 2726959 | 246777 | 2020
Vintage1959 | petroleum | TRUE | 803.120.AZ.ST | 120 | N | . | Yucca | Arizona Public Service Co | 803 | AZ | MTN | WECC |  | 22 | 1 | Electric Utility | ST | RFO | RFO | AZPS | M | barrels | 0 | 0 | 0 | 0 | 0 | 0 | 0 | 0 | 0 | 0 | 0 | 0 | 0 | 0 | 0 | 0 | 0 | 0 | 0 | 0 | 0 | 0 | 0 | 0 | 0 | 0 | 0 | 0 | 0 | 0 | 0 | 0 | 0 | 0 | 0 | 0 | 0 | 0 | 0 | 0 | 0 | 0 | 0 | 0 | 0 | 0 | 0 | 0 | 0 | 0 | 0 | 0 | 0 | 0 | 0 | 0 | 0 | 0 | 0 | 0 | 0 | 0 | 0 | 0 | 0 | 0 | 0 | 0 | 0 | 0 | 0 | 0 | 0 | 0 | 0 | 0 | 0 | 2020
Vintage2001 | natural gas peaker | TRUE | 24211.124.AZ.GT | 124 | N | . | Demoss Petrie | Tucson Electric Power Co | 24211 | AZ | MTN | WECC |  | 22 | 1 | Electric Utility | GT | NG | NG | TEPC | A | mcf | 1494 | 1415 | 1125 | 1388 | 1798 | 1924 | 2419 | 2412 | 2122 | 1967 | 1545 | 1661 | 1494 | 1415 | 1125 | 1388 | 1798 | 1924 | 2419 | 2412 | 2122 | 1967 | 1545 | 1661 | 1.028 | 1.028 | 1.028 | 1.028 | 1.028 | 1.028 | 1.028 | 1.028 | 1.028 | 1.028 | 1.028 | 1.028 | 1536 | 1455 | 1157 | 1427 | 1848 | 1978 | 2487 | 2480 | 2181 | 2022 | 1588 | 1708 | 1536 | 1455 | 1157 | 1427 | 1848 | 1978 | 2487 | 2480 | 2181 | 2022 | 1588 | 1708 | 88.412 | 83.847 | 66.665 | 82.234 | 106.482 | 113.968 | 143.302 | 142.888 | 125.703 | 116.544 | 91.541 | 98.414 | 21270 | 21270 | 21867 | 21867 | 1260 | 2020
Vintage1972 | petroleum | TRUE | 24211.126.AZ.GT | 126 | Y | . | H Wilson Sundt Generating Station | Tucson Electric Power Co | 24211 | AZ | MTN | WECC |  | 22 | 1 | Electric Utility | GT | DFO | DFO | TEPC | M | barrels | 0 | 0 | 0 | 0 | 0 | 0 | 0 | 0 | 0 | 0 | 0 | 0 | 0 | 0 | 0 | 0 | 0 | 0 | 0 | 0 | 0 | 0 | 0 | 0 | 0 | 0 | 0 | 0 | 0 | 0 | 0 | 0 | 0 | 0 | 0 | 0 | 0 | 0 | 0 | 0 | 0 | 0 | 0 | 0 | 0 | 0 | 0 | 0 | 0 | 0 | 0 | 0 | 0 | 0 | 0 | 0 | 0 | 0 | 0 | 0 | 0 | 0 | 0 | 0 | 0 | 0 | 0 | 0 | 0 | 0 | 0 | 0 | 0 | 0 | 0 | 0 | 0 | 2020
Vintage1972 | natural gas peaker | TRUE | 24211.126.AZ.GT | 126 | Y | . | H Wilson Sundt Generating Station | Tucson Electric Power Co | 24211 | AZ | MTN | WECC |  | 22 | 1 | Electric Utility | GT | NG | NG | TEPC | M | mcf | 22141 | 5228 | 3632 | 15390 | 4856 | 9687 | 7649 | 13050 | 8614 | 13963 | 8155 | 16583 | 22141 | 5228 | 2727 | 15390 | 3081 | 9687 | 7649 | 12412 | 8614 | 13963 | 8155 | 13748 | 1.03 | 1.03 | 1.03 | 1.03 | 1.03 | 1.03 | 1.03 | 1.03 | 1.03 | 1.03 | 1.03 | 1.03 | 22805 | 5385 | 3741 | 15852 | 5002 | 9978 | 7878 | 13442 | 8872 | 14382 | 8400 | 17080 | 22805 | 5385 | 2809 | 15852 | 3173 | 9978 | 7878 | 12784 | 8872 | 14382 | 8400 | 14160 | 2183 | 505 | 211 | 1524 | 233 | 1085 | 677 | 1045 | 815 | 1290 | 778 | 1196 | 128948 | 122795 | 132817 | 126478 | 11542 | 2020
Vintage2020 | natural gas peaker | TRUE | 24211.126.AZ.IC | 126 | Y | . | H Wilson Sundt Generating Station | Tucson Electric Power Co | 24211 | AZ | MTN | WECC |  | 22 | 1 | Electric Utility | IC | NG | NG | TEPC | M | mcf | 292861 | 239101 | 467022 | 416496 | 482367 | 447008 | 551998 | 667314 | 504695 | 515023 | 366834 | 323203 | 292861 | 239101 | 467022 | 416496 | 477658 | 447008 | 551998 | 637283 | 504695 | 515023 | 366834 | 180417 | 1.03 | 1.03 | 1.03 | 1.03 | 1.03 | 1.03 | 1.03 | 1.03 | 1.03 | 1.03 | 1.03 | 1.03 | 301647 | 246274 | 481033 | 428991 | 496838 | 460418 | 568558 | 687333 | 519836 | 530474 | 377839 | 332899 | 301647 | 246274 | 481033 | 428991 | 491988 | 460418 | 568558 | 656401 | 519836 | 530474 | 377839 | 185829 | 28365.12 | 21424.76 | 47881.82 | 41452.04 | 42392.84 | 43313 | 55613.04 | 56559.72 | 50350.44 | 49119.56 | 43992.2 | 16012.22 | 5273922 | 5096396 | 5432140 | 5249288 | 496476.76 | 2020
Vintage1967 | hard coal | TRUE | 24211.126.AZ.ST | 126 | Y | . | H Wilson Sundt Generating Station | Tucson Electric Power Co | 24211 | AZ | MTN | WECC |  | 22 | 1 | Electric Utility | ST | BIT | COL | TEPC | M | short tons | 0 | 0 | 0 | 0 | 0 | 0 | 0 | 0 | 0 | . | . | . | 0 | 0 | 0 | 0 | 0 | 0 | 0 | 0 | 0 | . | . | . | 0 | 0 | 0 | 0 | 0 | 0 | 0 | 0 | 0 | . | . | . | 0 | 0 | 0 | 0 | 0 | 0 | 0 | 0 | 0 | . | . | . | 0 | 0 | 0 | 0 | 0 | 0 | 0 | 0 | 0 | . | . | . | 0 | 0 | 0 | 0 | 0 | 0 | 0 | 0 | 0 | . | . | . | 0 | 0 | 0 | 0 | 0 | 2020
Vintage1967 | biomass | TRUE | 24211.126.AZ.ST | 126 | Y | . | H Wilson Sundt Generating Station | Tucson Electric Power Co | 24211 | AZ | MTN | WECC |  | 22 | 1 | Electric Utility | ST | LFG | MLG | TEPC | M | mcf | 0 | 0 | 0 | 0 | 0 | 0 | 0 | 0 | 0 | 0 | 0 | 0 | 0 | 0 | 0 | 0 | 0 | 0 | 0 | 0 | 0 | 0 | 0 | 0 | 0 | 0 | 0 | 0 | 0 | 0 | 0 | 0 | 0 | 0 | 0 | 0 | 0 | 0 | 0 | 0 | 0 | 0 | 0 | 0 | 0 | 0 | 0 | 0 | 0 | 0 | 0 | 0 | 0 | 0 | 0 | 0 | 0 | 0 | 0 | 0 | 0 | 0 | 0 | 0 | 0 | 0 | 0 | 0 | 0 | 0 | 0 | 0 | 0 | 0 | 0 | 0 | 0 | 2020
Vintage1967 | natural gas steam turbine | TRUE | 24211.126.AZ.ST | 126 | Y | . | H Wilson Sundt Generating Station | Tucson Electric Power Co | 24211 | AZ | MTN | WECC |  | 22 | 1 | Electric Utility | ST | NG | NG | TEPC | M | mcf | 689381 | 654812 | 668958 | 505342 | 1129839 | 923077 | 715175 | 1083152 | 848863 | 1254887 | 859816 | 708619 | 689381 | 654812 | 668958 | 505342 | 1129839 | 923077 | 715175 | 1083152 | 848863 | 1254887 | 859816 | 629067 | 1.03 | 1.03 | 1.03 | 1.03 | 1.03 | 1.03 | 1.03 | 1.03 | 1.03 | 1.03 | 1.03 | 1.03 | 710062 | 674456 | 689027 | 520502 | 1163734 | 950769 | 736630 | 1115647 | 874329 | 1292534 | 885610 | 729878 | 710062 | 674456 | 689027 | 520502 | 1163734 | 950769 | 736630 | 1115647 | 874329 | 1292534 | 885610 | 647939 | 68291 | 59936 | 69985 | 51321 | 101270 | 89365 | 73605 | 93677 | 86423 | 122142 | 86492 | 52945 | 10041921 | 9962369 | 10343178 | 10261239 | 955452 | 2020
Vintage1967 | petroleum | TRUE | 24211.126.AZ.ST | 126 | Y | . | H Wilson Sundt Generating Station | Tucson Electric Power Co | 24211 | AZ | MTN | WECC |  | 22 | 1 | Electric Utility | ST | RFO | RFO | TEPC | M | barrels | 0 | 0 | 0 | 0 | 0 | 0 | 0 | 0 | 0 | 0 | 0 | 0 | 0 | 0 | 0 | 0 | 0 | 0 | 0 | 0 | 0 | 0 | 0 | 0 | 0 | 0 | 0 | 0 | 0 | 0 | 0 | 0 | 0 | 0 | 0 | 0 | 0 | 0 | 0 | 0 | 0 | 0 | 0 | 0 | 0 | 0 | 0 | 0 | 0 | 0 | 0 | 0 | 0 | 0 | 0 | 0 | 0 | 0 | 0 | 0 | 0 | 0 | 0 | 0 | 0 | 0 | 0 | 0 | 0 | 0 | 0 | 0 | 0 | 0 | 0 | 0 | 0 | 2020
Vintage1967 | hard coal | TRUE | 24211.126.AZ.ST | 126 | Y | . | H Wilson Sundt Generating Station | Tucson Electric Power Co | 24211 | AZ | MTN | WECC |  | 22 | 1 | Electric Utility | ST | SUB | COL | TEPC | M | short tons | 0 | 0 | 0 | 0 | 0 | 0 | 0 | 0 | 0 | . | . | . | 0 | 0 | 0 | 0 | 0 | 0 | 0 | 0 | 0 | . | . | . | 0 | 0 | 0 | 0 | 0 | 0 | 0 | 0 | 0 | . | . | . | 0 | 0 | 0 | 0 | 0 | 0 | 0 | 0 | 0 | . | . | . | 0 | 0 | 0 | 0 | 0 | 0 | 0 | 0 | 0 | . | . | . | 0 | 0 | 0 | 0 | 0 | 0 | 0 | 0 | 0 | . | . | . | 0 | 0 | 0 | 0 | 0 | 2020
Vintage0 | hard coal | TRUE | 63884.127.TX.ST | 127 | N | . | Oklaunion | Oklaunion Power Station | 63884 | TX | WSC | TRE |  | 22 | 1 | Electric Utility | ST | BIT | COL | SWPP | M | short tons | 0 | 0 | 0 | 0 | . | . | . | . | . | . | . | . | 0 | 0 | 0 | 0 | . | . | . | . | . | . | . | . | 0 | 0 | 0 | 0 | . | . | . | . | . | . | . | . | 0 | 0 | 0 | 0 | . | . | . | . | . | . | . | . | 0 | 0 | 0 | 0 | . | . | . | . | . | . | . | . | 0 | 0 | 0 | 0 | . | . | . | . | . | . | . | . | 0 | 0 | 0 | 0 | 0 | 2020
Vintage0 | petroleum | TRUE | 63884.127.TX.ST | 127 | N | . | Oklaunion | Oklaunion Power Station | 63884 | TX | WSC | TRE |  | 22 | 1 | Electric Utility | ST | DFO | DFO | SWPP | M | barrels | 0 | 0 | 0 | 0 | 2090 | 659 | 573 | 1970 | 555 | 0 | . | . | 0 | 0 | 0 | 0 | 2090 | 659 | 573 | 1970 | 555 | 0 | . | . | 0 | 0 | 0 | 0 | 5.76 | 5.764 | 5.764 | 5.76 | 5.764 | 0 | . | . | 0 | 0 | 0 | 0 | 12038 | 3798 | 3303 | 11347 | 3199 | 0 | . | . | 0 | 0 | 0 | 0 | 12038 | 3798 | 3303 | 11347 | 3199 | 0 | . | . | 0 | 0 | 0 | 0 | 1013.437 | 336.576 | 295.9 | 1023.827 | 299.357 | 0 | . | . | 5847 | 5847 | 33685 | 33685 | 2969.097 | 2020
Vintage0 | hard coal | TRUE | 63884.127.TX.ST | 127 | N | . | Oklaunion | Oklaunion Power Station | 63884 | TX | WSC | TRE |  | 22 | 1 | Electric Utility | ST | SUB | COL | SWPP | M | short tons | 0 | 0 | 0 | 0 | 52448 | 129095 | 171891 | 191674 | 162874 | 0 | . | . | 0 | 0 | 0 | 0 | 52448 | 129095 | 171891 | 191674 | 162874 | 0 | . | . | 0 | 0 | 0 | 0 | 17.2 | 17.172 | 17.136 | 17.45 | 17.23 | 0 | . | . | 0 | 0 | 0 | 0 | 902106 | 2216819 | 2945524 | 3344711 | 2806319 | 0 | . | . | 0 | 0 | 0 | 0 | 902106 | 2216819 | 2945524 | 3344711 | 2806319 | 0 | . | . | 0 | 0 | 0 | 0 | 75942.563 | 196428.42 | 263894.1 | 301784.17 | 262608.64 | 0 | . | . | 707982 | 707982 | 12215479 | 12215479 | 1100657.9 | 2020
Vintage2008 | hard coal | TRUE | 17543.130.SC.ST | 130 | N | . | Cross | South Carolina Public Service Authority | 17543 | SC | SAT | SERC |  | 22 | 1 | Electric Utility | ST | BIT | COL | SC | M | short tons | 0 | 0 | 0 | 0 | 0 | 0 | 0 | 0 | 0 | 0 | 0 | 0 | 0 | 0 | 0 | 0 | 0 | 0 | 0 | 0 | 0 | 0 | 0 | 0 | 0 | 0 | 0 | 0 | 0 | 0 | 0 | 0 | 0 | 0 | 0 | 0 | 0 | 0 | 0 | 0 | 0 | 0 | 0 | 0 | 0 | 0 | 0 | 0 | 0 | 0 | 0 | 0 | 0 | 0 | 0 | 0 | 0 | 0 | 0 | 0 | 0 | 0 | 0 | 0 | 0 | 0 | 0 | 0 | 0 | 0 | 0 | 0 | 0 | 0 | 0 | 0 | 0 | 2020
Vintage2008 | petroleum | TRUE | 17543.130.SC.ST | 130 | N | . | Cross | South Carolina Public Service Authority | 17543 | SC | SAT | SERC |  | 22 | 1 | Electric Utility | ST | DFO | DFO | SC | M | barrels | 2435 | 4358 | 3020 | 958 | 2944 | 2545 | 988 | 2038 | 2733 | 44 | 1735 | 4261 | 2435 | 4358 | 3020 | 958 | 2944 | 2545 | 988 | 2038 | 2733 | 44 | 1735 | 4261 | 5.79 | 5.79 | 5.79 | 5.79 | 5.79 | 5.79 | 5.79 | 5.79 | 5.79 | 5.79 | 5.79 | 5.79 | 14099 | 25233 | 17486 | 5547 | 17046 | 14736 | 5721 | 11800 | 15824 | 255 | 10046 | 24671 | 14099 | 25233 | 17486 | 5547 | 17046 | 14736 | 5721 | 11800 | 15824 | 255 | 10046 | 24671 | 1338.282 | 2381.425 | 1596.116 | 550.354 | 1630.24 | 1432.415 | 562.134 | 1147.064 | 1518.791 | 24.989 | 939.786 | 2420.348 | 28059 | 28059 | 162464 | 162464 | 15541.944 | 2020
Vintage2008 | petroleum | TRUE | 17543.130.SC.ST | 130 | N | . | Cross | South Carolina Public Service Authority | 17543 | SC | SAT | SERC |  | 22 | 1 | Electric Utility | ST | PC | PC | SC | M | short tons | 0 | 0 | 0 | 0 | 0 | 0 | 0 | 0 | 0 | 0 | 0 | 0 | 0 | 0 | 0 | 0 | 0 | 0 | 0 | 0 | 0 | 0 | 0 | 0 | 0 | 0 | 0 | 0 | 0 | 0 | 0 | 0 | 0 | 0 | 0 | 0 | 0 | 0 | 0 | 0 | 0 | 0 | 0 | 0 | 0 | 0 | 0 | 0 | 0 | 0 | 0 | 0 | 0 | 0 | 0 | 0 | 0 | 0 | 0 | 0 | 0 | 0 | 0 | 0 | 0 | 0 | 0 | 0 | 0 | 0 | 0 | 0 | 0 | 0 | 0 | 0 | 0 | 2020
Vintage2008 | hard coal | TRUE | 17543.130.SC.ST | 130 | N | . | Cross | South Carolina Public Service Authority | 17543 | SC | SAT | SERC |  | 22 | 1 | Electric Utility | ST | RC | COL | SC | M | short tons | 257138 | 170613 | 138624 | 150122 | 166664 | 284770 | 381589 | 358784 | 236770 | 132949 | 138187 | 270494 | 257138 | 170613 | 138624 | 150122 | 166664 | 284770 | 381589 | 358784 | 236770 | 132949 | 138187 | 270494 | 23.393 | 23.868 | 23.875 | 23.783 | 23.807 | 23.605 | 23.731 | 24.186 | 25.448 | 24.835 | 23.161 | 23.782 | 6015229 | 4072191 | 3309648 | 3570352 | 3967770 | 6721996 | 9055489 | 8677550 | 6025323 | 3301788 | 3200549 | 6432888 | 6015229 | 4072191 | 3309648 | 3570352 | 3967770 | 6721996 | 9055489 | 8677550 | 6025323 | 3301788 | 3200549 | 6432888 | 570981.72 | 384325.58 | 302106.88 | 354249.65 | 379473.76 | 653432.59 | 889848.87 | 843532.94 | 578309.21 | 323862.01 | 299416.21 | 631093.65 | 2686704 | 2686704 | 64350773 | 64350773 | 6210633.1 | 2020
Vintage1984 | hard coal | TRUE | 21554.136.FL.ST | 136 | N | . | Seminole (FL) | Seminole Electric Cooperative Inc | 21554 | FL | SAT | SERC |  | 22 | 1 | Electric Utility | ST | BIT | COL | SEC | M | short tons | 179523 | 128738 | 146215 | 205633 | 235571 | 268200 | 286367 | 295868 | 260382 | 267756 | 227235 | 250238 | 179523 | 128738 | 146215 | 205633 | 235571 | 268200 | 286367 | 295868 | 260382 | 267756 | 227235 | 250238 | 24.31 | 24.17 | 24.21 | 24.49 | 24.14 | 24.17 | 24.07 | 24.42 | 24.35 | 24.25 | 24.18 | 24.2 | 4364204 | 3111597 | 3539865 | 5035952 | 5686684 | 6482394 | 6892854 | 7225097 | 6340302 | 6493083 | 5494542 | 6055760 | 4364204 | 3111597 | 3539865 | 5035952 | 5686684 | 6482394 | 6892854 | 7225097 | 6340302 | 6493083 | 5494542 | 6055760 | 446155.06 | 306340.7 | 347229.98 | 501418.93 | 562457.74 | 646645.51 | 691053.7 | 713634.31 | 631988.18 | 633706.04 | 545889.68 | 601395.66 | 2751726 | 2751726 | 66722334 | 66722334 | 6627915.5 | 2020
Vintage1984 | petroleum | TRUE | 21554.136.FL.ST | 136 | N | . | Seminole (FL) | Seminole Electric Cooperative Inc | 21554 | FL | SAT | SERC |  | 22 | 1 | Electric Utility | ST | DFO | DFO | SEC | M | barrels | 2785 | 3604 | 1907 | 3773 | 5002 | 2651 | 3221 | 2298 | 3066 | 3694 | 2685 | 3247 | 2785 | 3604 | 1907 | 3773 | 5002 | 2651 | 3221 | 2298 | 3066 | 3694 | 2685 | 3247 | 5.76 | 5.77 | 5.64 | 5.71 | 5.65 | 5.64 | 5.64 | 5.66 | 5.67 | 5.65 | 5.643 | 5.67 | 16042 | 20795 | 10755 | 21544 | 28261 | 14952 | 18166 | 13007 | 17384 | 20871 | 15151 | 18410 | 16042 | 20795 | 10755 | 21544 | 28261 | 14952 | 18166 | 13007 | 17384 | 20871 | 15151 | 18410 | 1639.942 | 2047.302 | 1055.019 | 2145.073 | 2795.265 | 1491.488 | 1821.305 | 1284.691 | 1732.823 | 2036.959 | 1505.316 | 1828.34 | 37933 | 37933 | 215338 | 215338 | 21383.523 | 2020
Vintage1975 | petroleum | TRUE | 16572.141.AZ.GT | 141 | N | . | Agua Fria | Salt River Project | 16572 | AZ | MTN | WECC |  | 22 | 1 | Electric Utility | GT | DFO | DFO | SRP | M | barrels | 0 | 0 | 0 | 234 | 0 | 0 | 0 | 0 | 0 | 0 | 0 | 0 | 0 | 0 | 0 | 234 | 0 | 0 | 0 | 0 | 0 | 0 | 0 | 0 | 0 | 0 | 0 | 5.7 | 0 | 0 | 0 | 0 | 0 | 0 | 0 | 0 | 0 | 0 | 0 | 1334 | 0 | 0 | 0 | 0 | 0 | 0 | 0 | 0 | 0 | 0 | 0 | 1334 | 0 | 0 | 0 | 0 | 0 | 0 | 0 | 0 | 0 | 0 | 0 | 58.833 | 0 | 0 | 0 | 0 | 0 | 0 | 0 | 0 | 234 | 234 | 1334 | 1334 | 58.833 | 2020
Vintage1975 | natural gas peaker | TRUE | 16572.141.AZ.GT | 141 | N | . | Agua Fria | Salt River Project | 16572 | AZ | MTN | WECC |  | 22 | 1 | Electric Utility | GT | NG | NG | SRP | M | mcf | 3903 | 11079 | 7502 | 10021 | 2158 | 2453 | 3122 | 65905 | 34918 | 7397 | 31645 | 793 | 3903 | 11079 | 7502 | 10021 | 2158 | 2453 | 3122 | 65905 | 34918 | 7397 | 31645 | 793 | 1.034 | 1.03 | 1.027 | 1.032 | 1.028 | 1.018 | 1.015 | 1.014 | 1.021 | 1.016 | 1.022 | 1.031 | 4036 | 11411 | 7705 | 10342 | 2218 | 2497 | 3169 | 66828 | 35651 | 7515 | 32341 | 818 | 4036 | 11411 | 7705 | 10342 | 2218 | 2497 | 3169 | 66828 | 35651 | 7515 | 32341 | 818 | -35 | 553 | 447 | 456.167 | -32 | -48 | -3 | 4129 | 2188 | 290 | 1794 | -98 | 180896 | 180896 | 184531 | 184531 | 9641.167 | 2020
Vintage2001 | solar pv | TRUE | 16572.141.AZ.PV | 141 | N | . | Agua Fria | Salt River Project | 16572 | AZ | MTN | WECC |  | 22 | 1 | Electric Utility | PV | SUN | SUN | SRP | M |  | 0 | 0 | 0 | 0 | 0 | 0 | 0 | 0 | 0 | 0 | 0 | 0 | 0 | 0 | 0 | 0 | 0 | 0 | 0 | 0 | 0 | 0 | 0 | 0 | 0 | 0 | 0 | 0 | 0 | 0 | 0 | 0 | 0 | 0 | 0 | 0 | 0 | 0 | 0 | 0 | 0 | 0 | 0 | 0 | 0 | 0 | 0 | 0 | 0 | 0 | 0 | 0 | 0 | 0 | 0 | 0 | 0 | 0 | 0 | 0 | 0 | 0 | 0 | 0 | 0 | 0 | 0 | 0 | 0 | 0 | 0 | 0 | 0 | 0 | 0 | 0 | 0 | 2020
Vintage1961 | petroleum | TRUE | 16572.141.AZ.ST | 141 | N | . | Agua Fria | Salt River Project | 16572 | AZ | MTN | WECC |  | 22 | 1 | Electric Utility | ST | DFO | DFO | SRP | M | barrels | 0 | 0 | 0 | 0 | 0 | 0 | 0 | 0 | 0 | 0 | 0 | 0 | 0 | 0 | 0 | 0 | 0 | 0 | 0 | 0 | 0 | 0 | 0 | 0 | 0 | 0 | 0 | 0 | 0 | 0 | 0 | 0 | 0 | 0 | 0 | 0 | 0 | 0 | 0 | 0 | 0 | 0 | 0 | 0 | 0 | 0 | 0 | 0 | 0 | 0 | 0 | 0 | 0 | 0 | 0 | 0 | 0 | 0 | 0 | 0 | 0 | 0 | 0 | 0 | 0 | 0 | 0 | 0 | 0 | 0 | 0 | 0 | 0 | 0 | 0 | 0 | 0 | 2020
Vintage1961 | natural gas steam turbine | TRUE | 16572.141.AZ.ST | 141 | N | . | Agua Fria | Salt River Project | 16572 | AZ | MTN | WECC |  | 22 | 1 | Electric Utility | ST | NG | NG | SRP | M | mcf | 0 | 6042 | 196305 | 304042 | 235073 | 608902 | 1158459 | 804617 | 116078 | 20521 | 51543 | 415 | 0 | 6042 | 196305 | 304042 | 235073 | 608902 | 1158459 | 804617 | 116078 | 20521 | 51543 | 415 | 0 | 1.03 | 1.027 | 1.032 | 1.028 | 1.018 | 1.015 | 1.014 | 1.021 | 1.016 | 1.022 | 1.031 | 0 | 6223 | 201605 | 313771 | 241655 | 619862 | 1175836 | 815882 | 118516 | 20849 | 52677 | 428 | 0 | 6223 | 201605 | 313771 | 241655 | 619862 | 1175836 | 815882 | 118516 | 20849 | 52677 | 428 | 0 | 570 | 18338 | 28267 | 22284 | 57944 | 111963 | 77051 | 10245 | 1621 | 4470 | 0 | 3501997 | 3501997 | 3567304 | 3567304 | 332753 | 2020
Vintage1927 | hydro | TRUE | 16572.145.AZ.HY | 145 | N | . | Horse Mesa | Salt River Project | 16572 | AZ | MTN | WECC |  | 22 | 1 | Electric Utility | HY | WAT | HYC | SRP | M |  | 0 | 0 | 0 | 0 | 0 | 0 | 0 | 0 | 0 | 0 | 0 | 0 | 0 | 0 | 0 | 0 | 0 | 0 | 0 | 0 | 0 | 0 | 0 | 0 | 0 | 0 | 0 | 0 | 0 | 0 | 0 | 0 | 0 | 0 | 0 | 0 | 0 | 0 | 0 | 0 | 0 | 2674 | 6786 | 7505 | 5918 | 0 | 6128 | 11344 | 0 | 0 | 0 | 0 | 0 | 2674 | 6786 | 7505 | 5918 | 0 | 6128 | 11344 | -76 | -47 | -46 | -47 | -54 | 305 | 774 | 856 | 675 | -23 | 699 | 1294 | 0 | 0 | 40355 | 40355 | 4310 | 2020
Vintage1972 | other | TRUE | 16572.145.AZ.PS | 145 | N | . | Horse Mesa | Salt River Project | 16572 | AZ | MTN | WECC |  | 22 | 1 | Electric Utility | PS | WAT | HPS | SRP | M | megawatthours | 341 | 885 | 41 | 981 | 6443 | 11048 | 12876 | 10998 | 11991 | 2740 | 5692 | 956 | 341 | 885 | 41 | 981 | 6443 | 11048 | 12876 | 10998 | 11991 | 2740 | 5692 | 956 | 0 | 0 | 0 | 0 | 0 | 0 | 0 | 0 | 0 | 0 | 0 | 0 | 0 | 0 | 0 | 0 | 0 | 0 | 0 | 0 | 0 | 0 | 0 | 0 | 0 | 0 | 0 | 0 | 0 | 0 | 0 | 0 | 0 | 0 | 0 | 0 | -328 | -868 | -33 | 7995 | 6830 | 6430 | 3729 | 13394 | 6284 | 2168 | 1872 | 250 | 64992 | 64992 | 0 | 0 | 47723 | 2020
Vintage2002 | natural gas combined cycle | TRUE | 16572.147.AZ.CA | 147 | N | . | Kyrene | Salt River Project | 16572 | AZ | MTN | WECC |  | 22 | 1 | Electric Utility | CA | NG | NG | SRP | M | mcf | 29316 | 35582 | 12209 | 3639 | 0 | 11300 | 30851 | 40604 | 27604 | 30430 | 0 | 11871 | 29316 | 35582 | 12209 | 3639 | 0 | 11300 | 30851 | 40604 | 27604 | 30430 | 0 | 11871 | 1.039 | 1.034 | 1.034 | 1.051 | 0 | 1.022 | 1.022 | 1.024 | 1.02 | 1.02 | 0 | 1.032 | 30459 | 36792 | 12624 | 3825 | 0 | 11549 | 31530 | 41578 | 28156 | 31039 | 0 | 12251 | 30459 | 36792 | 12624 | 3825 | 0 | 11549 | 31530 | 41578 | 28156 | 31039 | 0 | 12251 | 55889 | 55486 | 31087 | 19016 | 51625 | 50699 | 57129 | 58608 | 55438 | 51203 | 50561 | 46474 | 233406 | 233406 | 239803 | 239803 | 583215 | 2020
Vintage2002 | natural gas combined cycle | TRUE | 16572.147.AZ.CT | 147 | N | . | Kyrene | Salt River Project | 16572 | AZ | MTN | WECC |  | 22 | 1 | Electric Utility | CT | NG | NG | SRP | M | mcf | 1085342 | 1078979 | 621521 | 365981 | 1013048 | 1001310 | 1117542 | 1129337 | 1085063 | 1002976 | 1034629 | 926486 | 1085342 | 1078979 | 621521 | 365981 | 1013048 | 1001310 | 1117542 | 1129337 | 1085063 | 1002976 | 1034629 | 926486 | 1.039 | 1.034 | 1.034 | 1.051 | 1.05 | 1.022 | 1.022 | 1.024 | 1.02 | 1.02 | 1.017 | 1.032 | 1127670 | 1115664 | 642653 | 384646 | 1063700 | 1023339 | 1142128 | 1156441 | 1106764 | 1023036 | 1052218 | 956134 | 1127670 | 1115664 | 642653 | 384646 | 1063700 | 1023339 | 1142128 | 1156441 | 1106764 | 1023036 | 1052218 | 956134 | 103170 | 104084 | 57792 | 36066 | 95066 | 93187 | 104144 | 105969 | 101182 | 93776 | 94766 | 88311 | 11462214 | 11462214 | 11794393 | 11794393 | 1077513 | 2020
Vintage1973 | petroleum | TRUE | 16572.147.AZ.GT | 147 | N | . | Kyrene | Salt River Project | 16572 | AZ | MTN | WECC |  | 22 | 1 | Electric Utility | GT | DFO | DFO | SRP | M | barrels | 0 | 0 | 0 | 0 | 0 | 0 | 0 | 0 | 0 | 0 | 0 | 0 | 0 | 0 | 0 | 0 | 0 | 0 | 0 | 0 | 0 | 0 | 0 | 0 | 0 | 0 | 0 | 0 | 0 | 0 | 0 | 0 | 0 | 0 | 0 | 0 | 0 | 0 | 0 | 0 | 0 | 0 | 0 | 0 | 0 | 0 | 0 | 0 | 0 | 0 | 0 | 0 | 0 | 0 | 0 | 0 | 0 | 0 | 0 | 0 | 0 | 0 | 0 | 0 | 0 | 0 | 0 | 0 | 0 | 0 | 0 | 0 | 0 | 0 | 0 | 0 | 0 | 2020
Vintage1973 | natural gas peaker | TRUE | 16572.147.AZ.GT | 147 | N | . | Kyrene | Salt River Project | 16572 | AZ | MTN | WECC |  | 22 | 1 | Electric Utility | GT | NG | NG | SRP | M | mcf | 0 | 0 | 0 | 0 | 762 | 1320 | 563 | 3088 | 3969 | 294 | 164 | 218 | 0 | 0 | 0 | 0 | 762 | 1320 | 563 | 3088 | 3969 | 294 | 164 | 218 | 0 | 0 | 0 | 0 | 1.05 | 1.022 | 1.022 | 1.024 | 1.02 | 1.02 | 1.017 | 1.032 | 0 | 0 | 0 | 0 | 800 | 1349 | 575 | 3162 | 4048 | 300 | 167 | 225 | 0 | 0 | 0 | 0 | 800 | 1349 | 575 | 3162 | 4048 | 300 | 167 | 225 | -56 | -61 | -56 | -13 | 13 | 64 | -67 | 184 | 190 | -9 | -15 | -13 | 10378 | 10378 | 10626 | 10626 | 161 | 2020
Vintage1926 | hydro | TRUE | 16572.148.AZ.HY | 148 | N | . | Mormon Flat | Salt River Project | 16572 | AZ | MTN | WECC |  | 22 | 1 | Electric Utility | HY | WAT | HYC | SRP | M |  | 0 | 0 | 0 | 0 | 0 | 0 | 0 | 0 | 0 | 0 | 0 | 0 | 0 | 0 | 0 | 0 | 0 | 0 | 0 | 0 | 0 | 0 | 0 | 0 | 0 | 0 | 0 | 0 | 0 | 0 | 0 | 0 | 0 | 0 | 0 | 0 | 0 | 202 | 1008 | 149 | 1324 | 1333 | 2174 | 2499 | 2893 | 5567 | 6847 | 2507 | 0 | 202 | 1008 | 149 | 1324 | 1333 | 2174 | 2499 | 2893 | 5567 | 6847 | 2507 | -15 | 23 | 115 | 17 | 151 | 152 | 248 | 285 | 330 | 635 | 781 | 286 | 0 | 0 | 26503 | 26503 | 3008 | 2020
Vintage1971 | other | TRUE | 16572.148.AZ.PS | 148 | N | . | Mormon Flat | Salt River Project | 16572 | AZ | MTN | WECC |  | 22 | 1 | Electric Utility | PS | WAT | HPS | SRP | M | megawatthours | 216 | 149 | 256 | 777 | 2171 | 5765 | 7011 | 5606 | 3426 | 362 | 1824 | 594 | 216 | 149 | 256 | 777 | 2171 | 5765 | 7011 | 5606 | 3426 | 362 | 1824 | 594 | 0 | 0 | 0 | 0 | 0 | 0 | 0 | 0 | 0 | 0 | 0 | 0 | 0 | 0 | 0 | 0 | 0 | 0 | 0 | 0 | 0 | 0 | 0 | 0 | 0 | 0 | 0 | 0 | 0 | 0 | 0 | 0 | 0 | 0 | 0 | 0 | -112 | 174 | 748 | 3850 | 3401 | 2822 | 1451 | 6683 | 5216 | 681 | 904 | 62 | 28157 | 28157 | 0 | 0 | 25880 | 2020
Vintage1973 | hydro | TRUE | 16572.149.AZ.HY | 149 | N | . | Roosevelt | Salt River Project | 16572 | AZ | MTN | WECC |  | 22 | 1 | Electric Utility | HY | WAT | HYC | SRP | A |  | 0 | 0 | 0 | 0 | 0 | 0 | 0 | 0 | 0 | 0 | 0 | 0 | 0 | 0 | 0 | 0 | 0 | 0 | 0 | 0 | 0 | 0 | 0 | 0 | 0 | 0 | 0 | 0 | 0 | 0 | 0 | 0 | 0 | 0 | 0 | 0 | 39330 | 41425 | 43097 | 48485 | 55152 | 53722 | 54433 | 54803 | 39808 | 43550 | 42451 | 39423 | 39330 | 41425 | 43097 | 48485 | 55152 | 53722 | 54433 | 54803 | 39808 | 43550 | 42451 | 39423 | 4486.186 | 4725.071 | 4915.824 | 5530.354 | 6290.834 | 6127.77 | 6208.89 | 6251.019 | 4540.631 | 4967.503 | 4842.178 | 4496.74 | 0 | 0 | 555679 | 555679 | 63383 | 2020
Vintage1930 | hydro | TRUE | 16572.150.AZ.HY | 150 | N | . | Stewart Mountain | Salt River Project | 16572 | AZ | MTN | WECC |  | 22 | 1 | Electric Utility | HY | WAT | HYC | SRP | A |  | 0 | 0 | 0 | 0 | 0 | 0 | 0 | 0 | 0 | 0 | 0 | 0 | 0 | 0 | 0 | 0 | 0 | 0 | 0 | 0 | 0 | 0 | 0 | 0 | 0 | 0 | 0 | 0 | 0 | 0 | 0 | 0 | 0 | 0 | 0 | 0 | 12621 | 13293 | 13830 | 15559 | 17699 | 17240 | 17468 | 17587 | 12775 | 13976 | 13623 | 12651 | 12621 | 13293 | 13830 | 15559 | 17699 | 17240 | 17468 | 17587 | 12775 | 13976 | 13623 | 12651 | 1439.646 | 1516.305 | 1577.518 | 1774.725 | 2018.768 | 1966.439 | 1992.471 | 2005.991 | 1457.117 | 1594.103 | 1553.885 | 1443.032 | 0 | 0 | 178322 | 178322 | 20340 | 2020
Vintage1981 | petroleum | TRUE | 12745.151.CA.GT | 151 | N | . | McClure | Modesto Irrigation District | 12745 | CA | PACC | WECC |  | 22 | 1 | Electric Utility | GT | DFO | DFO | BANC | A | barrels | 166 | 161 | 156 | 123 | 180 | 155 | 217 | 208 | 180 | 195 | 193 | 156 | 166 | 161 | 156 | 123 | 180 | 155 | 217 | 208 | 180 | 195 | 193 | 156 | 5.8 | 5.8 | 5.8 | 5.8 | 5.8 | 5.8 | 5.8 | 5.8 | 5.8 | 5.8 | 5.8 | 5.8 | 963 | 934 | 905 | 713 | 1044 | 899 | 1259 | 1206 | 1044 | 1131 | 1119 | 905 | 963 | 934 | 905 | 713 | 1044 | 899 | 1259 | 1206 | 1044 | 1131 | 1119 | 905 | 47.049 | 45.33 | 43.925 | 34.813 | 50.677 | 43.827 | 61.312 | 58.65 | 50.729 | 55.025 | 54.373 | 44.01 | 2090 | 2090 | 12122 | 12122 | 589.72 | 2020
Vintage1981 | natural gas peaker | TRUE | 12745.151.CA.GT | 151 | N | . | McClure | Modesto Irrigation District | 12745 | CA | PACC | WECC |  | 22 | 1 | Electric Utility | GT | NG | NG | BANC | A | mcf | 1852 | 1638 | 1818 | 1286 | 1209 | 1700 | 2379 | 2958 | 2576 | 2675 | 2137 | 2369 | 1852 | 1638 | 1818 | 1286 | 1209 | 1700 | 2379 | 2958 | 2576 | 2675 | 2137 | 2369 | 1.039 | 1.039 | 1.039 | 1.039 | 1.039 | 1.039 | 1.039 | 1.039 | 1.039 | 1.039 | 1.039 | 1.039 | 1924 | 1702 | 1889 | 1336 | 1256 | 1766 | 2472 | 3073 | 2676 | 2779 | 2220 | 2461 | 1924 | 1702 | 1889 | 1336 | 1256 | 1766 | 2472 | 3073 | 2676 | 2779 | 2220 | 2461 | 93.726 | 82.77 | 91.88 | 64.977 | 61.096 | 85.945 | 120.228 | 149.512 | 130.202 | 135.218 | 108.007 | 119.719 | 24597 | 24597 | 25554 | 25554 | 1243.28 | 2020
Vintage1951 | hydro | TRUE | 2518.152.AZ.HY | 152 | N | . | Davis Dam | U S Bureau of Reclamation | 2518 | AZ | MTN | WECC |  | 22 | 1 | Electric Utility | HY | WAT | HYC | WALC | A |  | 0 | 0 | 0 | 0 | 0 | 0 | 0 | 0 | 0 | 0 | 0 | 0 | 0 | 0 | 0 | 0 | 0 | 0 | 0 | 0 | 0 | 0 | 0 | 0 | 0 | 0 | 0 | 0 | 0 | 0 | 0 | 0 | 0 | 0 | 0 | 0 | 666927 | 702440 | 730798 | 822156 | 935210 | 910969 | 923028 | 929291 | 675021 | 738481 | 719850 | 668496 | 666927 | 702440 | 730798 | 822156 | 935210 | 910969 | 923028 | 929291 | 675021 | 738481 | 719850 | 668496 | 76072.461 | 80123.205 | 83357.811 | 93778.437 | 106673.92 | 103908.83 | 105284.39 | 105998.78 | 76995.654 | 84234.135 | 82108.995 | 76251.389 | 0 | 0 | 9422667 | 9422667 | 1074788 | 2020
Vintage1966 | hydro | TRUE | 2518.153.AZ.HY | 153 | N | . | Glen Canyon Dam | U S Bureau of Reclamation | 2518 | AZ | MTN | WECC |  | 22 | 1 | Electric Utility | HY | WAT | HYC | WALC | M |  | 0 | 0 | 0 | 0 | 0 | 0 | 0 | 0 | 0 | 0 | 0 | 0 | 0 | 0 | 0 | 0 | 0 | 0 | 0 | 0 | 0 | 0 | 0 | 0 | 0 | 0 | 0 | 0 | 0 | 0 | 0 | 0 | 0 | 0 | 0 | 0 | 2953865 | 2607937 | 2685665 | 2413853 | 2418710 | 2533076 | 2930852 | 3215201 | 2300531 | 2423734 | 2403789 | 2663292 | 2953865 | 2607937 | 2685665 | 2413853 | 2418710 | 2533076 | 2930852 | 3215201 | 2300531 | 2423734 | 2403789 | 2663292 | 336930 | 297472 | 306338 | 275334 | 275888 | 288933 | 334305 | 366739 | 262408 | 276461 | 274186 | 303786 | 0 | 0 | 31550505 | 31550505 | 3598780 | 2020
Vintage1961 | hydro | TRUE | 2518.154.NV.HY | 154 | N | . | Hoover Dam (NV) | U S Bureau of Reclamation | 2518 | NV | MTN | WECC |  | 22 | 1 | Electric Utility | HY | WAT | HYC | WALC | M |  | 0 | 0 | 0 | 0 | 0 | 0 | 0 | 0 | 0 | 0 | 0 | 0 | 0 | 0 | 0 | 0 | 0 | 0 | 0 | 0 | 0 | 0 | 0 | 0 | 0 | 0 | 0 | 0 | 0 | 0 | 0 | 0 | 0 | 0 | 0 | 0 | 757136 | 1146206 | 1070714 | 1634107 | 2000875 | 1861523 | 1769146 | 1544018 | 1217210 | 1147627 | 1374350 | 845691 | 757136 | 1146206 | 1070714 | 1634107 | 2000875 | 1861523 | 1769146 | 1544018 | 1217210 | 1147627 | 1374350 | 845691 | 86362 | 130741 | 122130 | 186393 | 228228 | 212333 | 201796 | 176117 | 138840 | 130903 | 156764 | 96463 | 0 | 0 | 16368603 | 16368603 | 1867070 | 2020
Vintage1981 | hydro | TRUE | 8366.159.UT.HY | 159 | N | . | Lake Creek Dam | Heber Light & Power Company | 8366 | UT | MTN | WECC |  | 22 | 1 | Electric Utility | HY | WAT | HYC | PACE | A |  | 0 | 0 | 0 | 0 | 0 | 0 | 0 | 0 | 0 | 0 | 0 | 0 | 0 | 0 | 0 | 0 | 0 | 0 | 0 | 0 | 0 | 0 | 0 | 0 | 0 | 0 | 0 | 0 | 0 | 0 | 0 | 0 | 0 | 0 | 0 | 0 | 1825 | 1922 | 2000 | 2250 | 2559 | 2493 | 2526 | 2543 | 1847 | 2021 | 1970 | 1829 | 1825 | 1922 | 2000 | 2250 | 2559 | 2493 | 2526 | 2543 | 1847 | 2021 | 1970 | 1829 | 208.183 | 219.267 | 228.119 | 256.636 | 291.926 | 284.359 | 288.124 | 290.079 | 210.708 | 230.517 | 224.701 | 208.671 | 0 | 0 | 25785 | 25785 | 2941.29 | 2020
Vintage2002 | petroleum | TRUE | 796.160.AZ.GT | 160 | N | . | Apache Station | Arizona Electric Pwr Coop Inc | 796 | AZ | MTN | WECC |  | 22 | 1 | Electric Utility | GT | DFO | DFO | WALC | M | barrels | 0 | 0 | 0 | 0 | 0 | 0 | 0 | 0 | 0 | 0 | 0 | 0 | 0 | 0 | 0 | 0 | 0 | 0 | 0 | 0 | 0 | 0 | 0 | 0 | 0 | 0 | 0 | 0 | 0 | 0 | 0 | 0 | 0 | 0 | 0 | 0 | 0 | 0 | 0 | 0 | 0 | 0 | 0 | 0 | 0 | 0 | 0 | 0 | 0 | 0 | 0 | 0 | 0 | 0 | 0 | 0 | 0 | 0 | 0 | 0 | 0 | 0 | 0 | 0 | 0 | 0 | 0 | 0 | 0 | 0 | 0 | 0 | 0 | 0 | 0 | 0 | 0 | 2020
Vintage2002 | natural gas peaker | TRUE | 796.160.AZ.GT | 160 | N | . | Apache Station | Arizona Electric Pwr Coop Inc | 796 | AZ | MTN | WECC |  | 22 | 1 | Electric Utility | GT | NG | NG | WALC | M | mcf | 2765 | 64015 | 449130 | 264597 | 77061 | 139592 | 274888 | 296683 | 209259 | 57803 | 16429 | 8952 | 2765 | 64015 | 449130 | 264597 | 77061 | 139592 | 274888 | 296683 | 209259 | 57803 | 16429 | 8952 | 1.035 | 1.03 | 1.025 | 1.03 | 1.044 | 1.032 | 1.028 | 1.039 | 1.021 | 1.032 | 1.024 | 1.043 | 2862 | 65935 | 460358 | 272535 | 80452 | 144059 | 282585 | 308254 | 213653 | 59653 | 16823 | 9337 | 2862 | 65935 | 460358 | 272535 | 80452 | 144059 | 282585 | 308254 | 213653 | 59653 | 16823 | 9337 | 108 | 6215 | 36550 | 22883 | 6791 | 12352 | 22748 | 21517 | 16463 | 5546 | 1531 | 765 | 1861174 | 1861174 | 1916506 | 1916506 | 153469 | 2020
Vintage1979 | hard coal | TRUE | 796.160.AZ.ST | 160 | N | . | Apache Station | Arizona Electric Pwr Coop Inc | 796 | AZ | MTN | WECC |  | 22 | 1 | Electric Utility | ST | BIT | COL | WALC | M | short tons | 2274 | 996 | 0 | 0 | 0 | 0 | 127 | 1437 | 0 | 0 | 0 | 0 | 2274 | 996 | 0 | 0 | 0 | 0 | 127 | 1437 | 0 | 0 | 0 | 0 | 22.862 | 22.86 | 0 | 0 | 0 | 0 | 22.86 | 22.862 | 0 | 0 | 0 | 0 | 51988 | 22769 | 0 | 0 | 0 | 0 | 2903 | 32853 | 0 | 0 | 0 | 0 | 51988 | 22769 | 0 | 0 | 0 | 0 | 2903 | 32853 | 0 | 0 | 0 | 0 | 4578.995 | 2069.721 | 0 | 0 | 0 | 0 | 264.647 | 3003.223 | 0 | 0 | 0 | 0 | 4834 | 4834 | 110513 | 110513 | 9916.586 | 2020
Vintage1979 | natural gas steam turbine | TRUE | 796.160.AZ.ST | 160 | N | . | Apache Station | Arizona Electric Pwr Coop Inc | 796 | AZ | MTN | WECC |  | 22 | 1 | Electric Utility | ST | NG | NG | WALC | M | mcf | 1194621 | 1146079 | 432807 | 1014066 | 1506873 | 1859405 | 2210905 | 1723385 | 1828733 | 1881647 | 842699 | 897520 | 1194621 | 1146079 | 432807 | 1014066 | 1506873 | 1859405 | 2210905 | 1723385 | 1828733 | 1881647 | 842699 | 897520 | 1.035 | 1.03 | 1.025 | 1.03 | 1.044 | 1.032 | 1.028 | 1.039 | 1.021 | 1.032 | 1.024 | 1.043 | 1236433 | 1180461 | 443627 | 1044488 | 1573175 | 1918906 | 2272810 | 1790597 | 1867136 | 1941860 | 862924 | 936113 | 1236433 | 1180461 | 443627 | 1044488 | 1573175 | 1918906 | 2272810 | 1790597 | 1867136 | 1941860 | 862924 | 936113 | 108902.02 | 107307 | 40394 | 95075.302 | 143791.67 | 176067.9 | 207181.24 | 163687.08 | 169183.75 | 176555.81 | 78273.972 | 84588.429 | 16538740 | 16538740 | 17068530 | 17068530 | 1551008.2 | 2020
Vintage1979 | hard coal | TRUE | 796.160.AZ.ST | 160 | N | . | Apache Station | Arizona Electric Pwr Coop Inc | 796 | AZ | MTN | WECC |  | 22 | 1 | Electric Utility | ST | SUB | COL | WALC | M | short tons | 28583 | 6169 | 0 | 11016 | 23074 | 22642 | 22890 | 48945 | 32220 | 1947 | 53201 | 50144 | 28583 | 6169 | 0 | 11016 | 23074 | 22642 | 22890 | 48945 | 32220 | 1947 | 53201 | 50144 | 18.49 | 18.86 | 0 | 18.14 | 18.12 | 18.13 | 18.16 | 18.22 | 18.22 | 18.01 | 18.06 | 18.07 | 528500 | 116347 | 0 | 199830 | 418101 | 410499 | 415682 | 891778 | 587048 | 35065 | 960810 | 906102 | 528500 | 116347 | 0 | 199830 | 418101 | 410499 | 415682 | 891778 | 587048 | 35065 | 960810 | 906102 | 46548.981 | 10576.275 | 0 | 18189.698 | 38215.333 | 37665.097 | 37892.116 | 81521.702 | 53193.249 | 3188.187 | 87153.028 | 81876.571 | 300831 | 300831 | 5469762 | 5469762 | 496020.24 | 2020
Vintage1980 | hydro | TRUE | 19281.161.CA.HY | 161 | N | . | Turlock Lake | Turlock Irrigation District | 19281 | CA | PACC | WECC |  | 22 | 1 | Electric Utility | HY | WAT | HYC | TIDC | A |  | 0 | 0 | 0 | 0 | 0 | 0 | 0 | 0 | 0 | 0 | 0 | 0 | 0 | 0 | 0 | 0 | 0 | 0 | 0 | 0 | 0 | 0 | 0 | 0 | 0 | 0 | 0 | 0 | 0 | 0 | 0 | 0 | 0 | 0 | 0 | 0 | 73 | 55 | 58 | 85 | 116 | 109 | 115 | 116 | 81 | 66 | 50 | 41 | 73 | 55 | 58 | 85 | 116 | 109 | 115 | 116 | 81 | 66 | 50 | 41 | 8.35 | 6.231 | 6.596 | 9.683 | 13.262 | 12.391 | 13.101 | 13.201 | 9.194 | 7.561 | 5.719 | 4.711 | 0 | 0 | 965 | 965 | 110 | 2020
Vintage1979 | hydro | TRUE | 19281.162.CA.HY | 162 | N | . | Hickman | Turlock Irrigation District | 19281 | CA | PACC | WECC |  | 22 | 1 | Electric Utility | HY | WAT | HYC | TIDC | A |  | 0 | 0 | 0 | 0 | 0 | 0 | 0 | 0 | 0 | 0 | 0 | 0 | 0 | 0 | 0 | 0 | 0 | 0 | 0 | 0 | 0 | 0 | 0 | 0 | 0 | 0 | 0 | 0 | 0 | 0 | 0 | 0 | 0 | 0 | 0 | 0 | 2427 | 1811 | 1917 | 2814 | 3855 | 3602 | 3808 | 3837 | 2672 | 2198 | 1662 | 1369 | 2427 | 1811 | 1917 | 2814 | 3855 | 3602 | 3808 | 3837 | 2672 | 2198 | 1662 | 1369 | 276.887 | 206.573 | 218.696 | 321.023 | 439.679 | 410.821 | 434.354 | 437.679 | 304.827 | 250.685 | 189.597 | 156.179 | 0 | 0 | 31972 | 31972 | 3647 | 2020
Vintage2017 | natural gas combined cycle | TRUE | 7490.165.OK.CA | 165 | N | . | GREC | Grand River Dam Authority | 7490 | OK | WSC | MRO |  | 22 | 1 | Electric Utility | CA | NG | NG | SWPP | M | mcf | 0 | 0 | 0 | 0 | 0 | 0 | 0 | 0 | 0 | 0 | 0 | 0 | 0 | 0 | 0 | 0 | 0 | 0 | 0 | 0 | 0 | 0 | 0 | 0 | 0 | 0 | 0 | 0 | 0 | 0 | 0 | 0 | 0 | 0 | 0 | 0 | 0 | 0 | 0 | 0 | 0 | 0 | 0 | 0 | 0 | 0 | 0 | 0 | 0 | 0 | 0 | 0 | 0 | 0 | 0 | 0 | 0 | 0 | 0 | 0 | 71855 | 54646 | 81024 | 68338 | 76132 | 86007 | 92876 | 73177 | 85687 | -229 | 43033 | 89170 | 0 | 0 | 0 | 0 | 821716 | 2020
Vintage2017 | natural gas combined cycle | TRUE | 7490.165.OK.CT | 165 | N | . | GREC | Grand River Dam Authority | 7490 | OK | WSC | MRO |  | 22 | 1 | Electric Utility | CT | NG | NG | SWPP | M | mcf | 1444804 | 1101829 | 1649734 | 1377446 | 1528458 | 1738762 | 1912167 | 1524020 | 1734594 | 6625 | 490856 | 1853020 | 1444804 | 1101829 | 1649734 | 1377446 | 1528458 | 1738762 | 1912167 | 1524020 | 1734594 | 6625 | 490856 | 1853020 | 1.053 | 1.043 | 1.038 | 1.044 | 1.033 | 1.026 | 1.029 | 1.023 | 1.037 | 1.036 | 1.042 | 1.045 | 1521379 | 1149208 | 1712424 | 1438054 | 1578897 | 1783970 | 1967620 | 1559072 | 1798774 | 6864 | 511472 | 1936406 | 1521379 | 1149208 | 1712424 | 1438054 | 1578897 | 1783970 | 1967620 | 1559072 | 1798774 | 6864 | 511472 | 1936406 | 139395 | 109822 | 164812 | 134747 | 151623 | 178442 | 200964 | 153762 | 184327 | -598 | 19553 | 194035 | 16362315 | 16362315 | 16964140 | 16964140 | 1630884 | 2020
Vintage1985 | natural gas steam turbine | TRUE | 7490.165.OK.ST | 165 | N | . | GREC | Grand River Dam Authority | 7490 | OK | WSC | MRO |  | 22 | 1 | Electric Utility | ST | NG | NG | SWPP | M | mcf | 0 | 0 | 0 | 15497 | 13650 | 31053 | 5356 | 5380 | 7358 | 2885 | 19009 | 32490 | 0 | 0 | 0 | 15497 | 13650 | 31053 | 5356 | 5380 | 7358 | 2885 | 19009 | 32490 | 0 | 0 | 0 | 1.044 | 1.033 | 1.026 | 1.025 | 1.03 | 1.03 | 1.03 | 1.04 | 1.045 | 0 | 0 | 0 | 16179 | 14100 | 31860 | 5490 | 5541 | 7579 | 2972 | 19769 | 33952 | 0 | 0 | 0 | 16179 | 14100 | 31860 | 5490 | 5541 | 7579 | 2972 | 19769 | 33952 | -241.021 | -234.68 | -227.729 | 518.41 | 40.654 | 1784.874 | 184.106 | 252.951 | -3135.008 | -252.215 | -2995 | 1312.729 | 132678 | 132678 | 137442 | 137442 | -2991.929 | 2020
Vintage1985 | hard coal | TRUE | 7490.165.OK.ST | 165 | N | . | GREC | Grand River Dam Authority | 7490 | OK | WSC | MRO |  | 22 | 1 | Electric Utility | ST | SUB | COL | SWPP | M | short tons | 0 | 0 | 0 | 11260 | 2985 | 14753 | 9838 | 17278 | 38 | 1500 | 0 | 3500 | 0 | 0 | 0 | 11260 | 2985 | 14753 | 9838 | 17278 | 38 | 1500 | 0 | 3500 | 0 | 0 | 0 | 16.54 | 16.54 | 16.54 | 16.54 | 16.54 | 16.54 | 16.54 | 0 | 16.54 | 0 | 0 | 0 | 186240 | 49372 | 244015 | 162721 | 285778 | 629 | 24810 | 0 | 57890 | 0 | 0 | 0 | 186240 | 49372 | 244015 | 162721 | 285778 | 629 | 24810 | 0 | 57890 | -2913.979 | -2837.32 | -2753.271 | 5967.59 | 142.346 | 13670.126 | 5456.894 | 13045.049 | -259.992 | -2105.785 | 0 | 2238.271 | 61152 | 61152 | 1011455 | 1011455 | 29649.929 | 2020
Vintage1932 | hydro | TRUE | 814.166.AR.HY | 166 | N | . | Carpenter | Entergy Arkansas LLC | 814 | AR | WSC | SERC |  | 22 | 1 | Electric Utility | HY | WAT | HYC | MISO | A |  | 0 | 0 | 0 | 0 | 0 | 0 | 0 | 0 | 0 | 0 | 0 | 0 | 0 | 0 | 0 | 0 | 0 | 0 | 0 | 0 | 0 | 0 | 0 | 0 | 0 | 0 | 0 | 0 | 0 | 0 | 0 | 0 | 0 | 0 | 0 | 0 | 69943 | 147220 | 136032 | 166238 | 181451 | 81480 | 113111 | 88839 | 116463 | 113856 | 70412 | 76873 | 69943 | 147220 | 136032 | 166238 | 181451 | 81480 | 113111 | 88839 | 116463 | 113856 | 70412 | 76873 | 7977.945 | 16792.565 | 15516.315 | 18961.82 | 20697.039 | 9293.905 | 12901.943 | 10133.349 | 13284.263 | 12986.903 | 8031.508 | 8768.445 | 0 | 0 | 1361918 | 1361918 | 155346 | 2020
Vintage1970 | natural gas steam turbine | TRUE | 814.170.AR.ST | 170 | N | . | Lake Catherine | Entergy Arkansas LLC | 814 | AR | WSC | SERC |  | 22 | 1 | Electric Utility | ST | NG | NG | MISO | AM | mcf | 0 | 261694 | 33158 | 193087 | 345168 | 1362200 | 1194784 | 943817 | 502477 | 235321 | 95369 | 0 | 0 | 261694 | 33158 | 193087 | 345168 | 1362200 | 1194784 | 943817 | 502477 | 235321 | 95369 | 0 | 0 | 1.032 | 1.027 | 1.028 | 1.02 | 1.017 | 1.016 | 1.016 | 1.027 | 1.029 | 1.022 | 0 | 0 | 270068 | 34053 | 198493 | 352071 | 1385357 | 1213901 | 958918 | 516044 | 242145 | 97467 | 0 | 0 | 270068 | 34053 | 198493 | 352071 | 1385357 | 1213901 | 958918 | 516044 | 242145 | 97467 | 0 | 0 | 24598 | 1788 | 16662 | 32122 | 132630 | 110353 | 87817 | 45094 | 19889 | 6626 | 0 | 5167075 | 5167075 | 5268517 | 5268517 | 477579 | 2020
Vintage1992 | petroleum | TRUE | 14216.172.AR.IC | 172 | N | . | Osceola (AR) | City of Osceola - (AR) | 14216 | AR | WSC | SERC |  | 22 | 1 | Electric Utility | IC | DFO | DFO | MISO | A | barrels | 0 | 0 | 0 | 0 | 0 | 0 | 0 | 0 | 0 | 0 | 0 | 0 | 0 | 0 | 0 | 0 | 0 | 0 | 0 | 0 | 0 | 0 | 0 | 0 | 0 | 0 | 0 | 0 | 0 | 0 | 0 | 0 | 0 | 0 | 0 | 0 | 0 | 0 | 0 | 0 | 0 | 0 | 0 | 0 | 0 | 0 | 0 | 0 | 0 | 0 | 0 | 0 | 0 | 0 | 0 | 0 | 0 | 0 | 0 | 0 | 0 | 0 | 0 | 0 | 0 | 0 | 0 | 0 | 0 | 0 | 0 | 0 | 0 | 0 | 0 | 0 | 0 | 2020
Vintage1925 | hydro | TRUE | 814.174.AR.HY | 174 | N | . | Remmel | Entergy Arkansas LLC | 814 | AR | WSC | SERC |  | 22 | 1 | Electric Utility | HY | WAT | HYC | MISO | A |  | 0 | 0 | 0 | 0 | 0 | 0 | 0 | 0 | 0 | 0 | 0 | 0 | 0 | 0 | 0 | 0 | 0 | 0 | 0 | 0 | 0 | 0 | 0 | 0 | 0 | 0 | 0 | 0 | 0 | 0 | 0 | 0 | 0 | 0 | 0 | 0 | 24412 | 51384 | 47479 | 58022 | 63331 | 28439 | 39479 | 31007 | 40649 | 39739 | 24576 | 26831 | 24412 | 51384 | 47479 | 58022 | 63331 | 28439 | 39479 | 31007 | 40649 | 39739 | 24576 | 26831 | 2784.521 | 5861.064 | 5415.618 | 6618.193 | 7223.832 | 3243.827 | 4503.131 | 3536.816 | 4636.571 | 4532.784 | 2803.216 | 3060.427 | 0 | 0 | 475348 | 475348 | 54220 | 2020
Vintage1981 | hydro | TRUE | 14328.180.CA.HY | 180 | N | . | Volta 2 | Pacific Gas & Electric Co. | 14328 | CA | PACC | WECC |  | 22 | 1 | Electric Utility | HY | WAT | HYC | CISO | A |  | 0 | 0 | 0 | 0 | 0 | 0 | 0 | 0 | 0 | 0 | 0 | 0 | 0 | 0 | 0 | 0 | 0 | 0 | 0 | 0 | 0 | 0 | 0 | 0 | 0 | 0 | 0 | 0 | 0 | 0 | 0 | 0 | 0 | 0 | 0 | 0 | 948 | 708 | 749 | 1100 | 1506 | 1407 | 1488 | 1499 | 1044 | 859 | 649 | 535 | 948 | 708 | 749 | 1100 | 1506 | 1407 | 1488 | 1499 | 1044 | 859 | 649 | 535 | 108.188 | 80.715 | 85.451 | 125.434 | 171.797 | 160.521 | 169.716 | 171.015 | 119.106 | 97.951 | 74.082 | 61.024 | 0 | 0 | 12492 | 12492 | 1425 | 2020
Vintage1965 | hydro | TRUE | 19647.182.AR.HY | 182 | N | . | Beaver Dam | USCE-Little Rock District | 19647 | AR | WSC | MRO |  | 22 | 1 | Electric Utility | HY | WAT | HYC | SPA | A |  | 0 | 0 | 0 | 0 | 0 | 0 | 0 | 0 | 0 | 0 | 0 | 0 | 0 | 0 | 0 | 0 | 0 | 0 | 0 | 0 | 0 | 0 | 0 | 0 | 0 | 0 | 0 | 0 | 0 | 0 | 0 | 0 | 0 | 0 | 0 | 0 | 88293 | 185846 | 171721 | 209853 | 229057 | 102857 | 142788 | 112147 | 147019 | 143728 | 88886 | 97042 | 88293 | 185846 | 171721 | 209853 | 229057 | 102857 | 142788 | 112147 | 147019 | 143728 | 88886 | 97042 | 10071.061 | 21198.308 | 19587.218 | 23936.695 | 26127.171 | 11732.279 | 16286.931 | 12791.962 | 16769.559 | 16394.182 | 10138.676 | 11068.958 | 0 | 0 | 1719237 | 1719237 | 196103 | 2020
Vintage1972 | hydro | TRUE | 19406.187.AR.HY | 187 | N | . | Degray | USCE -Vickburg District | 19406 | AR | WSC | SERC |  | 22 | 1 | Electric Utility | HY | WAT | HYC | MISO | M |  | 0 | 0 | 0 | 0 | 0 | 0 | 0 | 0 | 0 | 0 | 0 | 0 | 0 | 0 | 0 | 0 | 0 | 0 | 0 | 0 | 0 | 0 | 0 | 0 | 0 | 0 | 0 | 0 | 0 | 0 | 0 | 0 | 0 | 0 | 0 | 0 | 13492 | 113822 | 79859 | 119608 | 137545 | 29466 | 59975 | 36664 | 57117 | 52190 | 5357 | 5786 | 13492 | 113822 | 79859 | 119608 | 137545 | 29466 | 59975 | 36664 | 57117 | 52190 | 5357 | 5786 | 1539 | 12983 | 9109 | 13643 | 15689 | 3361 | 6841 | 4182 | 6515 | 5953 | 611 | 660 | 0 | 0 | 710881 | 710881 | 81086 | 2020
Vintage1972 | other | TRUE | 19406.187.AR.PS | 187 | N | . | Degray | USCE -Vickburg District | 19406 | AR | WSC | SERC |  | 22 | 1 | Electric Utility | PS | WAT | HPS | MISO | M | megawatthours | 0 | 0 | 0 | 0 | 0 | 0 | 0 | 0 | 8 | 9 | 14 | 0 | 0 | 0 | 0 | 0 | 0 | 0 | 0 | 0 | 8 | 9 | 14 | 0 | 0 | 0 | 0 | 0 | 0 | 0 | 0 | 0 | 0 | 0 | 0 | 0 | 0 | 0 | 0 | 0 | 0 | 0 | 0 | 0 | 0 | 0 | 0 | 0 | 0 | 0 | 0 | 0 | 0 | 0 | 0 | 0 | 0 | 0 | 0 | 0 | 1123 | 15819 | 6017 | 9786 | 12140 | 1778 | 6309 | 2359 | 4801 | 4178 | 690 | 579 | 31 | 31 | 0 | 0 | 65579 | 2020
Vintage1964 | hydro | TRUE | 19647.188.AR.HY | 188 | N | . | Greers Ferry Lake | USCE-Little Rock District | 19647 | AR | WSC | MRO |  | 22 | 1 | Electric Utility | HY | WAT | HYC | SPA | A |  | 0 | 0 | 0 | 0 | 0 | 0 | 0 | 0 | 0 | 0 | 0 | 0 | 0 | 0 | 0 | 0 | 0 | 0 | 0 | 0 | 0 | 0 | 0 | 0 | 0 | 0 | 0 | 0 | 0 | 0 | 0 | 0 | 0 | 0 | 0 | 0 | 114074 | 240110 | 221862 | 271128 | 295939 | 132890 | 184480 | 144893 | 189947 | 185695 | 114839 | 125377 | 114074 | 240110 | 221862 | 271128 | 295939 | 132890 | 184480 | 144893 | 189947 | 185695 | 114839 | 125377 | 13011.705 | 27387.989 | 25306.478 | 30925.956 | 33756.028 | 15157.981 | 21042.543 | 16527.079 | 21666.093 | 21181.109 | 13099.062 | 14300.977 | 0 | 0 | 2221234 | 2221234 | 253363 | 2020
Vintage1976 | petroleum | TRUE | 15043.193.AR.IC | 193 | N | . | Municipal Light | City of Piggott - (AR) | 15043 | AR | WSC | SERC |  | 22 | 1 | Electric Utility | IC | DFO | DFO | SPA | A | barrels | 0 | 0 | 0 | 0 | 0 | 0 | 0 | 0 | 0 | 0 | 0 | 0 | 0 | 0 | 0 | 0 | 0 | 0 | 0 | 0 | 0 | 0 | 0 | 0 | 0 | 0 | 0 | 0 | 0 | 0 | 0 | 0 | 0 | 0 | 0 | 0 | 0 | 0 | 0 | 0 | 0 | 0 | 0 | 0 | 0 | 0 | 0 | 0 | 0 | 0 | 0 | 0 | 0 | 0 | 0 | 0 | 0 | 0 | 0 | 0 | 0 | 0 | 0 | 0 | 0 | 0 | 0 | 0 | 0 | 0 | 0 | 0 | 0 | 0 | 0 | 0 | 0 | 2020
Vintage1976 | natural gas peaker | TRUE | 15043.193.AR.IC | 193 | N | . | Municipal Light | City of Piggott - (AR) | 15043 | AR | WSC | SERC |  | 22 | 1 | Electric Utility | IC | NG | NG | SPA | A | mcf | 0 | 0 | 0 | 0 | 0 | 0 | 0 | 0 | 0 | 0 | 0 | 0 | 0 | 0 | 0 | 0 | 0 | 0 | 0 | 0 | 0 | 0 | 0 | 0 | 0 | 0 | 0 | 0 | 0 | 0 | 0 | 0 | 0 | 0 | 0 | 0 | 0 | 0 | 0 | 0 | 0 | 0 | 0 | 0 | 0 | 0 | 0 | 0 | 0 | 0 | 0 | 0 | 0 | 0 | 0 | 0 | 0 | 0 | 0 | 0 | 0 | 0 | 0 | 0 | 0 | 0 | 0 | 0 | 0 | 0 | 0 | 0 | 0 | 0 | 0 | 0 | 0 | 2020
Vintage1969 | hydro | TRUE | 19406.195.AR.HY | 195 | N | . | Narrows (AR) | USCE -Vickburg District | 19406 | AR | WSC | SERC |  | 22 | 1 | Electric Utility | HY | WAT | HYC | SWPP | A |  | 0 | 0 | 0 | 0 | 0 | 0 | 0 | 0 | 0 | 0 | 0 | 0 | 0 | 0 | 0 | 0 | 0 | 0 | 0 | 0 | 0 | 0 | 0 | 0 | 0 | 0 | 0 | 0 | 0 | 0 | 0 | 0 | 0 | 0 | 0 | 0 | 30075 | 63304 | 58493 | 71482 | 78023 | 35036 | 48637 | 38200 | 50079 | 48958 | 30277 | 33055 | 30075 | 63304 | 58493 | 71482 | 78023 | 35036 | 48637 | 38200 | 50079 | 48958 | 30277 | 33055 | 3430.475 | 7220.719 | 6671.938 | 8153.487 | 8899.623 | 3996.333 | 5547.771 | 4357.289 | 5712.167 | 5584.303 | 3453.508 | 3770.387 | 0 | 0 | 585619 | 585619 | 66798 | 2020
Vintage1950 | hydro | TRUE | 19647.196.AR.HY | 196 | N | . | Norfork | USCE-Little Rock District | 19647 | AR | WSC | MRO |  | 22 | 1 | Electric Utility | HY | WAT | HYC | SPA | A |  | 0 | 0 | 0 | 0 | 0 | 0 | 0 | 0 | 0 | 0 | 0 | 0 | 0 | 0 | 0 | 0 | 0 | 0 | 0 | 0 | 0 | 0 | 0 | 0 | 0 | 0 | 0 | 0 | 0 | 0 | 0 | 0 | 0 | 0 | 0 | 0 | 168121 | 353874 | 326979 | 399587 | 436153 | 195853 | 271886 | 213542 | 279942 | 273676 | 169250 | 184779 | 168121 | 353874 | 326979 | 399587 | 436153 | 195853 | 271886 | 213542 | 279942 | 273676 | 169250 | 184779 | 19176.579 | 40364.269 | 37296.549 | 45578.504 | 49749.449 | 22339.749 | 31012.384 | 24357.519 | 31931.368 | 31216.603 | 19305.326 | 21076.701 | 0 | 0 | 3273642 | 3273642 | 373405 | 2020
Vintage1955 | hydro | TRUE | 19406.197.AR.HY | 197 | N | . | Blakely Mountain | USCE -Vickburg District | 19406 | AR | WSC | SERC |  | 22 | 1 | Electric Utility | HY | WAT | HYC | MISO | A |  | 0 | 0 | 0 | 0 | 0 | 0 | 0 | 0 | 0 | 0 | 0 | 0 | 0 | 0 | 0 | 0 | 0 | 0 | 0 | 0 | 0 | 0 | 0 | 0 | 0 | 0 | 0 | 0 | 0 | 0 | 0 | 0 | 0 | 0 | 0 | 0 | 148208 | 311960 | 288251 | 352259 | 384494 | 172655 | 239683 | 188250 | 246785 | 241261 | 149203 | 162894 | 148208 | 311960 | 288251 | 352259 | 384494 | 172655 | 239683 | 188250 | 246785 | 241261 | 149203 | 162894 | 16905.258 | 35583.426 | 32879.054 | 40180.075 | 43857.003 | 19693.775 | 27339.202 | 21472.555 | 28149.339 | 27519.232 | 17018.756 | 18580.325 | 0 | 0 | 2885903 | 2885903 | 329178 | 2020
Vintage1963 | hydro | TRUE | 19647.198.AR.HY | 198 | N | . | Bull Shoals | USCE-Little Rock District | 19647 | AR | WSC | MRO |  | 22 | 1 | Electric Utility | HY | WAT | HYC | SPA | A |  | 0 | 0 | 0 | 0 | 0 | 0 | 0 | 0 | 0 | 0 | 0 | 0 | 0 | 0 | 0 | 0 | 0 | 0 | 0 | 0 | 0 | 0 | 0 | 0 | 0 | 0 | 0 | 0 | 0 | 0 | 0 | 0 | 0 | 0 | 0 | 0 | 692956 | 1458584 | 1347730 | 1647003 | 1797722 | 807258 | 1120649 | 880172 | 1153857 | 1128028 | 697608 | 761618 | 692956 | 1458584 | 1347730 | 1647003 | 1797722 | 807258 | 1120649 | 880172 | 1153857 | 1128028 | 697608 | 761618 | 79041.37 | 166372.07 | 153727.64 | 187863.93 | 205055.58 | 92079.216 | 127825.79 | 100395.99 | 131613.63 | 128667.53 | 79572.034 | 86873.227 | 0 | 0 | 13493185 | 13493185 | 1539088 | 2020
Vintage1966 | hydro | TRUE | 19647.199.AR.HY | 199 | N | . | Dardanelle | USCE-Little Rock District | 19647 | AR | WSC | MRO |  | 22 | 1 | Electric Utility | HY | WAT | HYC | SPA | A |  | 0 | 0 | 0 | 0 | 0 | 0 | 0 | 0 | 0 | 0 | 0 | 0 | 0 | 0 | 0 | 0 | 0 | 0 | 0 | 0 | 0 | 0 | 0 | 0 | 0 | 0 | 0 | 0 | 0 | 0 | 0 | 0 | 0 | 0 | 0 | 0 | 218412 | 459729 | 424789 | 519117 | 566622 | 254439 | 353216 | 277420 | 363682 | 355542 | 219878 | 240053 | 218412 | 459729 | 424789 | 519117 | 566622 | 254439 | 353216 | 277420 | 363682 | 355542 | 219878 | 240053 | 24912.94 | 52438.579 | 48453.201 | 59212.569 | 64631.184 | 29022.32 | 40289.232 | 31643.672 | 41483.115 | 40554.539 | 25080.198 | 27381.451 | 0 | 0 | 4252899 | 4252899 | 485103 | 2020
Vintage1963 | petroleum | TRUE | 807.201.AR.CA | 201 | N | . | Thomas Fitzhugh | Arkansas Electric Coop Corp | 807 | AR | WSC | SERC |  | 22 | 1 | Electric Utility | CA | DFO | DFO | SWPP | AM | barrels | 0 | 0 | 0 | 0 | 0 | 0 | 0 | 0 | 0 | 0 | 0 | 0 | 0 | 0 | 0 | 0 | 0 | 0 | 0 | 0 | 0 | 0 | 0 | 0 | 0 | 0 | 0 | 0 | 0 | 0 | 0 | 0 | 0 | 0 | 0 | 0 | 0 | 0 | 0 | 0 | 0 | 0 | 0 | 0 | 0 | 0 | 0 | 0 | 0 | 0 | 0 | 0 | 0 | 0 | 0 | 0 | 0 | 0 | 0 | 0 | 0 | 0 | 0 | 0 | 0 | 0 | 0 | 0 | 0 | 0 | 0 | 0 | 0 | 0 | 0 | 0 | 0 | 2020
Vintage1963 | natural gas combined cycle | TRUE | 807.201.AR.CA | 201 | N | . | Thomas Fitzhugh | Arkansas Electric Coop Corp | 807 | AR | WSC | SERC |  | 22 | 1 | Electric Utility | CA | NG | NG | SWPP | AM | mcf | 0 | 0 | 0 | 0 | 0 | 0 | 0 | 0 | 0 | 0 | 0 | 0 | 0 | 0 | 0 | 0 | 0 | 0 | 0 | 0 | 0 | 0 | 0 | 0 | 0 | 0 | 0 | 0 | 0 | 0 | 0 | 0 | 0 | 0 | 0 | 0 | 0 | 0 | 0 | 0 | 0 | 0 | 0 | 0 | 0 | 0 | 0 | 0 | 0 | 0 | 0 | 0 | 0 | 0 | 0 | 0 | 0 | 0 | 0 | 0 | 5011 | 1660 | 0 | 9736 | 23703 | 9492 | 27460 | 8140 | 367 | 20226 | 801 | 8948 | 0 | 0 | 0 | 0 | 115544 | 2020
Vintage2002 | petroleum | TRUE | 807.201.AR.CT | 201 | N | . | Thomas Fitzhugh | Arkansas Electric Coop Corp | 807 | AR | WSC | SERC |  | 22 | 1 | Electric Utility | CT | DFO | DFO | SWPP | AM | barrels | 0 | 0 | 0 | 0 | 0 | 0 | 0 | 0 | 0 | 0 | 0 | 0 | 0 | 0 | 0 | 0 | 0 | 0 | 0 | 0 | 0 | 0 | 0 | 0 | 0 | 0 | 0 | 0 | 0 | 0 | 0 | 0 | 0 | 0 | 0 | 0 | 0 | 0 | 0 | 0 | 0 | 0 | 0 | 0 | 0 | 0 | 0 | 0 | 0 | 0 | 0 | 0 | 0 | 0 | 0 | 0 | 0 | 0 | 0 | 0 | 0 | 0 | 0 | 0 | 0 | 0 | 0 | 0 | 0 | 0 | 0 | 0 | 0 | 0 | 0 | 0 | 0 | 2020
Vintage2002 | natural gas combined cycle | TRUE | 807.201.AR.CT | 201 | N | . | Thomas Fitzhugh | Arkansas Electric Coop Corp | 807 | AR | WSC | SERC |  | 22 | 1 | Electric Utility | CT | NG | NG | SWPP | AM | mcf | 178134 | 61628 | 11236 | 406731 | 707913 | 301385 | 811628 | 240061 | 13448 | 617238 | 36939 | 293712 | 178134 | 61628 | 11236 | 406731 | 707913 | 301385 | 811628 | 240061 | 13448 | 617238 | 36939 | 293712 | 1.01 | 1.02 | 1 | 1.02 | 1.01 | 1.01 | 1.01 | 1.01 | 1.01 | 1.01 | 1.02 | 1.02 | 179915 | 62861 | 11236 | 414866 | 714992 | 304399 | 819744 | 242462 | 13582 | 623410 | 37678 | 299586 | 179915 | 62861 | 11236 | 414866 | 714992 | 304399 | 819744 | 242462 | 13582 | 623410 | 37678 | 299586 | 15100 | 5357 | 925 | 34333 | 60116 | 24593 | 67343 | 20701 | 1107 | 50836 | 3963 | 25021 | 3680053 | 3680053 | 3724731 | 3724731 | 309395 | 2020
Vintage1966 | natural gas steam turbine | TRUE | 807.202.AR.ST | 202 | N | . | Carl Bailey | Arkansas Electric Coop Corp | 807 | AR | WSC | SERC |  | 22 | 1 | Electric Utility | ST | NG | NG | MISO | AM | mcf | 0 | 0 | 8621 | 11707 | 0 | 0 | 0 | 0 | 0 | 0 | 0 | 0 | 0 | 0 | 8621 | 11707 | 0 | 0 | 0 | 0 | 0 | 0 | 0 | 0 | 0 | 0 | 1.03 | 1.04 | 0 | 0 | 0 | 0 | 0 | 0 | 0 | 0 | 0 | 0 | 8880 | 12175 | 0 | 0 | 0 | 0 | 0 | 0 | 0 | 0 | 0 | 0 | 8880 | 12175 | 0 | 0 | 0 | 0 | 0 | 0 | 0 | 0 | 0 | 0 | 657 | 1048.995 | 0 | 0 | 0 | 0 | 0 | 0 | 0 | 0 | 20328 | 20328 | 21055 | 21055 | 1705.995 | 2020
Vintage1966 | petroleum | TRUE | 807.202.AR.ST | 202 | N | . | Carl Bailey | Arkansas Electric Coop Corp | 807 | AR | WSC | SERC |  | 22 | 1 | Electric Utility | ST | RFO | RFO | MISO | AM | barrels | 0 | 0 | 0 | 3332 | 0 | 0 | 0 | 0 | 0 | 0 | 0 | 0 | 0 | 0 | 0 | 3332 | 0 | 0 | 0 | 0 | 0 | 0 | 0 | 0 | 0 | 0 | 0 | 6.5 | 0 | 0 | 0 | 0 | 0 | 0 | 0 | 0 | 0 | 0 | 0 | 21658 | 0 | 0 | 0 | 0 | 0 | 0 | 0 | 0 | 0 | 0 | 0 | 21658 | 0 | 0 | 0 | 0 | 0 | 0 | 0 | 0 | 0 | 0 | 0 | 1866.005 | 0 | 0 | 0 | 0 | 0 | 0 | 0 | 0 | 3332 | 3332 | 21658 | 21658 | 1866.005 | 2020
Vintage1972 | natural gas steam turbine | TRUE | 807.203.AR.ST | 203 | N | . | McClellan (AR) | Arkansas Electric Coop Corp | 807 | AR | WSC | SERC |  | 22 | 1 | Electric Utility | ST | NG | NG | MISO | AM | mcf | 0 | 0 | 10474 | 72933 | 46244 | 10106 | 16541 | 112374 | 95990 | 25290 | 47225 | 38661 | 0 | 0 | 10474 | 72933 | 46244 | 10106 | 16541 | 112374 | 95990 | 25290 | 47225 | 38661 | 0 | 0 | 1.03 | 1.03 | 1.02 | 1.02 | 1.02 | 1.02 | 1.03 | 1.02 | 1.02 | 1.04 | 0 | 0 | 10788 | 75121 | 47169 | 10308 | 16872 | 114621 | 98870 | 25796 | 48170 | 40207 | 0 | 0 | 10788 | 75121 | 47169 | 10308 | 16872 | 114621 | 98870 | 25796 | 48170 | 40207 | 0 | 0 | 801 | 5935 | 3722 | 793 | 1342 | 9191 | 7621 | 2157 | 3901 | 3070 | 475838 | 475838 | 487922 | 487922 | 38533 | 2020
Vintage1972 | petroleum | TRUE | 807.203.AR.ST | 203 | N | . | McClellan (AR) | Arkansas Electric Coop Corp | 807 | AR | WSC | SERC |  | 22 | 1 | Electric Utility | ST | RFO | RFO | MISO | AM | barrels | 0 | 0 | 0 | 0 | 0 | 0 | 0 | 0 | 0 | 0 | 0 | 0 | 0 | 0 | 0 | 0 | 0 | 0 | 0 | 0 | 0 | 0 | 0 | 0 | 0 | 0 | 0 | 0 | 0 | 0 | 0 | 0 | 0 | 0 | 0 | 0 | 0 | 0 | 0 | 0 | 0 | 0 | 0 | 0 | 0 | 0 | 0 | 0 | 0 | 0 | 0 | 0 | 0 | 0 | 0 | 0 | 0 | 0 | 0 | 0 | 0 | 0 | 0 | 0 | 0 | 0 | 0 | 0 | 0 | 0 | 0 | 0 | 0 | 0 | 0 | 0 | 0 | 2020
Vintage1987 | nuclear | TRUE | 55951.204.IL.ST | 204 | N | 1 | Clinton Power Station | Exelon Nuclear | 55951 | IL | ENC | SERC |  | 22 | 2 | NAICS-22 Non-Cogen | ST | NUC | NUC | MISO | M |  | 0 | 0 | 0 | 0 | 0 | 0 | 0 | 0 | 0 | 0 | 0 | 0 | 0 | 0 | 0 | 0 | 0 | 0 | 0 | 0 | 0 | 0 | 0 | 0 | 0 | 0 | 0 | 0 | 0 | 0 | 0 | 0 | 0 | 0 | 0 | 0 | 8431043 | 7872643 | 8303404 | 8145084 | 8384590 | 8056544 | 8275304 | 8249147 | 8094045 | 8472023 | 8108753 | 8452290 | 8431043 | 7872643 | 8303404 | 8145084 | 8384590 | 8056544 | 8275304 | 8249147 | 8094045 | 8472023 | 8108753 | 8452290 | 807109 | 753653 | 794890 | 779734 | 802662 | 771258 | 792200 | 789696 | 774848 | 811032 | 776256 | 809143 | 0 | 0 | 98844870 | 98844870 | 9462481 | 2020
Vintage1985 | nuclear | TRUE | 20893.210.KS.ST | 210 | N | 1 | Wolf Creek Generating Station | Wolf Creek Nuclear Optg Corp | 20893 | KS | WNC | MRO |  | 22 | 1 | Electric Utility | ST | NUC | NUC | SWPP | M |  | 0 | 0 | 0 | 0 | 0 | 0 | 0 | 0 | 0 | 0 | 0 | 0 | 0 | 0 | 0 | 0 | 0 | 0 | 0 | 0 | 0 | 0 | 0 | 0 | 0 | 0 | 0 | 0 | 0 | 0 | 0 | 0 | 0 | 0 | 0 | 0 | 9521770 | 8272651 | 9521154 | 9217719 | 9472142 | 9065814 | 9292815 | 9327162 | 9103430 | 9492469 | 8781464 | 9475787 | 9521770 | 8272651 | 9521154 | 9217719 | 9472142 | 9065814 | 9292815 | 9327162 | 9103430 | 9492469 | 8781464 | 9475787 | 911525 | 791946 | 911466 | 882418 | 906774 | 867876 | 889607 | 892895 | 871477 | 908720 | 840655 | 907123 | 0 | 0 | 110544377 | 110544377 | 10582482 | 2020
Vintage1902 | hydro | TRUE | 14328.214.CA.HY | 214 | N | . | Alta Powerhouse | Pacific Gas & Electric Co. | 14328 | CA | PACC | WECC |  | 22 | 1 | Electric Utility | HY | WAT | HYC | CISO | A |  | 0 | 0 | 0 | 0 | 0 | 0 | 0 | 0 | 0 | 0 | 0 | 0 | 0 | 0 | 0 | 0 | 0 | 0 | 0 | 0 | 0 | 0 | 0 | 0 | 0 | 0 | 0 | 0 | 0 | 0 | 0 | 0 | 0 | 0 | 0 | 0 | 1621 | 1210 | 1281 | 1880 | 2575 | 2406 | 2544 | 2563 | 1785 | 1468 | 1110 | 915 | 1621 | 1210 | 1281 | 1880 | 2575 | 2406 | 2544 | 2563 | 1785 | 1468 | 1110 | 915 | 184.946 | 137.98 | 146.077 | 214.426 | 293.682 | 274.406 | 290.125 | 292.346 | 203.608 | 167.444 | 126.641 | 104.319 | 0 | 0 | 21358 | 21358 | 2436 | 2020
Vintage1940 | hydro | TRUE | 19586.215.CA.HY | 215 | N | . | Angels | Utica Water & Power Authority | 19586 | CA | PACC | WECC |  | 22 | 2 | NAICS-22 Non-Cogen | HY | WAT | HYC | CISO | A |  | 0 | 0 | 0 | 0 | 0 | 0 | 0 | 0 | 0 | 0 | 0 | 0 | 0 | 0 | 0 | 0 | 0 | 0 | 0 | 0 | 0 | 0 | 0 | 0 | 0 | 0 | 0 | 0 | 0 | 0 | 0 | 0 | 0 | 0 | 0 | 0 | 3608 | 2692 | 2850 | 4183 | 5730 | 5354 | 5660 | 5704 | 3972 | 3267 | 2471 | 2035 | 3608 | 2692 | 2850 | 4183 | 5730 | 5354 | 5660 | 5704 | 3972 | 3267 | 2471 | 2035 | 411.573 | 307.056 | 325.075 | 477.178 | 653.551 | 610.655 | 645.635 | 650.577 | 453.103 | 372.625 | 281.823 | 232.149 | 0 | 0 | 47526 | 47526 | 5421 | 2020
Vintage1927 | hydro | TRUE | 14328.217.CA.HY | 217 | N | . | Balch 1 | Pacific Gas & Electric Co. | 14328 | CA | PACC | WECC |  | 22 | 1 | Electric Utility | HY | WAT | HYC | CISO | A |  | 0 | 0 | 0 | 0 | 0 | 0 | 0 | 0 | 0 | 0 | 0 | 0 | 0 | 0 | 0 | 0 | 0 | 0 | 0 | 0 | 0 | 0 | 0 | 0 | 0 | 0 | 0 | 0 | 0 | 0 | 0 | 0 | 0 | 0 | 0 | 0 | 30434 | 22705 | 24038 | 35285 | 48327 | 45155 | 47741 | 48107 | 33505 | 27554 | 20839 | 17166 | 30434 | 22705 | 24038 | 35285 | 48327 | 45155 | 47741 | 48107 | 33505 | 27554 | 20839 | 17166 | 3471.372 | 2589.841 | 2741.821 | 4024.72 | 5512.327 | 5150.522 | 5445.561 | 5487.244 | 3821.661 | 3142.876 | 2377.012 | 1958.043 | 0 | 0 | 400856 | 400856 | 45723 | 2020
Vintage1958 | hydro | TRUE | 14328.218.CA.HY | 218 | N | . | Balch 2 | Pacific Gas & Electric Co. | 14328 | CA | PACC | WECC |  | 22 | 1 | Electric Utility | HY | WAT | HYC | CISO | A |  | 0 | 0 | 0 | 0 | 0 | 0 | 0 | 0 | 0 | 0 | 0 | 0 | 0 | 0 | 0 | 0 | 0 | 0 | 0 | 0 | 0 | 0 | 0 | 0 | 0 | 0 | 0 | 0 | 0 | 0 | 0 | 0 | 0 | 0 | 0 | 0 | 167585 | 125028 | 132365 | 194299 | 266115 | 248648 | 262892 | 264904 | 184496 | 151726 | 114753 | 94527 | 167585 | 125028 | 132365 | 194299 | 266115 | 248648 | 262892 | 264904 | 184496 | 151726 | 114753 | 94527 | 19115.431 | 14261.2 | 15098.096 | 22162.499 | 30354.149 | 28361.834 | 29986.497 | 30216.027 | 21044.337 | 17306.541 | 13089.241 | 10782.148 | 0 | 0 | 2207338 | 2207338 | 251778 | 2020
Vintage1969 | hydro | TRUE | 14328.219.CA.HY | 219 | N | . | Belden | Pacific Gas & Electric Co. | 14328 | CA | PACC | WECC |  | 22 | 1 | Electric Utility | HY | WAT | HYC | CISO | M |  | 0 | 0 | 0 | 0 | 0 | 0 | 0 | 0 | 0 | 0 | 0 | 0 | 0 | 0 | 0 | 0 | 0 | 0 | 0 | 0 | 0 | 0 | 0 | 0 | 0 | 0 | 0 | 0 | 0 | 0 | 0 | 0 | 0 | 0 | 0 | 0 | 458830 | 79876 | 8828 | 3954 | 16394 | 114962 | 242916 | 378726 | 415679 | 352083 | 69794 | 26915 | 458830 | 79876 | 8828 | 3954 | 16394 | 114962 | 242916 | 378726 | 415679 | 352083 | 69794 | 26915 | 52336 | 9111 | 1007 | 451 | 1870 | 13113 | 27708 | 43199 | 47414 | 40160 | 7961 | 3070 | 0 | 0 | 2168957 | 2168957 | 247400 | 2020
Vintage1928 | hydro | TRUE | 14328.220.CA.HY | 220 | N | . | Bucks Creek | Pacific Gas & Electric Co. | 14328 | CA | PACC | WECC |  | 22 | 1 | Electric Utility | HY | WAT | HYC | CISO | A |  | 0 | 0 | 0 | 0 | 0 | 0 | 0 | 0 | 0 | 0 | 0 | 0 | 0 | 0 | 0 | 0 | 0 | 0 | 0 | 0 | 0 | 0 | 0 | 0 | 0 | 0 | 0 | 0 | 0 | 0 | 0 | 0 | 0 | 0 | 0 | 0 | 24617 | 18366 | 19443 | 28541 | 39090 | 36524 | 38616 | 38912 | 27101 | 22287 | 16856 | 13885 | 24617 | 18366 | 19443 | 28541 | 39090 | 36524 | 38616 | 38912 | 27101 | 22287 | 16856 | 13885 | 2807.89 | 2094.846 | 2217.779 | 3255.479 | 4458.761 | 4166.107 | 4404.756 | 4438.472 | 3091.23 | 2542.18 | 1922.696 | 1583.804 | 0 | 0 | 324238 | 324238 | 36984 | 2020
Vintage1958 | hydro | TRUE | 14328.221.CA.HY | 221 | N | . | Butt Valley | Pacific Gas & Electric Co. | 14328 | CA | PACC | WECC |  | 22 | 1 | Electric Utility | HY | WAT | HYC | CISO | A |  | 0 | 0 | 0 | 0 | 0 | 0 | 0 | 0 | 0 | 0 | 0 | 0 | 0 | 0 | 0 | 0 | 0 | 0 | 0 | 0 | 0 | 0 | 0 | 0 | 0 | 0 | 0 | 0 | 0 | 0 | 0 | 0 | 0 | 0 | 0 | 0 | 72335 | 53966 | 57133 | 83865 | 114863 | 107324 | 113472 | 114341 | 79634 | 65490 | 49531 | 40801 | 72335 | 53966 | 57133 | 83865 | 114863 | 107324 | 113472 | 114341 | 79634 | 65490 | 49531 | 40801 | 8250.8 | 6155.565 | 6516.795 | 9566.005 | 13101.769 | 12241.825 | 12943.079 | 13042.151 | 9083.372 | 7470.026 | 5649.712 | 4653.901 | 0 | 0 | 952755 | 952755 | 108675 | 2020
Vintage1924 | hydro | TRUE | 14328.222.CA.HY | 222 | N | . | Caribou 1 | Pacific Gas & Electric Co. | 14328 | CA | PACC | WECC |  | 22 | 1 | Electric Utility | HY | WAT | HYC | CISO | A |  | 0 | 0 | 0 | 0 | 0 | 0 | 0 | 0 | 0 | 0 | 0 | 0 | 0 | 0 | 0 | 0 | 0 | 0 | 0 | 0 | 0 | 0 | 0 | 0 | 0 | 0 | 0 | 0 | 0 | 0 | 0 | 0 | 0 | 0 | 0 | 0 | 64813 | 48354 | 51192 | 75145 | 102920 | 96165 | 101673 | 102451 | 71354 | 58680 | 44381 | 36558 | 64813 | 48354 | 51192 | 75145 | 102920 | 96165 | 101673 | 102451 | 71354 | 58680 | 44381 | 36558 | 7392.883 | 5515.511 | 5839.18 | 8571.334 | 11739.45 | 10968.923 | 11597.261 | 11686.031 | 8138.885 | 6693.295 | 5062.257 | 4169.99 | 0 | 0 | 853686 | 853686 | 97375 | 2020
Vintage1958 | hydro | TRUE | 14328.223.CA.HY | 223 | N | . | Caribou 2 | Pacific Gas & Electric Co. | 14328 | CA | PACC | WECC |  | 22 | 1 | Electric Utility | HY | WAT | HYC | CISO | M |  | 0 | 0 | 0 | 0 | 0 | 0 | 0 | 0 | 0 | 0 | 0 | 0 | 0 | 0 | 0 | 0 | 0 | 0 | 0 | 0 | 0 | 0 | 0 | 0 | 0 | 0 | 0 | 0 | 0 | 0 | 0 | 0 | 0 | 0 | 0 | 0 | 528808 | 157955 | 35287 | 41047 | 146777 | 183590 | 325624 | 503164 | 483728 | 386239 | 150705 | 76027 | 528808 | 157955 | 35287 | 41047 | 146777 | 183590 | 325624 | 503164 | 483728 | 386239 | 150705 | 76027 | 60318 | 18017 | 4025 | 4682 | 16742 | 20941 | 37142 | 57393 | 55176 | 44056 | 17190 | 8672 | 0 | 0 | 3018951 | 3018951 | 344354 | 2020
Vintage1965 | hydro | TRUE | 14328.225.CA.HY | 225 | N | . | Chili Bar | Pacific Gas & Electric Co. | 14328 | CA | PACC | WECC |  | 22 | 1 | Electric Utility | HY | WAT | HYC | CISO | A |  | 0 | 0 | 0 | 0 | 0 | 0 | 0 | 0 | 0 | 0 | 0 | 0 | 0 | 0 | 0 | 0 | 0 | 0 | 0 | 0 | 0 | 0 | 0 | 0 | 0 | 0 | 0 | 0 | 0 | 0 | 0 | 0 | 0 | 0 | 0 | 0 | 13552 | 10110 | 10704 | 15712 | 21519 | 20107 | 21259 | 21421 | 14919 | 12269 | 9280 | 7644 | 13552 | 10110 | 10704 | 15712 | 21519 | 20107 | 21259 | 21421 | 14919 | 12269 | 9280 | 7644 | 1545.766 | 1153.23 | 1220.906 | 1792.168 | 2454.585 | 2293.477 | 2424.855 | 2443.416 | 1701.748 | 1399.492 | 1058.46 | 871.897 | 0 | 0 | 178496 | 178496 | 20360 | 2020
Vintage1979 | hydro | TRUE | 14328.227.CA.HY | 227 | N | . | Coleman PH | Pacific Gas & Electric Co. | 14328 | CA | PACC | WECC |  | 22 | 1 | Electric Utility | HY | WAT | HYC | CISO | A |  | 0 | 0 | 0 | 0 | 0 | 0 | 0 | 0 | 0 | 0 | 0 | 0 | 0 | 0 | 0 | 0 | 0 | 0 | 0 | 0 | 0 | 0 | 0 | 0 | 0 | 0 | 0 | 0 | 0 | 0 | 0 | 0 | 0 | 0 | 0 | 0 | 19302 | 14400 | 15245 | 22379 | 30650 | 28639 | 30279 | 30511 | 21250 | 17475 | 13217 | 10887 | 19302 | 14400 | 15245 | 22379 | 30650 | 28639 | 30279 | 30511 | 21250 | 17475 | 13217 | 10887 | 2201.655 | 1642.56 | 1738.951 | 2552.607 | 3496.096 | 3266.627 | 3453.751 | 3480.187 | 2423.821 | 1993.313 | 1507.578 | 1241.854 | 0 | 0 | 254234 | 254234 | 28999 | 2020
Vintage1907 | hydro | TRUE | 14328.229.CA.HY | 229 | N | . | Cow Creek | Pacific Gas & Electric Co. | 14328 | CA | PACC | WECC |  | 22 | 1 | Electric Utility | HY | WAT | HYC | CISO | A |  | 0 | 0 | 0 | 0 | 0 | 0 | 0 | 0 | 0 | 0 | 0 | 0 | 0 | 0 | 0 | 0 | 0 | 0 | 0 | 0 | 0 | 0 | 0 | 0 | 0 | 0 | 0 | 0 | 0 | 0 | 0 | 0 | 0 | 0 | 0 | 0 | 2817 | 2102 | 2225 | 3266 | 4473 | 4179 | 4419 | 4453 | 3101 | 2550 | 1929 | 1589 | 2817 | 2102 | 2225 | 3266 | 4473 | 4179 | 4419 | 4453 | 3101 | 2550 | 1929 | 1589 | 321.301 | 239.709 | 253.776 | 372.517 | 510.206 | 476.719 | 504.027 | 507.885 | 353.723 | 290.896 | 220.01 | 181.231 | 0 | 0 | 37103 | 37103 | 4232 | 2020
Vintage1950 | hydro | TRUE | 14328.231.CA.HY | 231 | N | . | Cresta | Pacific Gas & Electric Co. | 14328 | CA | PACC | WECC |  | 22 | 1 | Electric Utility | HY | WAT | HYC | CISO | A |  | 0 | 0 | 0 | 0 | 0 | 0 | 0 | 0 | 0 | 0 | 0 | 0 | 0 | 0 | 0 | 0 | 0 | 0 | 0 | 0 | 0 | 0 | 0 | 0 | 0 | 0 | 0 | 0 | 0 | 0 | 0 | 0 | 0 | 0 | 0 | 0 | 108407 | 80878 | 85624 | 125688 | 172144 | 160845 | 170059 | 171361 | 119346 | 98149 | 74232 | 61148 | 108407 | 80878 | 85624 | 125688 | 172144 | 160845 | 170059 | 171361 | 119346 | 98149 | 74232 | 61148 | 12365.379 | 9225.277 | 9766.647 | 14336.464 | 19635.473 | 18346.686 | 19397.647 | 19546.125 | 13613.148 | 11195.245 | 8467.16 | 6974.749 | 0 | 0 | 1427881 | 1427881 | 162870 | 2020
Vintage1963 | hydro | TRUE | 14328.232.CA.HY | 232 | N | . | De Sabla | Pacific Gas & Electric Co. | 14328 | CA | PACC | WECC |  | 22 | 1 | Electric Utility | HY | WAT | HYC | CISO | A |  | 0 | 0 | 0 | 0 | 0 | 0 | 0 | 0 | 0 | 0 | 0 | 0 | 0 | 0 | 0 | 0 | 0 | 0 | 0 | 0 | 0 | 0 | 0 | 0 | 0 | 0 | 0 | 0 | 0 | 0 | 0 | 0 | 0 | 0 | 0 | 0 | 22530 | 16809 | 17795 | 26121 | 35776 | 33428 | 35343 | 35614 | 24804 | 20398 | 15427 | 12708 | 22530 | 16809 | 17795 | 26121 | 35776 | 33428 | 35343 | 35614 | 24804 | 20398 | 15427 | 12708 | 2569.874 | 1917.274 | 2029.786 | 2979.523 | 4080.808 | 3812.961 | 4031.381 | 4062.239 | 2829.198 | 2326.689 | 1759.716 | 1449.551 | 0 | 0 | 296753 | 296753 | 33849 | 2020
Vintage1908 | hydro | TRUE | 14328.233.CA.HY | 233 | N | . | Deer Creek PH | Pacific Gas & Electric Co. | 14328 | CA | PACC | WECC |  | 22 | 1 | Electric Utility | HY | WAT | HYC | CISO | A |  | 0 | 0 | 0 | 0 | 0 | 0 | 0 | 0 | 0 | 0 | 0 | 0 | 0 | 0 | 0 | 0 | 0 | 0 | 0 | 0 | 0 | 0 | 0 | 0 | 0 | 0 | 0 | 0 | 0 | 0 | 0 | 0 | 0 | 0 | 0 | 0 | 12043 | 8985 | 9512 | 13963 | 19124 | 17869 | 18893 | 19037 | 13259 | 10904 | 8247 | 6793 | 12043 | 8985 | 9512 | 13963 | 19124 | 17869 | 18893 | 19037 | 13259 | 10904 | 8247 | 6793 | 1373.728 | 1024.88 | 1085.023 | 1592.706 | 2181.398 | 2038.22 | 2154.976 | 2171.472 | 1512.349 | 1243.733 | 940.657 | 774.858 | 0 | 0 | 158629 | 158629 | 18094 | 2020
Vintage1928 | hydro | TRUE | 14328.235.CA.HY | 235 | N | . | Drum 1 | Pacific Gas & Electric Co. | 14328 | CA | PACC | WECC |  | 22 | 1 | Electric Utility | HY | WAT | HYC | CISO | A |  | 0 | 0 | 0 | 0 | 0 | 0 | 0 | 0 | 0 | 0 | 0 | 0 | 0 | 0 | 0 | 0 | 0 | 0 | 0 | 0 | 0 | 0 | 0 | 0 | 0 | 0 | 0 | 0 | 0 | 0 | 0 | 0 | 0 | 0 | 0 | 0 | 10823 | 8074 | 8548 | 12548 | 17186 | 16058 | 16978 | 17108 | 11915 | 9799 | 7411 | 6105 | 10823 | 8074 | 8548 | 12548 | 17186 | 16058 | 16978 | 17108 | 11915 | 9799 | 7411 | 6105 | 1234.488 | 920.998 | 975.046 | 1431.27 | 1960.292 | 1831.627 | 1936.549 | 1951.372 | 1359.058 | 1117.669 | 845.312 | 696.319 | 0 | 0 | 142553 | 142553 | 16260 | 2020
Vintage1965 | hydro | TRUE | 14328.236.CA.HY | 236 | N | . | Drum 2 | Pacific Gas & Electric Co. | 14328 | CA | PACC | WECC |  | 22 | 1 | Electric Utility | HY | WAT | HYC | CISO | A |  | 0 | 0 | 0 | 0 | 0 | 0 | 0 | 0 | 0 | 0 | 0 | 0 | 0 | 0 | 0 | 0 | 0 | 0 | 0 | 0 | 0 | 0 | 0 | 0 | 0 | 0 | 0 | 0 | 0 | 0 | 0 | 0 | 0 | 0 | 0 | 0 | 143788 | 107274 | 113569 | 166709 | 228327 | 213341 | 225562 | 227288 | 158298 | 130182 | 98459 | 81104 | 143788 | 107274 | 113569 | 166709 | 228327 | 213341 | 225562 | 227288 | 158298 | 130182 | 98459 | 81104 | 16401.076 | 12236.137 | 12954.195 | 19015.466 | 26043.917 | 24334.507 | 25728.471 | 25925.408 | 18056.081 | 14849.045 | 11230.593 | 9251.104 | 0 | 0 | 1893901 | 1893901 | 216026 | 2020
Vintage1943 | hydro | TRUE | 14328.237.CA.HY | 237 | N | . | Dutch Flat | Pacific Gas & Electric Co. | 14328 | CA | PACC | WECC |  | 22 | 1 | Electric Utility | HY | WAT | HYC | CISO | A |  | 0 | 0 | 0 | 0 | 0 | 0 | 0 | 0 | 0 | 0 | 0 | 0 | 0 | 0 | 0 | 0 | 0 | 0 | 0 | 0 | 0 | 0 | 0 | 0 | 0 | 0 | 0 | 0 | 0 | 0 | 0 | 0 | 0 | 0 | 0 | 0 | 61416 | 45820 | 48509 | 71206 | 97525 | 91124 | 96344 | 97081 | 67614 | 55604 | 42055 | 34642 | 61416 | 45820 | 48509 | 71206 | 97525 | 91124 | 96344 | 97081 | 67614 | 55604 | 42055 | 34642 | 7005.377 | 5226.411 | 5533.114 | 8122.06 | 11124.116 | 10393.977 | 10989.38 | 11073.497 | 7712.278 | 6342.46 | 4796.914 | 3951.416 | 0 | 0 | 808940 | 808940 | 92271 | 2020
Vintage1924 | hydro | TRUE | 25915.238.CA.HY | 238 | N | . | El Dorado | El Dorado Irrigation District | 25915 | CA | PACC | WECC |  | 22 | 1 | Electric Utility | HY | WAT | HYC | CISO | A |  | 0 | 0 | 0 | 0 | 0 | 0 | 0 | 0 | 0 | 0 | 0 | 0 | 0 | 0 | 0 | 0 | 0 | 0 | 0 | 0 | 0 | 0 | 0 | 0 | 0 | 0 | 0 | 0 | 0 | 0 | 0 | 0 | 0 | 0 | 0 | 0 | 42614 | 31793 | 33658 | 49407 | 67669 | 63227 | 66849 | 67361 | 46914 | 38582 | 29180 | 24037 | 42614 | 31793 | 33658 | 49407 | 67669 | 63227 | 66849 | 67361 | 46914 | 38582 | 29180 | 24037 | 4860.742 | 3626.388 | 3839.197 | 5635.559 | 7718.56 | 7211.947 | 7625.072 | 7683.438 | 5351.228 | 4400.768 | 3328.378 | 2741.723 | 0 | 0 | 561291 | 561291 | 64023 | 2020
Vintage1948 | hydro | TRUE | 14328.239.CA.HY | 239 | N | . | Electra | Pacific Gas & Electric Co. | 14328 | CA | PACC | WECC |  | 22 | 1 | Electric Utility | HY | WAT | HYC | CISO | M |  | 0 | 0 | 0 | 0 | 0 | 0 | 0 | 0 | 0 | 0 | 0 | 0 | 0 | 0 | 0 | 0 | 0 | 0 | 0 | 0 | 0 | 0 | 0 | 0 | 0 | 0 | 0 | 0 | 0 | 0 | 0 | 0 | 0 | 0 | 0 | 0 | 245467 | 105151 | 102960 | 254164 | 269883 | 288750 | 198537 | 254699 | 214941 | 236025 | 61658 | 276520 | 245467 | 105151 | 102960 | 254164 | 269883 | 288750 | 198537 | 254699 | 214941 | 236025 | 61658 | 276520 | 27999 | 11994 | 11744 | 28991 | 30784 | 32936 | 22646 | 29052 | 24517 | 26922 | 7033 | 31541 | 0 | 0 | 2508755 | 2508755 | 286159 | 2020
Vintage1958 | hydro | TRUE | 14328.240.CA.HY | 240 | N | . | Haas | Pacific Gas & Electric Co. | 14328 | CA | PACC | WECC |  | 22 | 1 | Electric Utility | HY | WAT | HYC | CISO | M |  | 0 | 0 | 0 | 0 | 0 | 0 | 0 | 0 | 0 | 0 | 0 | 0 | 0 | 0 | 0 | 0 | 0 | 0 | 0 | 0 | 0 | 0 | 0 | 0 | 0 | 0 | 0 | 0 | 0 | 0 | 0 | 0 | 0 | 0 | 0 | 0 | 220516 | 62894 | 16482 | 13966 | 68760 | 147522 | 391490 | 365891 | 280982 | 130348 | 10371 | 83383 | 220516 | 62894 | 16482 | 13966 | 68760 | 147522 | 391490 | 365891 | 280982 | 130348 | 10371 | 83383 | 25153 | 7174 | 1880 | 1593 | 7843 | 16827 | 44655 | 41735 | 32050 | 14868 | 1183 | 9511 | 0 | 0 | 1792605 | 1792605 | 204472 | 2020
Vintage1916 | hydro | TRUE | 14328.241.CA.HY | 241 | N | . | Halsey | Pacific Gas & Electric Co. | 14328 | CA | PACC | WECC |  | 22 | 1 | Electric Utility | HY | WAT | HYC | CISO | A |  | 0 | 0 | 0 | 0 | 0 | 0 | 0 | 0 | 0 | 0 | 0 | 0 | 0 | 0 | 0 | 0 | 0 | 0 | 0 | 0 | 0 | 0 | 0 | 0 | 0 | 0 | 0 | 0 | 0 | 0 | 0 | 0 | 0 | 0 | 0 | 0 | 22769 | 16987 | 17984 | 26399 | 36156 | 33783 | 35718 | 35991 | 25067 | 20614 | 15591 | 12843 | 22769 | 16987 | 17984 | 26399 | 36156 | 33783 | 35718 | 35991 | 25067 | 20614 | 15591 | 12843 | 2597.133 | 1937.608 | 2051.314 | 3011.124 | 4124.088 | 3853.401 | 4074.137 | 4105.322 | 2859.204 | 2351.366 | 1778.379 | 1464.924 | 0 | 0 | 299902 | 299902 | 34208 | 2020
Vintage1921 | hydro | TRUE | 14328.242.CA.HY | 242 | N | . | Hamilton Branch | Pacific Gas & Electric Co. | 14328 | CA | PACC | WECC |  | 22 | 1 | Electric Utility | HY | WAT | HYC | CISO | A |  | 0 | 0 | 0 | 0 | 0 | 0 | 0 | 0 | 0 | 0 | 0 | 0 | 0 | 0 | 0 | 0 | 0 | 0 | 0 | 0 | 0 | 0 | 0 | 0 | 0 | 0 | 0 | 0 | 0 | 0 | 0 | 0 | 0 | 0 | 0 | 0 | 0 | 0 | 0 | 0 | 0 | 0 | 0 | 0 | 0 | 0 | 0 | 0 | 0 | 0 | 0 | 0 | 0 | 0 | 0 | 0 | 0 | 0 | 0 | 0 | 0 | 0 | 0 | 0 | 0 | 0 | 0 | 0 | 0 | 0 | 0 | 0 | 0 | 0 | 0 | 0 | 0 | 2020
Vintage1921 | hydro | TRUE | 14328.243.CA.HY | 243 | N | . | Hat Creek 1 | Pacific Gas & Electric Co. | 14328 | CA | PACC | WECC |  | 22 | 1 | Electric Utility | HY | WAT | HYC | CISO | A |  | 0 | 0 | 0 | 0 | 0 | 0 | 0 | 0 | 0 | 0 | 0 | 0 | 0 | 0 | 0 | 0 | 0 | 0 | 0 | 0 | 0 | 0 | 0 | 0 | 0 | 0 | 0 | 0 | 0 | 0 | 0 | 0 | 0 | 0 | 0 | 0 | 21528 | 16061 | 17003 | 24959 | 34185 | 31941 | 33771 | 34029 | 23700 | 19491 | 14741 | 12143 | 21528 | 16061 | 17003 | 24959 | 34185 | 31941 | 33771 | 34029 | 23700 | 19491 | 14741 | 12143 | 2455.537 | 1831.971 | 1939.477 | 2846.959 | 3899.246 | 3643.316 | 3852.017 | 3881.503 | 2703.322 | 2223.171 | 1681.423 | 1385.058 | 0 | 0 | 283552 | 283552 | 32343 | 2020
Vintage1921 | hydro | TRUE | 14328.244.CA.HY | 244 | N | . | Hat Creek 2 | Pacific Gas & Electric Co. | 14328 | CA | PACC | WECC |  | 22 | 1 | Electric Utility | HY | WAT | HYC | CISO | A |  | 0 | 0 | 0 | 0 | 0 | 0 | 0 | 0 | 0 | 0 | 0 | 0 | 0 | 0 | 0 | 0 | 0 | 0 | 0 | 0 | 0 | 0 | 0 | 0 | 0 | 0 | 0 | 0 | 0 | 0 | 0 | 0 | 0 | 0 | 0 | 0 | 22352 | 16676 | 17654 | 25915 | 35493 | 33164 | 35063 | 35332 | 24607 | 20237 | 15305 | 12608 | 22352 | 16676 | 17654 | 25915 | 35493 | 33164 | 35063 | 35332 | 24607 | 20237 | 15305 | 12608 | 2549.528 | 1902.094 | 2013.715 | 2955.933 | 4048.498 | 3782.772 | 3999.462 | 4030.076 | 2806.798 | 2308.267 | 1745.783 | 1438.074 | 0 | 0 | 294406 | 294406 | 33581 | 2020
Vintage2011 | petroleum | TRUE | 14328.246.CA.IC | 246 | N | . | Humboldt Bay | Pacific Gas & Electric Co. | 14328 | CA | PACC | WECC |  | 22 | 1 | Electric Utility | IC | DFO | DFO | CISO | M | barrels | 186 | 124 | 516 | 259 | 253 | 264 | 1629 | 635 | 341 | 791 | 295 | 217 | 186 | 124 | 516 | 259 | 253 | 264 | 1629 | 635 | 341 | 791 | 295 | 217 | 5.778 | 5.742 | 5.742 | 5.705 | 5.705 | 5.462 | 5.462 | 5.697 | 5.75 | 5.75 | 5.75 | 5.806 | 1075 | 712 | 2963 | 1478 | 1443 | 1442 | 8898 | 3618 | 1961 | 4548 | 1696 | 1260 | 1075 | 712 | 2963 | 1478 | 1443 | 1442 | 8898 | 3618 | 1961 | 4548 | 1696 | 1260 | 121.965 | 80.859 | 337.628 | 167.671 | 163.443 | 163.299 | 1011.372 | 411.472 | 219.791 | 516.711 | 193.284 | 143.408 | 5510 | 5510 | 31094 | 31094 | 3530.903 | 2020
Vintage2011 | natural gas peaker | TRUE | 14328.246.CA.IC | 246 | N | . | Humboldt Bay | Pacific Gas & Electric Co. | 14328 | CA | PACC | WECC |  | 22 | 1 | Electric Utility | IC | NG | NG | CISO | M | mcf | 281364 | 164360 | 199569 | 306116 | 291656 | 395097 | 391492 | 438546 | 447774 | 425265 | 406160 | 321997 | 281364 | 164360 | 199569 | 306116 | 291656 | 395097 | 391492 | 438546 | 447774 | 425265 | 406160 | 321997 | 1.044 | 1.043 | 1.043 | 1.047 | 1.041 | 1.035 | 1.033 | 1.038 | 1.04 | 1.046 | 1.049 | 1.042 | 293744 | 171427 | 208150 | 320503 | 303614 | 408925 | 404411 | 455211 | 465685 | 444827 | 426062 | 335521 | 293744 | 171427 | 208150 | 320503 | 303614 | 408925 | 404411 | 455211 | 465685 | 444827 | 426062 | 335521 | 33336.035 | 19468.141 | 23719.372 | 36369.329 | 34380.557 | 46309.701 | 45968.628 | 51776.528 | 52201.209 | 50535.289 | 48548.716 | 38190.592 | 4069396 | 4069396 | 4238080 | 4238080 | 480804.1 | 2020
Vintage2011 | biomass | TRUE | 14328.246.CA.IC | 246 | N | . | Humboldt Bay | Pacific Gas & Electric Co. | 14328 | CA | PACC | WECC |  | 22 | 1 | Electric Utility | IC | OBG | ORW | CISO | M | Mcf | 0 | 0 | 0 | 0 | 0 | 0 | 0 | 0 | 0 | 0 | 0 | 0 | 0 | 0 | 0 | 0 | 0 | 0 | 0 | 0 | 0 | 0 | 0 | 0 | 0 | 0 | 0 | 0 | 0 | 0 | 0 | 0 | 0 | 0 | 0 | 0 | 0 | 0 | 0 | 0 | 0 | 0 | 0 | 0 | 0 | 0 | 0 | 0 | 0 | 0 | 0 | 0 | 0 | 0 | 0 | 0 | 0 | 0 | 0 | 0 | 0 | 0 | 0 | 0 | 0 | 0 | 0 | 0 | 0 | 0 | 0 | 0 | 0 | 0 | 0 | 0 | 0 | 2020
Vintage1979 | hydro | TRUE | 14328.248.CA.HY | 248 | N | . | Inskip | Pacific Gas & Electric Co. | 14328 | CA | PACC | WECC |  | 22 | 1 | Electric Utility | HY | WAT | HYC | CISO | A |  | 0 | 0 | 0 | 0 | 0 | 0 | 0 | 0 | 0 | 0 | 0 | 0 | 0 | 0 | 0 | 0 | 0 | 0 | 0 | 0 | 0 | 0 | 0 | 0 | 0 | 0 | 0 | 0 | 0 | 0 | 0 | 0 | 0 | 0 | 0 | 0 | 0 | 0 | 0 | 0 | 0 | 0 | 0 | 0 | 0 | 0 | 0 | 0 | 0 | 0 | 0 | 0 | 0 | 0 | 0 | 0 | 0 | 0 | 0 | 0 | 0 | 0 | 0 | 0 | 0 | 0 | 0 | 0 | 0 | 0 | 0 | 0 | 0 | 0 | 0 | 0 | 0 | 2020
Vintage1966 | hydro | TRUE | 14328.249.CA.HY | 249 | N | . | James B Black | Pacific Gas & Electric Co. | 14328 | CA | PACC | WECC |  | 22 | 1 | Electric Utility | HY | WAT | HYC | CISO | M |  | 0 | 0 | 0 | 0 | 0 | 0 | 0 | 0 | 0 | 0 | 0 | 0 | 0 | 0 | 0 | 0 | 0 | 0 | 0 | 0 | 0 | 0 | 0 | 0 | 0 | 0 | 0 | 0 | 0 | 0 | 0 | 0 | 0 | 0 | 0 | 0 | 390675 | 357334 | 343754 | 301032 | 342150 | 321977 | 312219 | 300743 | 273548 | 375394 | 357290 | 265623 | 390675 | 357334 | 343754 | 301032 | 342150 | 321977 | 312219 | 300743 | 273548 | 375394 | 357290 | 265623 | 44562 | 40759 | 39210 | 34337 | 39027 | 36726 | 35613 | 34304 | 31202 | 42819 | 40754 | 30298 | 0 | 0 | 3941739 | 3941739 | 449611 | 2020
Vintage1904 | hydro | TRUE | 14328.253.CA.HY | 253 | N | . | Kilarc | Pacific Gas & Electric Co. | 14328 | CA | PACC | WECC |  | 22 | 1 | Electric Utility | HY | WAT | HYC | CISO | A |  | 0 | 0 | 0 | 0 | 0 | 0 | 0 | 0 | 0 | 0 | 0 | 0 | 0 | 0 | 0 | 0 | 0 | 0 | 0 | 0 | 0 | 0 | 0 | 0 | 0 | 0 | 0 | 0 | 0 | 0 | 0 | 0 | 0 | 0 | 0 | 0 | 0 | 0 | 0 | 0 | 0 | 0 | 0 | 0 | 0 | 0 | 0 | 0 | 0 | 0 | 0 | 0 | 0 | 0 | 0 | 0 | 0 | 0 | 0 | 0 | 0 | 0 | 0 | 0 | 0 | 0 | 0 | 0 | 0 | 0 | 0 | 0 | 0 | 0 | 0 | 0 | 0 | 2020
Vintage1962 | hydro | TRUE | 14328.254.CA.HY | 254 | N | . | Kings River PH | Pacific Gas & Electric Co. | 14328 | CA | PACC | WECC |  | 22 | 1 | Electric Utility | HY | WAT | HYC | CISO | A |  | 0 | 0 | 0 | 0 | 0 | 0 | 0 | 0 | 0 | 0 | 0 | 0 | 0 | 0 | 0 | 0 | 0 | 0 | 0 | 0 | 0 | 0 | 0 | 0 | 0 | 0 | 0 | 0 | 0 | 0 | 0 | 0 | 0 | 0 | 0 | 0 | 47093 | 35134 | 37196 | 54600 | 74781 | 69872 | 73875 | 74441 | 51845 | 42637 | 32247 | 26563 | 47093 | 35134 | 37196 | 54600 | 74781 | 69872 | 73875 | 74441 | 51845 | 42637 | 32247 | 26563 | 5371.616 | 4007.532 | 4242.708 | 6227.872 | 8529.803 | 7969.944 | 8426.489 | 8490.989 | 5913.658 | 4863.302 | 3678.201 | 3029.886 | 0 | 0 | 620284 | 620284 | 70752 | 2020
Vintage1906 | hydro | TRUE | 14328.255.CA.HY | 255 | N | . | Lime Saddle | Pacific Gas & Electric Co. | 14328 | CA | PACC | WECC |  | 22 | 1 | Electric Utility | HY | WAT | HYC | CISO | A |  | 0 | 0 | 0 | 0 | 0 | 0 | 0 | 0 | 0 | 0 | 0 | 0 | 0 | 0 | 0 | 0 | 0 | 0 | 0 | 0 | 0 | 0 | 0 | 0 | 0 | 0 | 0 | 0 | 0 | 0 | 0 | 0 | 0 | 0 | 0 | 0 | 0 | 0 | 0 | 0 | 0 | 0 | 0 | 0 | 0 | 0 | 0 | 0 | 0 | 0 | 0 | 0 | 0 | 0 | 0 | 0 | 0 | 0 | 0 | 0 | 0 | 0 | 0 | 0 | 0 | 0 | 0 | 0 | 0 | 0 | 0 | 0 | 0 | 0 | 0 | 0 | 0 | 2020
Vintage1930 | hydro | TRUE | 12312.258.CA.HY | 258 | N | . | Merced Falls | Merced Irrigation District | 12312 | CA | PACC | WECC |  | 22 | 2 | NAICS-22 Non-Cogen | HY | WAT | HYC | CISO | A |  | 0 | 0 | 0 | 0 | 0 | 0 | 0 | 0 | 0 | 0 | 0 | 0 | 0 | 0 | 0 | 0 | 0 | 0 | 0 | 0 | 0 | 0 | 0 | 0 | 0 | 0 | 0 | 0 | 0 | 0 | 0 | 0 | 0 | 0 | 0 | 0 | 4736 | 3534 | 3741 | 5491 | 7521 | 7028 | 7430 | 7487 | 5214 | 4288 | 3243 | 2672 | 4736 | 3534 | 3741 | 5491 | 7521 | 7028 | 7430 | 7487 | 5214 | 4288 | 3243 | 2672 | 540.26 | 403.064 | 426.717 | 626.379 | 857.899 | 801.59 | 847.508 | 853.995 | 594.776 | 489.135 | 369.941 | 304.736 | 0 | 0 | 62385 | 62385 | 7116 | 2020
Vintage2002 | natural gas combined cycle | TRUE | 54802.260.CA.CA | 260 | N | . | Dynegy Moss Landing Power Plant Hybrid | Dynegy -Moss Landing LLC | 54802 | CA | PACC | WECC |  | 22 | 2 | NAICS-22 Non-Cogen | CA | NG | NG | CISO | M | mcf | 0 | 0 | 0 | 0 | 0 | 0 | 0 | 0 | 0 | 0 | 0 | 0 | 0 | 0 | 0 | 0 | 0 | 0 | 0 | 0 | 0 | 0 | 0 | 0 | 0 | 0 | 0 | 0 | 0 | 0 | 0 | 0 | 0 | 0 | 0 | 0 | 0 | 0 | 0 | 0 | 0 | 0 | 0 | 0 | 0 | 0 | 0 | 0 | 0 | 0 | 0 | 0 | 0 | 0 | 0 | 0 | 0 | 0 | 0 | 0 | 167996 | 165195 | 178081 | 112499 | 96170 | 105519 | 136205 | 178654 | 143917 | 167045 | 158862 | 213289 | 0 | 0 | 0 | 0 | 1823432 | 2020
Vintage2002 | natural gas combined cycle | TRUE | 54802.260.CA.CT | 260 | N | . | Dynegy Moss Landing Power Plant Hybrid | Dynegy -Moss Landing LLC | 54802 | CA | PACC | WECC |  | 22 | 2 | NAICS-22 Non-Cogen | CT | NG | NG | CISO | M | mcf | 3277195 | 3239472 | 3495368 | 2187797 | 1856791 | 2056262 | 2652162 | 3538887 | 2782012 | 3270269 | 3231631 | 4172707 | 3277195 | 3239472 | 3495368 | 2187797 | 1856791 | 2056262 | 2652162 | 3538887 | 2782012 | 3270269 | 3231631 | 4172707 | 1.034 | 1.034 | 1.026 | 1.032 | 1.029 | 1.025 | 1.028 | 1.032 | 1.027 | 1.03 | 1.036 | 1.036 | 3388620 | 3349614 | 3586248 | 2257807 | 1910638 | 2107669 | 2726423 | 3652131 | 2857126 | 3368377 | 3347970 | 4322924 | 3388620 | 3349614 | 3586248 | 2257807 | 1910638 | 2107669 | 2726423 | 3652131 | 2857126 | 3368377 | 3347970 | 4322924 | 310409 | 313383 | 335805 | 204248 | 169150 | 194252 | 251963 | 325391 | 264049 | 315967 | 303323 | 411660 | 35760553 | 35760553 | 36875547 | 36875547 | 3399600 | 2020
Vintage1954 | hydro | TRUE | 19586.261.CA.HY | 261 | N | . | Murphys | Utica Water & Power Authority | 19586 | CA | PACC | WECC |  | 22 | 2 | NAICS-22 Non-Cogen | HY | WAT | HYC | CISO | A |  | 0 | 0 | 0 | 0 | 0 | 0 | 0 | 0 | 0 | 0 | 0 | 0 | 0 | 0 | 0 | 0 | 0 | 0 | 0 | 0 | 0 | 0 | 0 | 0 | 0 | 0 | 0 | 0 | 0 | 0 | 0 | 0 | 0 | 0 | 0 | 0 | 9161 | 6835 | 7236 | 10622 | 14548 | 13593 | 14372 | 14482 | 10086 | 8294 | 6273 | 5168 | 9161 | 6835 | 7236 | 10622 | 14548 | 13593 | 14372 | 14482 | 10086 | 8294 | 6273 | 5168 | 1044.987 | 779.62 | 825.371 | 1211.562 | 1659.377 | 1550.462 | 1639.278 | 1651.826 | 1150.435 | 946.1 | 715.552 | 589.43 | 0 | 0 | 120670 | 120670 | 13764 | 2020
Vintage1942 | hydro | TRUE | 21140.262.CA.HY | 262 | N | . | Narrows PH | Yuba County Water Agency | 21140 | CA | PACC | WECC |  | 22 | 1 | Electric Utility | HY | WAT | HYC | CISO | A |  | 0 | 0 | 0 | 0 | 0 | 0 | 0 | 0 | 0 | 0 | 0 | 0 | 0 | 0 | 0 | 0 | 0 | 0 | 0 | 0 | 0 | 0 | 0 | 0 | 0 | 0 | 0 | 0 | 0 | 0 | 0 | 0 | 0 | 0 | 0 | 0 | 16346 | 12195 | 12911 | 18952 | 25956 | 24253 | 25642 | 25838 | 17995 | 14799 | 11193 | 9220 | 16346 | 12195 | 12911 | 18952 | 25956 | 24253 | 25642 | 25838 | 17995 | 14799 | 11193 | 9220 | 1864.488 | 1391.013 | 1472.643 | 2161.693 | 2960.692 | 2766.365 | 2924.832 | 2947.22 | 2052.629 | 1688.051 | 1276.702 | 1051.672 | 0 | 0 | 215300 | 215300 | 24558 | 2020
Vintage1940 | hydro | TRUE | 14328.264.CA.HY | 264 | N | . | Phoenix | Pacific Gas & Electric Co. | 14328 | CA | PACC | WECC |  | 22 | 1 | Electric Utility | HY | WAT | HYC | CISO | A |  | 0 | 0 | 0 | 0 | 0 | 0 | 0 | 0 | 0 | 0 | 0 | 0 | 0 | 0 | 0 | 0 | 0 | 0 | 0 | 0 | 0 | 0 | 0 | 0 | 0 | 0 | 0 | 0 | 0 | 0 | 0 | 0 | 0 | 0 | 0 | 0 | 4036 | 3011 | 3188 | 4680 | 6409 | 5989 | 6332 | 6380 | 4444 | 3654 | 2764 | 2277 | 4036 | 3011 | 3188 | 4680 | 6409 | 5989 | 6332 | 6380 | 4444 | 3654 | 2764 | 2277 | 460.389 | 343.477 | 363.633 | 533.777 | 731.071 | 683.087 | 722.216 | 727.744 | 506.847 | 416.823 | 315.251 | 259.685 | 0 | 0 | 53164 | 53164 | 6064 | 2020
Vintage1922 | hydro | TRUE | 14328.265.CA.HY | 265 | N | . | Pit 1 | Pacific Gas & Electric Co. | 14328 | CA | PACC | WECC |  | 22 | 1 | Electric Utility | HY | WAT | HYC | CISO | A |  | 0 | 0 | 0 | 0 | 0 | 0 | 0 | 0 | 0 | 0 | 0 | 0 | 0 | 0 | 0 | 0 | 0 | 0 | 0 | 0 | 0 | 0 | 0 | 0 | 0 | 0 | 0 | 0 | 0 | 0 | 0 | 0 | 0 | 0 | 0 | 0 | 132234 | 98654 | 104443 | 153313 | 209980 | 196197 | 207436 | 209024 | 145577 | 119721 | 90547 | 74587 | 132234 | 98654 | 104443 | 153313 | 209980 | 196197 | 207436 | 209024 | 145577 | 119721 | 90547 | 74587 | 15083.152 | 11252.889 | 11913.246 | 17487.458 | 23951.13 | 22379.082 | 23661.032 | 23842.144 | 16605.165 | 13655.834 | 10328.147 | 8507.721 | 0 | 0 | 1741713 | 1741713 | 198667 | 2020
Vintage1925 | hydro | TRUE | 14328.266.CA.HY | 266 | N | . | Pit 3 | Pacific Gas & Electric Co. | 14328 | CA | PACC | WECC |  | 22 | 1 | Electric Utility | HY | WAT | HYC | CISO | A |  | 0 | 0 | 0 | 0 | 0 | 0 | 0 | 0 | 0 | 0 | 0 | 0 | 0 | 0 | 0 | 0 | 0 | 0 | 0 | 0 | 0 | 0 | 0 | 0 | 0 | 0 | 0 | 0 | 0 | 0 | 0 | 0 | 0 | 0 | 0 | 0 | 173620 | 129530 | 137132 | 201296 | 275698 | 257602 | 272359 | 274444 | 191140 | 157190 | 118886 | 97931 | 173620 | 129530 | 137132 | 201296 | 275698 | 257602 | 272359 | 274444 | 191140 | 157190 | 118886 | 97931 | 19803.815 | 14774.773 | 15641.806 | 22960.612 | 31447.259 | 29383.197 | 31066.367 | 31304.163 | 21802.183 | 17929.782 | 13560.609 | 11170.434 | 0 | 0 | 2286828 | 2286828 | 260845 | 2020
Vintage1955 | hydro | TRUE | 14328.267.CA.HY | 267 | N | . | Pit 4 | Pacific Gas & Electric Co. | 14328 | CA | PACC | WECC |  | 22 | 1 | Electric Utility | HY | WAT | HYC | CISO | M |  | 0 | 0 | 0 | 0 | 0 | 0 | 0 | 0 | 0 | 0 | 0 | 0 | 0 | 0 | 0 | 0 | 0 | 0 | 0 | 0 | 0 | 0 | 0 | 0 | 0 | 0 | 0 | 0 | 0 | 0 | 0 | 0 | 0 | 0 | 0 | 0 | 347541 | 250736 | 281833 | 289793 | 235964 | 204929 | 206410 | 197205 | 214415 | 177479 | 241732 | 253270 | 347541 | 250736 | 281833 | 289793 | 235964 | 204929 | 206410 | 197205 | 214415 | 177479 | 241732 | 253270 | 39642 | 28600 | 32147 | 33055 | 26915 | 23375 | 23544 | 22494 | 24457 | 20244 | 27573 | 28889 | 0 | 0 | 2901307 | 2901307 | 330935 | 2020
Vintage1944 | hydro | TRUE | 14328.268.CA.HY | 268 | N | . | Pit 5 | Pacific Gas & Electric Co. | 14328 | CA | PACC | WECC |  | 22 | 1 | Electric Utility | HY | WAT | HYC | CISO | M |  | 0 | 0 | 0 | 0 | 0 | 0 | 0 | 0 | 0 | 0 | 0 | 0 | 0 | 0 | 0 | 0 | 0 | 0 | 0 | 0 | 0 | 0 | 0 | 0 | 0 | 0 | 0 | 0 | 0 | 0 | 0 | 0 | 0 | 0 | 0 | 0 | 555258 | 483754 | 463713 | 478661 | 389614 | 332129 | 322994 | 302479 | 330700 | 356738 | 390351 | 391280 | 555258 | 483754 | 463713 | 478661 | 389614 | 332129 | 322994 | 302479 | 330700 | 356738 | 390351 | 391280 | 63335 | 55179 | 52893 | 54598 | 44441 | 37884 | 36842 | 34502 | 37721 | 40691 | 44525 | 44631 | 0 | 0 | 4797671 | 4797671 | 547242 | 2020
Vintage1965 | hydro | TRUE | 14328.269.CA.HY | 269 | N | . | Pit 6 | Pacific Gas & Electric Co. | 14328 | CA | PACC | WECC |  | 22 | 1 | Electric Utility | HY | WAT | HYC | CISO | A |  | 0 | 0 | 0 | 0 | 0 | 0 | 0 | 0 | 0 | 0 | 0 | 0 | 0 | 0 | 0 | 0 | 0 | 0 | 0 | 0 | 0 | 0 | 0 | 0 | 0 | 0 | 0 | 0 | 0 | 0 | 0 | 0 | 0 | 0 | 0 | 0 | 129884 | 96901 | 102588 | 150588 | 206249 | 192711 | 203750 | 205310 | 142991 | 117593 | 88938 | 73262 | 129884 | 96901 | 102588 | 150588 | 206249 | 192711 | 203750 | 205310 | 142991 | 117593 | 88938 | 73262 | 14815.148 | 11052.943 | 11701.567 | 17176.733 | 23525.556 | 21981.441 | 23240.613 | 23418.507 | 16310.117 | 13413.191 | 10144.632 | 8356.552 | 0 | 0 | 1710765 | 1710765 | 195137 | 2020
Vintage1965 | hydro | TRUE | 14328.270.CA.HY | 270 | N | . | Pit 7 | Pacific Gas & Electric Co. | 14328 | CA | PACC | WECC |  | 22 | 1 | Electric Utility | HY | WAT | HYC | CISO | M |  | 0 | 0 | 0 | 0 | 0 | 0 | 0 | 0 | 0 | 0 | 0 | 0 | 0 | 0 | 0 | 0 | 0 | 0 | 0 | 0 | 0 | 0 | 0 | 0 | 0 | 0 | 0 | 0 | 0 | 0 | 0 | 0 | 0 | 0 | 0 | 0 | 319706 | 284840 | 128033 | 305486 | 263922 | 233719 | 220876 | 197144 | 178365 | 197713 | 216019 | 211837 | 319706 | 284840 | 128033 | 305486 | 263922 | 233719 | 220876 | 197144 | 178365 | 197713 | 216019 | 211837 | 36467 | 32490 | 14604 | 34845 | 30104 | 26659 | 25194 | 22487 | 20345 | 22552 | 24640 | 24163 | 0 | 0 | 2757660 | 2757660 | 314550 | 2020
Vintage1958 | hydro | TRUE | 14328.272.CA.HY | 272 | N | . | Poe | Pacific Gas & Electric Co. | 14328 | CA | PACC | WECC |  | 22 | 1 | Electric Utility | HY | WAT | HYC | CISO | M |  | 0 | 0 | 0 | 0 | 0 | 0 | 0 | 0 | 0 | 0 | 0 | 0 | 0 | 0 | 0 | 0 | 0 | 0 | 0 | 0 | 0 | 0 | 0 | 0 | 0 | 0 | 0 | 0 | 0 | 0 | 0 | 0 | 0 | 0 | 0 | 0 | 0 | 111174 | 139220 | 413566 | 278484 | 136336 | 155965 | 218412 | 236735 | 220928 | 94245 | 65998 | 0 | 111174 | 139220 | 413566 | 278484 | 136336 | 155965 | 218412 | 236735 | 220928 | 94245 | 65998 | 0 | 12681 | 15880 | 47173 | 31765 | 15551 | 17790 | 24913 | 27003 | 25200 | 10750 | 7528 | 0 | 0 | 2071063 | 2071063 | 236234 | 2020
Vintage1939 | hydro | TRUE | 14328.274.CA.HY | 274 | N | . | Potter Valley | Pacific Gas & Electric Co. | 14328 | CA | PACC | WECC |  | 22 | 1 | Electric Utility | HY | WAT | HYC | CISO | A |  | 0 | 0 | 0 | 0 | 0 | 0 | 0 | 0 | 0 | 0 | 0 | 0 | 0 | 0 | 0 | 0 | 0 | 0 | 0 | 0 | 0 | 0 | 0 | 0 | 0 | 0 | 0 | 0 | 0 | 0 | 0 | 0 | 0 | 0 | 0 | 0 | 8758 | 6534 | 6917 | 10154 | 13907 | 12994 | 13739 | 13844 | 9642 | 7929 | 5997 | 4940 | 8758 | 6534 | 6917 | 10154 | 13907 | 12994 | 13739 | 13844 | 9642 | 7929 | 5997 | 4940 | 998.979 | 745.295 | 789.031 | 1158.219 | 1586.318 | 1482.199 | 1567.104 | 1579.099 | 1099.784 | 904.445 | 684.048 | 563.479 | 0 | 0 | 115355 | 115355 | 13158 | 2020
Vintage1950 | hydro | TRUE | 14328.275.CA.HY | 275 | N | . | Rock Creek | Pacific Gas & Electric Co. | 14328 | CA | PACC | WECC |  | 22 | 1 | Electric Utility | HY | WAT | HYC | CISO | M |  | 0 | 0 | 0 | 0 | 0 | 0 | 0 | 0 | 0 | 0 | 0 | 0 | 0 | 0 | 0 | 0 | 0 | 0 | 0 | 0 | 0 | 0 | 0 | 0 | 0 | 0 | 0 | 0 | 0 | 0 | 0 | 0 | 0 | 0 | 0 | 0 | 372431 | 81542 | 125280 | 376271 | 259021 | 176883 | 218517 | 296307 | 289179 | 245081 | 115488 | 91790 | 372431 | 81542 | 125280 | 376271 | 259021 | 176883 | 218517 | 296307 | 289179 | 245081 | 115488 | 91790 | 42481 | 9301 | 14290 | 42919 | 29545 | 20176 | 24925 | 33798 | 32985 | 27955 | 13173 | 10470 | 0 | 0 | 2647790 | 2647790 | 302018 | 2020
Vintage1917 | hydro | TRUE | 14328.276.CA.HY | 276 | N | . | San Joaquin 2 | Pacific Gas & Electric Co. | 14328 | CA | PACC | WECC |  | 22 | 1 | Electric Utility | HY | WAT | HYC | CISO | A |  | 0 | 0 | 0 | 0 | 0 | 0 | 0 | 0 | 0 | 0 | 0 | 0 | 0 | 0 | 0 | 0 | 0 | 0 | 0 | 0 | 0 | 0 | 0 | 0 | 0 | 0 | 0 | 0 | 0 | 0 | 0 | 0 | 0 | 0 | 0 | 0 | 0 | 0 | 0 | 0 | 0 | 0 | 0 | 0 | 0 | 0 | 0 | 0 | 0 | 0 | 0 | 0 | 0 | 0 | 0 | 0 | 0 | 0 | 0 | 0 | 0 | 0 | 0 | 0 | 0 | 0 | 0 | 0 | 0 | 0 | 0 | 0 | 0 | 0 | 0 | 0 | 0 | 2020
Vintage1923 | hydro | TRUE | 14328.277.CA.HY | 277 | N | . | San Joaquin 3 | Pacific Gas & Electric Co. | 14328 | CA | PACC | WECC |  | 22 | 1 | Electric Utility | HY | WAT | HYC | CISO | A |  | 0 | 0 | 0 | 0 | 0 | 0 | 0 | 0 | 0 | 0 | 0 | 0 | 0 | 0 | 0 | 0 | 0 | 0 | 0 | 0 | 0 | 0 | 0 | 0 | 0 | 0 | 0 | 0 | 0 | 0 | 0 | 0 | 0 | 0 | 0 | 0 | 0 | 0 | 0 | 0 | 0 | 0 | 0 | 0 | 0 | 0 | 0 | 0 | 0 | 0 | 0 | 0 | 0 | 0 | 0 | 0 | 0 | 0 | 0 | 0 | 0 | 0 | 0 | 0 | 0 | 0 | 0 | 0 | 0 | 0 | 0 | 0 | 0 | 0 | 0 | 0 | 0 | 2020
Vintage1953 | hydro | TRUE | 14328.279.CA.HY | 279 | N | . | Salt Springs | Pacific Gas & Electric Co. | 14328 | CA | PACC | WECC |  | 22 | 1 | Electric Utility | HY | WAT | HYC | CISO | A |  | 0 | 0 | 0 | 0 | 0 | 0 | 0 | 0 | 0 | 0 | 0 | 0 | 0 | 0 | 0 | 0 | 0 | 0 | 0 | 0 | 0 | 0 | 0 | 0 | 0 | 0 | 0 | 0 | 0 | 0 | 0 | 0 | 0 | 0 | 0 | 0 | 72619 | 54178 | 57357 | 84195 | 115315 | 107746 | 113918 | 114790 | 79947 | 65747 | 49726 | 40961 | 72619 | 54178 | 57357 | 84195 | 115315 | 107746 | 113918 | 114790 | 79947 | 65747 | 49726 | 40961 | 8283.217 | 6179.752 | 6542.4 | 9603.591 | 13153.248 | 12289.925 | 12993.934 | 13093.396 | 9119.062 | 7499.377 | 5671.911 | 4672.187 | 0 | 0 | 956499 | 956499 | 109102 | 2020
Vintage1979 | hydro | TRUE | 14328.280.CA.HY | 280 | N | . | South | Pacific Gas & Electric Co. | 14328 | CA | PACC | WECC |  | 22 | 1 | Electric Utility | HY | WAT | HYC | CISO | A |  | 0 | 0 | 0 | 0 | 0 | 0 | 0 | 0 | 0 | 0 | 0 | 0 | 0 | 0 | 0 | 0 | 0 | 0 | 0 | 0 | 0 | 0 | 0 | 0 | 0 | 0 | 0 | 0 | 0 | 0 | 0 | 0 | 0 | 0 | 0 | 0 | 7481 | 5582 | 5909 | 8674 | 11880 | 11100 | 11736 | 11826 | 8236 | 6773 | 5123 | 4220 | 7481 | 5582 | 5909 | 8674 | 11880 | 11100 | 11736 | 11826 | 8236 | 6773 | 5123 | 4220 | 853.362 | 636.656 | 674.017 | 989.389 | 1355.085 | 1266.143 | 1338.672 | 1348.919 | 939.472 | 772.607 | 584.336 | 481.342 | 0 | 0 | 98540 | 98540 | 11240 | 2020
Vintage1928 | hydro | TRUE | 14328.281.CA.HY | 281 | N | . | Spaulding 1 | Pacific Gas & Electric Co. | 14328 | CA | PACC | WECC |  | 22 | 1 | Electric Utility | HY | WAT | HYC | CISO | A |  | 0 | 0 | 0 | 0 | 0 | 0 | 0 | 0 | 0 | 0 | 0 | 0 | 0 | 0 | 0 | 0 | 0 | 0 | 0 | 0 | 0 | 0 | 0 | 0 | 0 | 0 | 0 | 0 | 0 | 0 | 0 | 0 | 0 | 0 | 0 | 0 | 9425 | 7032 | 7444 | 10927 | 14966 | 13984 | 14785 | 14898 | 10376 | 8533 | 6454 | 5316 | 9425 | 7032 | 7444 | 10927 | 14966 | 13984 | 14785 | 14898 | 10376 | 8533 | 6454 | 5316 | 1075.054 | 802.05 | 849.117 | 1246.419 | 1707.118 | 1595.07 | 1686.441 | 1699.35 | 1183.534 | 973.32 | 736.139 | 606.388 | 0 | 0 | 124140 | 124140 | 14160 | 2020
Vintage1928 | hydro | TRUE | 14328.282.CA.HY | 282 | N | . | Spaulding 2 | Pacific Gas & Electric Co. | 14328 | CA | PACC | WECC |  | 22 | 1 | Electric Utility | HY | WAT | HYC | CISO | A |  | 0 | 0 | 0 | 0 | 0 | 0 | 0 | 0 | 0 | 0 | 0 | 0 | 0 | 0 | 0 | 0 | 0 | 0 | 0 | 0 | 0 | 0 | 0 | 0 | 0 | 0 | 0 | 0 | 0 | 0 | 0 | 0 | 0 | 0 | 0 | 0 | 3031 | 2261 | 2394 | 3514 | 4813 | 4497 | 4755 | 4791 | 3337 | 2744 | 2076 | 1710 | 3031 | 2261 | 2394 | 3514 | 4813 | 4497 | 4755 | 4791 | 3337 | 2744 | 2076 | 1710 | 345.745 | 257.948 | 273.085 | 400.861 | 549.027 | 512.991 | 542.377 | 546.528 | 380.637 | 313.03 | 236.75 | 195.021 | 0 | 0 | 39923 | 39923 | 4554 | 2020
Vintage1929 | hydro | TRUE | 14328.283.CA.HY | 283 | N | . | Spaulding 3 | Pacific Gas & Electric Co. | 14328 | CA | PACC | WECC |  | 22 | 1 | Electric Utility | HY | WAT | HYC | CISO | A |  | 0 | 0 | 0 | 0 | 0 | 0 | 0 | 0 | 0 | 0 | 0 | 0 | 0 | 0 | 0 | 0 | 0 | 0 | 0 | 0 | 0 | 0 | 0 | 0 | 0 | 0 | 0 | 0 | 0 | 0 | 0 | 0 | 0 | 0 | 0 | 0 | 14167 | 10570 | 11190 | 16426 | 22497 | 21020 | 22225 | 22395 | 15597 | 12827 | 9701 | 7991 | 14167 | 10570 | 11190 | 16426 | 22497 | 21020 | 22225 | 22395 | 15597 | 12827 | 9701 | 7991 | 1615.997 | 1205.624 | 1276.374 | 1873.59 | 2566.102 | 2397.674 | 2535.021 | 2554.425 | 1779.062 | 1463.074 | 1106.548 | 911.509 | 0 | 0 | 186606 | 186606 | 21285 | 2020
Vintage1921 | hydro | TRUE | 14328.284.CA.HY | 284 | N | . | Spring Gap | Pacific Gas & Electric Co. | 14328 | CA | PACC | WECC |  | 22 | 1 | Electric Utility | HY | WAT | HYC | CISO | A |  | 0 | 0 | 0 | 0 | 0 | 0 | 0 | 0 | 0 | 0 | 0 | 0 | 0 | 0 | 0 | 0 | 0 | 0 | 0 | 0 | 0 | 0 | 0 | 0 | 0 | 0 | 0 | 0 | 0 | 0 | 0 | 0 | 0 | 0 | 0 | 0 | 13423 | 10014 | 10602 | 15562 | 21314 | 19915 | 21056 | 21217 | 14777 | 12152 | 9191 | 7571 | 13423 | 10014 | 10602 | 15562 | 21314 | 19915 | 21056 | 21217 | 14777 | 12152 | 9191 | 7571 | 1531.04 | 1142.242 | 1209.272 | 1775.091 | 2431.196 | 2271.623 | 2401.75 | 2420.134 | 1685.533 | 1386.156 | 1048.374 | 863.589 | 0 | 0 | 176794 | 176794 | 20166 | 2020
Vintage1963 | hydro | TRUE | 14328.285.CA.HY | 285 | N | . | Stanislaus | Pacific Gas & Electric Co. | 14328 | CA | PACC | WECC |  | 22 | 1 | Electric Utility | HY | WAT | HYC | CISO | A |  | 0 | 0 | 0 | 0 | 0 | 0 | 0 | 0 | 0 | 0 | 0 | 0 | 0 | 0 | 0 | 0 | 0 | 0 | 0 | 0 | 0 | 0 | 0 | 0 | 0 | 0 | 0 | 0 | 0 | 0 | 0 | 0 | 0 | 0 | 0 | 0 | 160228 | 119539 | 126554 | 185769 | 254432 | 237733 | 251351 | 253275 | 176396 | 145066 | 109716 | 90377 | 160228 | 119539 | 126554 | 185769 | 254432 | 237733 | 251351 | 253275 | 176396 | 145066 | 109716 | 90377 | 18276.27 | 13635.137 | 14435.292 | 21189.57 | 29021.608 | 27116.755 | 28670.096 | 28889.55 | 20120.495 | 16546.787 | 12514.626 | 10308.814 | 0 | 0 | 2110436 | 2110436 | 240725 | 2020
Vintage1985 | geothermal | TRUE | 7160.286.CA.ST | 286 | N | . | Geysers Unit 5-20 | Geysers Power Co LLC | 7160 | CA | PACC | WECC |  | 22 | 2 | NAICS-22 Non-Cogen | ST | GEO | GEO | CISO | M |  | 0 | 0 | 0 | 0 | 0 | 0 | 0 | 0 | 0 | 0 | 0 | 0 | 0 | 0 | 0 | 0 | 0 | 0 | 0 | 0 | 0 | 0 | 0 | 0 | 0 | 0 | 0 | 0 | 0 | 0 | 0 | 0 | 0 | 0 | 0 | 0 | 2675005 | 2713904 | 3779506 | 3467077 | 3430948 | 3294314 | 3585966 | 3627828 | 3475782 | 3286661 | 3625312 | 3452453 | 2675005 | 2713904 | 3779506 | 3467077 | 3430948 | 3294314 | 3585966 | 3627828 | 3475782 | 3286661 | 3625312 | 3452453 | 305122 | 309559 | 431106 | 395469 | 391348 | 375763 | 409030 | 413805 | 396462 | 374890 | 413518 | 393801 | 0 | 0 | 40414756 | 40414756 | 4609873 | 2020
Vintage1931 | hydro | TRUE | 14328.287.CA.HY | 287 | N | . | Tiger Creek | Pacific Gas & Electric Co. | 14328 | CA | PACC | WECC |  | 22 | 1 | Electric Utility | HY | WAT | HYC | CISO | A |  | 0 | 0 | 0 | 0 | 0 | 0 | 0 | 0 | 0 | 0 | 0 | 0 | 0 | 0 | 0 | 0 | 0 | 0 | 0 | 0 | 0 | 0 | 0 | 0 | 0 | 0 | 0 | 0 | 0 | 0 | 0 | 0 | 0 | 0 | 0 | 0 | 156575 | 116814 | 123669 | 181534 | 248632 | 232313 | 245620 | 247501 | 172375 | 141759 | 107214 | 88317 | 156575 | 116814 | 123669 | 181534 | 248632 | 232313 | 245620 | 247501 | 172375 | 141759 | 107214 | 88317 | 17859.608 | 13324.286 | 14106.2 | 20706.495 | 28359.98 | 26498.553 | 28016.481 | 28230.932 | 19661.792 | 16169.557 | 12229.32 | 10073.796 | 0 | 0 | 2062323 | 2062323 | 235237 | 2020
Vintage1914 | hydro | TRUE | 14328.289.CA.HY | 289 | N | . | Tule River | Pacific Gas & Electric Co. | 14328 | CA | PACC | WECC |  | 22 | 1 | Electric Utility | HY | WAT | HYC | CISO | A |  | 0 | 0 | 0 | 0 | 0 | 0 | 0 | 0 | 0 | 0 | 0 | 0 | 0 | 0 | 0 | 0 | 0 | 0 | 0 | 0 | 0 | 0 | 0 | 0 | 0 | 0 | 0 | 0 | 0 | 0 | 0 | 0 | 0 | 0 | 0 | 0 | 0 | 0 | 0 | 0 | 0 | 0 | 0 | 0 | 0 | 0 | 0 | 0 | 0 | 0 | 0 | 0 | 0 | 0 | 0 | 0 | 0 | 0 | 0 | 0 | 0 | 0 | 0 | 0 | 0 | 0 | 0 | 0 | 0 | 0 | 0 | 0 | 0 | 0 | 0 | 0 | 0 | 2020
Vintage1980 | hydro | TRUE | 14328.290.CA.HY | 290 | N | . | Volta 1 | Pacific Gas & Electric Co. | 14328 | CA | PACC | WECC |  | 22 | 1 | Electric Utility | HY | WAT | HYC | CISO | A |  | 0 | 0 | 0 | 0 | 0 | 0 | 0 | 0 | 0 | 0 | 0 | 0 | 0 | 0 | 0 | 0 | 0 | 0 | 0 | 0 | 0 | 0 | 0 | 0 | 0 | 0 | 0 | 0 | 0 | 0 | 0 | 0 | 0 | 0 | 0 | 0 | 11680 | 8714 | 9225 | 13542 | 18547 | 17330 | 18323 | 18463 | 12859 | 10575 | 7998 | 6588 | 11680 | 8714 | 9225 | 13542 | 18547 | 17330 | 18323 | 18463 | 12859 | 10575 | 7998 | 6588 | 1332.276 | 993.953 | 1052.282 | 1544.645 | 2115.572 | 1976.715 | 2089.948 | 2105.946 | 1466.713 | 1206.202 | 912.272 | 751.476 | 0 | 0 | 153844 | 153844 | 17548 | 2020
Vintage1948 | hydro | TRUE | 14328.291.CA.HY | 291 | N | . | West Point PH | Pacific Gas & Electric Co. | 14328 | CA | PACC | WECC |  | 22 | 1 | Electric Utility | HY | WAT | HYC | CISO | A |  | 0 | 0 | 0 | 0 | 0 | 0 | 0 | 0 | 0 | 0 | 0 | 0 | 0 | 0 | 0 | 0 | 0 | 0 | 0 | 0 | 0 | 0 | 0 | 0 | 0 | 0 | 0 | 0 | 0 | 0 | 0 | 0 | 0 | 0 | 0 | 0 | 44949 | 33535 | 35502 | 52114 | 71376 | 66692 | 70512 | 71052 | 49485 | 40696 | 30779 | 25354 | 44949 | 33535 | 35502 | 52114 | 71376 | 66692 | 70512 | 71052 | 49485 | 40696 | 30779 | 25354 | 5127.074 | 3825.088 | 4049.558 | 5944.347 | 8141.482 | 7607.11 | 8042.871 | 8104.435 | 5644.437 | 4641.899 | 3510.75 | 2891.949 | 0 | 0 | 592046 | 592046 | 67531 | 2020
Vintage1986 | hydro | TRUE | 14328.292.CA.HY | 292 | N | . | Wise | Pacific Gas & Electric Co. | 14328 | CA | PACC | WECC |  | 22 | 1 | Electric Utility | HY | WAT | HYC | CISO | A |  | 0 | 0 | 0 | 0 | 0 | 0 | 0 | 0 | 0 | 0 | 0 | 0 | 0 | 0 | 0 | 0 | 0 | 0 | 0 | 0 | 0 | 0 | 0 | 0 | 0 | 0 | 0 | 0 | 0 | 0 | 0 | 0 | 0 | 0 | 0 | 0 | 38591 | 28791 | 30480 | 44742 | 61279 | 57257 | 60537 | 61001 | 42485 | 34939 | 26425 | 21767 | 38591 | 28791 | 30480 | 44742 | 61279 | 57257 | 60537 | 61001 | 42485 | 34939 | 26425 | 21767 | 4401.792 | 3283.988 | 3476.703 | 5103.454 | 6989.78 | 6531.001 | 6905.119 | 6957.974 | 4845.97 | 3985.251 | 3014.116 | 2482.852 | 0 | 0 | 508294 | 508294 | 57978 | 2020
Vintage1910 | hydro | TRUE | 14328.293.CA.HY | 293 | N | . | A G Wishon | Pacific Gas & Electric Co. | 14328 | CA | PACC | WECC |  | 22 | 1 | Electric Utility | HY | WAT | HYC | CISO | A |  | 0 | 0 | 0 | 0 | 0 | 0 | 0 | 0 | 0 | 0 | 0 | 0 | 0 | 0 | 0 | 0 | 0 | 0 | 0 | 0 | 0 | 0 | 0 | 0 | 0 | 0 | 0 | 0 | 0 | 0 | 0 | 0 | 0 | 0 | 0 | 0 | 21058 | 15710 | 16632 | 24414 | 33438 | 31244 | 33033 | 33286 | 23183 | 19065 | 14419 | 11878 | 21058 | 15710 | 16632 | 24414 | 33438 | 31244 | 33033 | 33286 | 23183 | 19065 | 14419 | 11878 | 2401.937 | 1791.982 | 1897.141 | 2784.814 | 3814.131 | 3563.788 | 3767.934 | 3796.775 | 2644.312 | 2174.642 | 1644.72 | 1354.824 | 0 | 0 | 277360 | 277360 | 31637 | 2020
Vintage1918 | hydro | TRUE | 14354.294.CA.HY | 294 | N | . | Copco 1 | PacifiCorp | 14354 | CA | PACC | WECC |  | 22 | 1 | Electric Utility | HY | WAT | HYC | PACW | A |  | 0 | 0 | 0 | 0 | 0 | 0 | 0 | 0 | 0 | 0 | 0 | 0 | 0 | 0 | 0 | 0 | 0 | 0 | 0 | 0 | 0 | 0 | 0 | 0 | 0 | 0 | 0 | 0 | 0 | 0 | 0 | 0 | 0 | 0 | 0 | 0 | 46739 | 34870 | 36916 | 54189 | 74218 | 69347 | 73320 | 73881 | 51455 | 42316 | 32004 | 26363 | 46739 | 34870 | 36916 | 54189 | 74218 | 69347 | 73320 | 73881 | 51455 | 42316 | 32004 | 26363 | 5331.226 | 3977.399 | 4210.806 | 6181.043 | 8465.666 | 7910.016 | 8363.129 | 8427.144 | 5869.192 | 4826.733 | 3650.543 | 3007.103 | 0 | 0 | 615618 | 615618 | 70220 | 2020
Vintage1925 | hydro | TRUE | 14354.295.CA.HY | 295 | N | . | Copco 2 | PacifiCorp | 14354 | CA | PACC | WECC |  | 22 | 1 | Electric Utility | HY | WAT | HYC | PACW | A |  | 0 | 0 | 0 | 0 | 0 | 0 | 0 | 0 | 0 | 0 | 0 | 0 | 0 | 0 | 0 | 0 | 0 | 0 | 0 | 0 | 0 | 0 | 0 | 0 | 0 | 0 | 0 | 0 | 0 | 0 | 0 | 0 | 0 | 0 | 0 | 0 | 57642 | 43004 | 45527 | 66830 | 91531 | 85523 | 90423 | 91115 | 63458 | 52187 | 39470 | 32513 | 57642 | 43004 | 45527 | 66830 | 91531 | 85523 | 90423 | 91115 | 63458 | 52187 | 39470 | 32513 | 6574.827 | 4905.194 | 5193.047 | 7622.876 | 10440.425 | 9755.16 | 10313.969 | 10392.917 | 7238.28 | 5952.65 | 4502.094 | 3708.561 | 0 | 0 | 759223 | 759223 | 86600 | 2020
Vintage1910 | hydro | TRUE | 14354.296.CA.HY | 296 | N | . | Fall Creek | PacifiCorp | 14354 | CA | PACC | WECC |  | 22 | 1 | Electric Utility | HY | WAT | HYC | PACW | A |  | 0 | 0 | 0 | 0 | 0 | 0 | 0 | 0 | 0 | 0 | 0 | 0 | 0 | 0 | 0 | 0 | 0 | 0 | 0 | 0 | 0 | 0 | 0 | 0 | 0 | 0 | 0 | 0 | 0 | 0 | 0 | 0 | 0 | 0 | 0 | 0 | 5535 | 4130 | 4372 | 6418 | 8790 | 8213 | 8683 | 8750 | 6094 | 5011 | 3790 | 3122 | 5535 | 4130 | 4372 | 6418 | 8790 | 8213 | 8683 | 8750 | 6094 | 5011 | 3790 | 3122 | 631.366 | 471.035 | 498.676 | 732.007 | 1002.57 | 936.766 | 990.427 | 998.008 | 695.075 | 571.619 | 432.326 | 356.125 | 0 | 0 | 72908 | 72908 | 8316 | 2020
Vintage1962 | hydro | TRUE | 14354.297.CA.HY | 297 | N | . | Iron Gate | PacifiCorp | 14354 | CA | PACC | WECC |  | 22 | 1 | Electric Utility | HY | WAT | HYC | PACW | A |  | 0 | 0 | 0 | 0 | 0 | 0 | 0 | 0 | 0 | 0 | 0 | 0 | 0 | 0 | 0 | 0 | 0 | 0 | 0 | 0 | 0 | 0 | 0 | 0 | 0 | 0 | 0 | 0 | 0 | 0 | 0 | 0 | 0 | 0 | 0 | 0 | 54828 | 40905 | 43305 | 63568 | 87064 | 81349 | 86009 | 86667 | 60361 | 49640 | 37543 | 30926 | 54828 | 40905 | 43305 | 63568 | 87064 | 81349 | 86009 | 86667 | 60361 | 49640 | 37543 | 30926 | 6253.906 | 4665.768 | 4939.571 | 7250.798 | 9930.821 | 9279.005 | 9810.538 | 9885.632 | 6884.975 | 5662.098 | 4282.344 | 3527.544 | 0 | 0 | 722165 | 722165 | 82373 | 2020
Vintage1986 | lignite | TRUE | 54888.298.TX.ST | 298 | N | . | Limestone | NRG Texas Power LLC | 54888 | TX | WSC | TRE |  | 22 | 2 | NAICS-22 Non-Cogen | ST | LIG | COL | ERCO | M | short tons | 0 | 0 | 0 | 0 | 0 | 0 | 0 | 0 | 0 | 0 | 0 | 0 | 0 | 0 | 0 | 0 | 0 | 0 | 0 | 0 | 0 | 0 | 0 | 0 | 0 | 0 | 0 | 0 | 0 | 0 | 0 | 0 | 0 | 0 | 0 | 0 | 0 | 0 | 0 | 0 | 0 | 0 | 0 | 0 | 0 | 0 | 0 | 0 | 0 | 0 | 0 | 0 | 0 | 0 | 0 | 0 | 0 | 0 | 0 | 0 | 0 | 0 | 0 | 0 | 0 | 0 | 0 | 0 | 0 | 0 | 0 | 0 | 0 | 0 | 0 | 0 | 0 | 2020
Vintage1986 | natural gas steam turbine | TRUE | 54888.298.TX.ST | 298 | N | . | Limestone | NRG Texas Power LLC | 54888 | TX | WSC | TRE |  | 22 | 2 | NAICS-22 Non-Cogen | ST | NG | NG | ERCO | M | mcf | 72693 | 50038 | 87386 | 91699 | 97311 | 65227 | 75961 | 27033 | 21336 | 0 | 61793 | 40441 | 72693 | 50038 | 87386 | 91699 | 97311 | 65227 | 75961 | 27033 | 21336 | 0 | 61793 | 40441 | 1 | 1 | 1 | 1 | 1 | 1 | 1 | 1 | 1 | 0 | 1 | 1 | 72693 | 50038 | 87386 | 91699 | 97311 | 65227 | 75961 | 27033 | 21336 | 0 | 61793 | 40441 | 72693 | 50038 | 87386 | 91699 | 97311 | 65227 | 75961 | 27033 | 21336 | 0 | 61793 | 40441 | 6371.823 | 4431.097 | 8018.431 | 8191.907 | 8456.087 | 5768.028 | 6695.826 | 2432.966 | 1881.923 | -20.75 | 4241.358 | 3582.959 | 690918 | 690918 | 690918 | 690918 | 60051.655 | 2020
Vintage1986 | petroleum | TRUE | 54888.298.TX.ST | 298 | N | . | Limestone | NRG Texas Power LLC | 54888 | TX | WSC | TRE |  | 22 | 2 | NAICS-22 Non-Cogen | ST | PC | PC | ERCO | M | short tons | 0 | 0 | 0 | 0 | 0 | 0 | 0 | 0 | 0 | 0 | 0 | 0 | 0 | 0 | 0 | 0 | 0 | 0 | 0 | 0 | 0 | 0 | 0 | 0 | 0 | 0 | 0 | 0 | 0 | 0 | 0 | 0 | 0 | 0 | 0 | 0 | 0 | 0 | 0 | 0 | 0 | 0 | 0 | 0 | 0 | 0 | 0 | 0 | 0 | 0 | 0 | 0 | 0 | 0 | 0 | 0 | 0 | 0 | 0 | 0 | 0 | 0 | 0 | 0 | 0 | 0 | 0 | 0 | 0 | 0 | 0 | 0 | 0 | 0 | 0 | 0 | 0 | 2020
Vintage1986 | hard coal | TRUE | 54888.298.TX.ST | 298 | N | . | Limestone | NRG Texas Power LLC | 54888 | TX | WSC | TRE |  | 22 | 2 | NAICS-22 Non-Cogen | ST | SUB | COL | ERCO | M | short tons | 365557 | 223873 | 374399 | 382204 | 233111 | 377180 | 482916 | 519722 | 407601 | 0 | 33913 | 487472 | 365557 | 223873 | 374399 | 382204 | 233111 | 377180 | 482916 | 519722 | 407601 | 0 | 33913 | 487472 | 16.08 | 16.08 | 16.08 | 16.08 | 16.08 | 16.65 | 16.65 | 16.65 | 16.65 | 0 | 16.65 | 16.65 | 5878157 | 3599878 | 6020336 | 6145840 | 3748425 | 6280047 | 8040551 | 8653371 | 6786557 | 0 | 564651 | 8116409 | 5878157 | 3599878 | 6020336 | 6145840 | 3748425 | 6280047 | 8040551 | 8653371 | 6786557 | 0 | 564651 | 8116409 | 515243.18 | 318785.9 | 552418.57 | 549037.09 | 325728.91 | 555344.97 | 708760.17 | 778802.03 | 598602.08 | -4343.25 | 38756.642 | 719091.04 | 3887948 | 3887948 | 63834222 | 63834222 | 5656227.3 | 2020
Vintage2007 | geothermal | TRUE | 14354.299.UT.ST | 299 | N | . | Blundell | PacifiCorp | 14354 | UT | MTN | WECC |  | 22 | 1 | Electric Utility | ST | GEO | GEO | PACE | A |  | 0 | 0 | 0 | 0 | 0 | 0 | 0 | 0 | 0 | 0 | 0 | 0 | 0 | 0 | 0 | 0 | 0 | 0 | 0 | 0 | 0 | 0 | 0 | 0 | 0 | 0 | 0 | 0 | 0 | 0 | 0 | 0 | 0 | 0 | 0 | 0 | 127938 | 136198 | 142246 | 134436 | 128389 | 118184 | 111618 | 108591 | 117210 | 130115 | 138816 | 145480 | 127938 | 136198 | 142246 | 134436 | 128389 | 118184 | 111618 | 108591 | 117210 | 130115 | 138816 | 145480 | 14593.18 | 15535.293 | 16225.181 | 15334.27 | 14644.599 | 13480.57 | 12731.577 | 12386.363 | 13369.504 | 14841.401 | 15833.96 | 16594.102 | 0 | 0 | 1539221 | 1539221 | 175570 | 2020
Vintage1982 | hydro | TRUE | 9216.314.CA.HY | 314 | N | . | Drop 5 | Imperial Irrigation District | 9216 | CA | PACC | WECC |  | 22 | 1 | Electric Utility | HY | WAT | HYC | IID | A |  | 0 | 0 | 0 | 0 | 0 | 0 | 0 | 0 | 0 | 0 | 0 | 0 | 0 | 0 | 0 | 0 | 0 | 0 | 0 | 0 | 0 | 0 | 0 | 0 | 0 | 0 | 0 | 0 | 0 | 0 | 0 | 0 | 0 | 0 | 0 | 0 | 7761 | 5790 | 6130 | 8998 | 12324 | 11515 | 12175 | 12268 | 8544 | 7027 | 5314 | 4378 | 7761 | 5790 | 6130 | 8998 | 12324 | 11515 | 12175 | 12268 | 8544 | 7027 | 5314 | 4378 | 885.249 | 660.445 | 699.202 | 1026.359 | 1405.72 | 1313.455 | 1388.694 | 1399.323 | 974.577 | 801.477 | 606.171 | 499.328 | 0 | 0 | 102224 | 102224 | 11660 | 2020
Vintage1964 | natural gas steam turbine | TRUE | 22148.315.CA.ST | 315 | N | . | AES Alamitos LLC | AES Alamitos LLC | 22148 | CA | PACC | WECC |  | 22 | 2 | NAICS-22 Non-Cogen | ST | NG | NG | CISO | M | mcf | 177950 | 83610 | 193420 | 186670 | 270560 | 289690 | 584120 | 2234930 | 1247740 | 1257030 | 172130 | 229820 | 177950 | 83610 | 193420 | 186670 | 270560 | 289690 | 584120 | 2234930 | 1247740 | 1257030 | 172130 | 229820 | 1.033 | 1.033 | 1.033 | 1.032 | 1.026 | 1.025 | 1.02 | 1.019 | 1.024 | 1.021 | 1.026 | 1.041 | 183822 | 86369 | 199803 | 192643 | 277595 | 296932 | 595802 | 2277394 | 1277686 | 1283428 | 176605 | 239243 | 183822 | 86369 | 199803 | 192643 | 277595 | 296932 | 595802 | 2277394 | 1277686 | 1283428 | 176605 | 239243 | 10362 | 5116 | 8935 | 9849 | 21016 | 21766 | 45066 | 196743 | 99480 | 100704 | 9963 | 15278 | 6927670 | 6927670 | 7087322 | 7087322 | 544278 | 2020
Vintage1982 | hydro | TRUE | 12397.316.CA.HY | 316 | N | . | Sepulveda Canyon | Metropolitan Water District of S CA | 12397 | CA | PACC | WECC |  | 22 | 1 | Electric Utility | HY | WAT | HYC | LDWP | A |  | 0 | 0 | 0 | 0 | 0 | 0 | 0 | 0 | 0 | 0 | 0 | 0 | 0 | 0 | 0 | 0 | 0 | 0 | 0 | 0 | 0 | 0 | 0 | 0 | 0 | 0 | 0 | 0 | 0 | 0 | 0 | 0 | 0 | 0 | 0 | 0 | 0 | 0 | 0 | 0 | 0 | 0 | 0 | 0 | 0 | 0 | 0 | 0 | 0 | 0 | 0 | 0 | 0 | 0 | 0 | 0 | 0 | 0 | 0 | 0 | 0 | 0 | 0 | 0 | 0 | 0 | 0 | 0 | 0 | 0 | 0 | 0 | 0 | 0 | 0 | 0 | 0 | 2020
Vintage1925 | hydro | TRUE | 17609.317.CA.HY | 317 | N | . | Big Creek 1 | Southern California Edison Co | 17609 | CA | PACC | WECC |  | 22 | 1 | Electric Utility | HY | WAT | HYC | CISO | A |  | 0 | 0 | 0 | 0 | 0 | 0 | 0 | 0 | 0 | 0 | 0 | 0 | 0 | 0 | 0 | 0 | 0 | 0 | 0 | 0 | 0 | 0 | 0 | 0 | 0 | 0 | 0 | 0 | 0 | 0 | 0 | 0 | 0 | 0 | 0 | 0 | 109454 | 81659 | 86451 | 126902 | 173807 | 162399 | 171702 | 173016 | 120499 | 99097 | 74949 | 61738 | 109454 | 81659 | 86451 | 126902 | 173807 | 162399 | 171702 | 173016 | 120499 | 99097 | 74949 | 61738 | 12484.805 | 9314.374 | 9860.973 | 14474.926 | 19825.113 | 18523.878 | 19584.989 | 19734.902 | 13744.624 | 11303.368 | 8548.936 | 7042.112 | 0 | 0 | 1441673 | 1441673 | 164443 | 2020
Vintage1925 | hydro | TRUE | 17609.318.CA.HY | 318 | N | . | Big Creek 2 | Southern California Edison Co | 17609 | CA | PACC | WECC |  | 22 | 1 | Electric Utility | HY | WAT | HYC | CISO | A |  | 0 | 0 | 0 | 0 | 0 | 0 | 0 | 0 | 0 | 0 | 0 | 0 | 0 | 0 | 0 | 0 | 0 | 0 | 0 | 0 | 0 | 0 | 0 | 0 | 0 | 0 | 0 | 0 | 0 | 0 | 0 | 0 | 0 | 0 | 0 | 0 | 78120 | 58282 | 61702 | 90573 | 124050 | 115908 | 122548 | 123486 | 86003 | 70728 | 53493 | 44064 | 78120 | 58282 | 61702 | 90573 | 124050 | 115908 | 122548 | 123486 | 86003 | 70728 | 53493 | 44064 | 8910.712 | 6647.897 | 7038.018 | 10331.109 | 14149.669 | 13220.946 | 13978.287 | 14085.283 | 9809.875 | 8067.491 | 6101.585 | 5026.128 | 0 | 0 | 1028957 | 1028957 | 117367 | 2020
Vintage1980 | hydro | TRUE | 17609.319.CA.HY | 319 | N | . | Big Creek 3 | Southern California Edison Co | 17609 | CA | PACC | WECC |  | 22 | 1 | Electric Utility | HY | WAT | HYC | CISO | M |  | 0 | 0 | 0 | 0 | 0 | 0 | 0 | 0 | 0 | 0 | 0 | 0 | 0 | 0 | 0 | 0 | 0 | 0 | 0 | 0 | 0 | 0 | 0 | 0 | 0 | 0 | 0 | 0 | 0 | 0 | 0 | 0 | 0 | 0 | 0 | 0 | 441392 | 173893 | 49455 | 429697 | 938595 | 531193 | 323081 | 495485 | 38180 | 0 | 15114 | 114515 | 441392 | 173893 | 49455 | 429697 | 938595 | 531193 | 323081 | 495485 | 38180 | 0 | 15114 | 114515 | 50347 | 19835 | 5641 | 49013 | 107060 | 60590 | 36852 | 56517 | 4355 | -82 | 1724 | 13062 | 0 | 0 | 3550600 | 3550600 | 404914 | 2020
Vintage1951 | hydro | TRUE | 17609.320.CA.HY | 320 | N | . | Big Creek 4 | Southern California Edison Co | 17609 | CA | PACC | WECC |  | 22 | 1 | Electric Utility | HY | WAT | HYC | CISO | M |  | 0 | 0 | 0 | 0 | 0 | 0 | 0 | 0 | 0 | 0 | 0 | 0 | 0 | 0 | 0 | 0 | 0 | 0 | 0 | 0 | 0 | 0 | 0 | 0 | 0 | 0 | 0 | 0 | 0 | 0 | 0 | 0 | 0 | 0 | 0 | 0 | 186421 | 81042 | 10336 | 204666 | 519077 | 267253 | 155071 | 244968 | 20971 | 76510 | 88661 | 34656 | 186421 | 81042 | 10336 | 204666 | 519077 | 267253 | 155071 | 244968 | 20971 | 76510 | 88661 | 34656 | 21264 | 9244 | 1179 | 23345 | 59208 | 30484 | 17688 | 27942 | 2392 | 8727 | 10113 | 3953 | 0 | 0 | 1889632 | 1889632 | 215539 | 2020
Vintage1929 | hydro | TRUE | 17609.321.CA.HY | 321 | N | . | Big Creek 8 | Southern California Edison Co | 17609 | CA | PACC | WECC |  | 22 | 1 | Electric Utility | HY | WAT | HYC | CISO | A |  | 0 | 0 | 0 | 0 | 0 | 0 | 0 | 0 | 0 | 0 | 0 | 0 | 0 | 0 | 0 | 0 | 0 | 0 | 0 | 0 | 0 | 0 | 0 | 0 | 0 | 0 | 0 | 0 | 0 | 0 | 0 | 0 | 0 | 0 | 0 | 0 | 62990 | 46994 | 49752 | 73031 | 100025 | 93460 | 98813 | 99570 | 69347 | 57030 | 43132 | 35530 | 62990 | 46994 | 49752 | 73031 | 100025 | 93460 | 98813 | 99570 | 69347 | 57030 | 43132 | 35530 | 7184.934 | 5360.369 | 5674.933 | 8330.236 | 11409.238 | 10660.385 | 11271.049 | 11357.322 | 7909.952 | 6505.023 | 4919.864 | 4052.695 | 0 | 0 | 829674 | 829674 | 94636 | 2020
Vintage1928 | hydro | TRUE | 17609.322.CA.HY | 322 | N | . | Big Creek 2A | Southern California Edison Co | 17609 | CA | PACC | WECC |  | 22 | 1 | Electric Utility | HY | WAT | HYC | CISO | M |  | 0 | 0 | 0 | 0 | 0 | 0 | 0 | 0 | 0 | 0 | 0 | 0 | 0 | 0 | 0 | 0 | 0 | 0 | 0 | 0 | 0 | 0 | 0 | 0 | 0 | 0 | 0 | 0 | 0 | 0 | 0 | 0 | 0 | 0 | 0 | 0 | 196504 | 83900 | 29983 | 242451 | 246028 | 155264 | 297377 | 570407 | 64280 | 0 | 0 | 0 | 196504 | 83900 | 29983 | 242451 | 246028 | 155264 | 297377 | 570407 | 64280 | 0 | 0 | 0 | 22414 | 9570 | 3420 | 27655 | 28063 | 17710 | 33920 | 65063 | 7332 | 0 | 0 | -20 | 0 | 0 | 1886194 | 1886194 | 215127 | 2020
Vintage1911 | hydro | TRUE | 17609.323.CA.HY | 323 | N | . | Bishop Creek 2 | Southern California Edison Co | 17609 | CA | PACC | WECC |  | 22 | 1 | Electric Utility | HY | WAT | HYC | CISO | A |  | 0 | 0 | 0 | 0 | 0 | 0 | 0 | 0 | 0 | 0 | 0 | 0 | 0 | 0 | 0 | 0 | 0 | 0 | 0 | 0 | 0 | 0 | 0 | 0 | 0 | 0 | 0 | 0 | 0 | 0 | 0 | 0 | 0 | 0 | 0 | 0 | 19087 | 14240 | 15076 | 22129 | 30309 | 28320 | 29942 | 30171 | 21013 | 17281 | 13070 | 10766 | 19087 | 14240 | 15076 | 22129 | 30309 | 28320 | 29942 | 30171 | 21013 | 17281 | 13070 | 10766 | 2177.133 | 1624.265 | 1719.582 | 2524.175 | 3457.155 | 3230.242 | 3415.282 | 3441.424 | 2396.823 | 1971.111 | 1490.786 | 1228.022 | 0 | 0 | 251404 | 251404 | 28676 | 2020
Vintage1913 | hydro | TRUE | 17609.324.CA.HY | 324 | N | . | Bishop Creek 3 | Southern California Edison Co | 17609 | CA | PACC | WECC |  | 22 | 1 | Electric Utility | HY | WAT | HYC | CISO | A |  | 0 | 0 | 0 | 0 | 0 | 0 | 0 | 0 | 0 | 0 | 0 | 0 | 0 | 0 | 0 | 0 | 0 | 0 | 0 | 0 | 0 | 0 | 0 | 0 | 0 | 0 | 0 | 0 | 0 | 0 | 0 | 0 | 0 | 0 | 0 | 0 | 18674 | 13932 | 14750 | 21651 | 29654 | 27707 | 29294 | 29519 | 20559 | 16907 | 12787 | 10533 | 18674 | 13932 | 14750 | 21651 | 29654 | 27707 | 29294 | 29519 | 20559 | 16907 | 12787 | 10533 | 2130.061 | 1589.147 | 1682.403 | 2469.601 | 3382.408 | 3160.402 | 3341.44 | 3367.017 | 2345.002 | 1928.494 | 1458.554 | 1201.471 | 0 | 0 | 245967 | 245967 | 28056 | 2020
Vintage1909 | hydro | TRUE | 17609.325.CA.HY | 325 | N | . | Bishop Creek 4 | Southern California Edison Co | 17609 | CA | PACC | WECC |  | 22 | 1 | Electric Utility | HY | WAT | HYC | CISO | A |  | 0 | 0 | 0 | 0 | 0 | 0 | 0 | 0 | 0 | 0 | 0 | 0 | 0 | 0 | 0 | 0 | 0 | 0 | 0 | 0 | 0 | 0 | 0 | 0 | 0 | 0 | 0 | 0 | 0 | 0 | 0 | 0 | 0 | 0 | 0 | 0 | 28596 | 21334 | 22586 | 33154 | 45408 | 42428 | 44858 | 45202 | 31481 | 25890 | 19581 | 16130 | 28596 | 21334 | 22586 | 33154 | 45408 | 42428 | 44858 | 45202 | 31481 | 25890 | 19581 | 16130 | 3261.752 | 2433.452 | 2576.255 | 3781.686 | 5179.463 | 4839.506 | 5116.729 | 5155.895 | 3590.889 | 2953.092 | 2233.475 | 1839.806 | 0 | 0 | 376648 | 376648 | 42962 | 2020
Vintage1943 | hydro | TRUE | 17609.326.CA.HY | 326 | N | . | Bishop Creek 5 | Southern California Edison Co | 17609 | CA | PACC | WECC |  | 22 | 1 | Electric Utility | HY | WAT | HYC | CISO | A |  | 0 | 0 | 0 | 0 | 0 | 0 | 0 | 0 | 0 | 0 | 0 | 0 | 0 | 0 | 0 | 0 | 0 | 0 | 0 | 0 | 0 | 0 | 0 | 0 | 0 | 0 | 0 | 0 | 0 | 0 | 0 | 0 | 0 | 0 | 0 | 0 | 9113 | 6799 | 7198 | 10565 | 14471 | 13521 | 14295 | 14405 | 10032 | 8250 | 6240 | 5140 | 9113 | 6799 | 7198 | 10565 | 14471 | 13521 | 14295 | 14405 | 10032 | 8250 | 6240 | 5140 | 1039.445 | 775.485 | 820.993 | 1205.136 | 1650.576 | 1542.239 | 1630.584 | 1643.065 | 1144.334 | 941.082 | 711.757 | 586.304 | 0 | 0 | 120029 | 120029 | 13691 | 2020
Vintage1913 | hydro | TRUE | 17609.327.CA.HY | 327 | N | . | Bishop Creek 6 | Southern California Edison Co | 17609 | CA | PACC | WECC |  | 22 | 1 | Electric Utility | HY | WAT | HYC | CISO | A |  | 0 | 0 | 0 | 0 | 0 | 0 | 0 | 0 | 0 | 0 | 0 | 0 | 0 | 0 | 0 | 0 | 0 | 0 | 0 | 0 | 0 | 0 | 0 | 0 | 0 | 0 | 0 | 0 | 0 | 0 | 0 | 0 | 0 | 0 | 0 | 0 | 6936 | 5175 | 5479 | 8042 | 11014 | 10291 | 10881 | 10964 | 7636 | 6280 | 4750 | 3912 | 6936 | 5175 | 5479 | 8042 | 11014 | 10291 | 10881 | 10964 | 7636 | 6280 | 4750 | 3912 | 791.182 | 590.266 | 624.905 | 917.298 | 1256.347 | 1173.886 | 1241.13 | 1250.63 | 871.017 | 716.311 | 541.759 | 446.269 | 0 | 0 | 91360 | 91360 | 10421 | 2020
Vintage0 | hydro | TRUE | 17609.328.CA.HY | 328 | N | . | Borel | Southern California Edison Co | 17609 | CA | PACC | WECC |  | 22 | 1 | Electric Utility | HY | WAT | HYC | CISO | A |  | 0 | 0 | 0 | 0 | 0 | 0 | 0 | 0 | 0 | 0 | 0 | 0 | 0 | 0 | 0 | 0 | 0 | 0 | 0 | 0 | 0 | 0 | 0 | 0 | 0 | 0 | 0 | 0 | 0 | 0 | 0 | 0 | 0 | 0 | 0 | 0 | 0 | 0 | 0 | 0 | 0 | 0 | 0 | 0 | 0 | 0 | 0 | 0 | 0 | 0 | 0 | 0 | 0 | 0 | 0 | 0 | 0 | 0 | 0 | 0 | -15.489 | -11.555 | -12.233 | -17.957 | -24.594 | -22.98 | -24.296 | -24.482 | -17.051 | -14.022 | -10.605 | -8.736 | 0 | 0 | 0 | 0 | -204 | 2020
Vintage1917 | hydro | TRUE | 17609.332.CA.HY | 332 | N | . | Fontana | Southern California Edison Co | 17609 | CA | PACC | WECC |  | 22 | 1 | Electric Utility | HY | WAT | HYC | CISO | A |  | 0 | 0 | 0 | 0 | 0 | 0 | 0 | 0 | 0 | 0 | 0 | 0 | 0 | 0 | 0 | 0 | 0 | 0 | 0 | 0 | 0 | 0 | 0 | 0 | 0 | 0 | 0 | 0 | 0 | 0 | 0 | 0 | 0 | 0 | 0 | 0 | 3992 | 2978 | 3153 | 4628 | 6338 | 5922 | 6262 | 6310 | 4394 | 3614 | 2733 | 2252 | 3992 | 2978 | 3153 | 4628 | 6338 | 5922 | 6262 | 6310 | 4394 | 3614 | 2733 | 2252 | 455.302 | 339.682 | 359.616 | 527.88 | 722.993 | 675.539 | 714.236 | 719.704 | 501.247 | 412.218 | 311.767 | 256.816 | 0 | 0 | 52576 | 52576 | 5997 | 2020
Vintage1958 | natural gas steam turbine | TRUE | 23693.335.CA.ST | 335 | N | . | AES Huntington Beach LLC | AES Huntington Beach LLC | 23693 | CA | PACC | WECC |  | 22 | 2 | NAICS-22 Non-Cogen | ST | NG | NG | CISO | M | mcf | 63560 | 0 | 203080 | 45590 | 125540 | 47270 | 185050 | 251410 | 175420 | 192360 | 0 | 0 | 63560 | 0 | 203080 | 45590 | 125540 | 47270 | 185050 | 251410 | 175420 | 192360 | 0 | 0 | 1.032 | 0 | 1.039 | 1.044 | 1.034 | 1.028 | 1.025 | 1.029 | 1.036 | 1.033 | 0 | 0 | 65594 | 0 | 211000 | 47596 | 129808 | 48594 | 189676 | 258701 | 181735 | 198708 | 0 | 0 | 65594 | 0 | 211000 | 47596 | 129808 | 48594 | 189676 | 258701 | 181735 | 198708 | 0 | 0 | 5638 | 0 | 15607 | 3443 | 10474 | 3744 | 15891 | 22000 | 14611 | 16011 | 0 | 0 | 1289280 | 1289280 | 1331412 | 1331412 | 107419 | 2020
Vintage1929 | hydro | TRUE | 17609.336.CA.HY | 336 | N | . | Kaweah 2 | Southern California Edison Co | 17609 | CA | PACC | WECC |  | 22 | 1 | Electric Utility | HY | WAT | HYC | CISO | A |  | 0 | 0 | 0 | 0 | 0 | 0 | 0 | 0 | 0 | 0 | 0 | 0 | 0 | 0 | 0 | 0 | 0 | 0 | 0 | 0 | 0 | 0 | 0 | 0 | 0 | 0 | 0 | 0 | 0 | 0 | 0 | 0 | 0 | 0 | 0 | 0 | 1665 | 1242 | 1315 | 1930 | 2643 | 2470 | 2611 | 2631 | 1833 | 1507 | 1140 | 939 | 1665 | 1242 | 1315 | 1930 | 2643 | 2470 | 2611 | 2631 | 1833 | 1507 | 1140 | 939 | 189.88 | 141.662 | 149.975 | 220.148 | 301.519 | 281.728 | 297.866 | 300.146 | 209.041 | 171.912 | 130.02 | 107.103 | 0 | 0 | 21926 | 21926 | 2501 | 2020
Vintage1929 | hydro | TRUE | 17609.337.CA.HY | 337 | N | . | Kaweah 1 | Southern California Edison Co | 17609 | CA | PACC | WECC |  | 22 | 1 | Electric Utility | HY | WAT | HYC | CISO | A |  | 0 | 0 | 0 | 0 | 0 | 0 | 0 | 0 | 0 | 0 | 0 | 0 | 0 | 0 | 0 | 0 | 0 | 0 | 0 | 0 | 0 | 0 | 0 | 0 | 0 | 0 | 0 | 0 | 0 | 0 | 0 | 0 | 0 | 0 | 0 | 0 | 0 | 0 | 0 | 0 | 0 | 0 | 0 | 0 | 0 | 0 | 0 | 0 | 0 | 0 | 0 | 0 | 0 | 0 | 0 | 0 | 0 | 0 | 0 | 0 | -5.237 | -3.908 | -4.138 | -6.074 | -8.319 | -7.773 | -8.218 | -8.281 | -5.767 | -4.743 | -3.587 | -2.955 | 0 | 0 | 0 | 0 | -69 | 2020
Vintage1913 | hydro | TRUE | 17609.338.CA.HY | 338 | N | . | Kaweah 3 | Southern California Edison Co | 17609 | CA | PACC | WECC |  | 22 | 1 | Electric Utility | HY | WAT | HYC | CISO | A |  | 0 | 0 | 0 | 0 | 0 | 0 | 0 | 0 | 0 | 0 | 0 | 0 | 0 | 0 | 0 | 0 | 0 | 0 | 0 | 0 | 0 | 0 | 0 | 0 | 0 | 0 | 0 | 0 | 0 | 0 | 0 | 0 | 0 | 0 | 0 | 0 | 8718 | 6504 | 6886 | 10108 | 13844 | 12935 | 13676 | 13781 | 9598 | 7893 | 5970 | 4917 | 8718 | 6504 | 6886 | 10108 | 13844 | 12935 | 13676 | 13781 | 9598 | 7893 | 5970 | 4917 | 994.424 | 741.896 | 785.433 | 1152.938 | 1579.084 | 1475.44 | 1559.958 | 1571.899 | 1094.769 | 900.321 | 680.929 | 560.909 | 0 | 0 | 114830 | 114830 | 13098 | 2020
Vintage1921 | hydro | TRUE | 17609.339.CA.HY | 339 | N | . | Kern River 3 | Southern California Edison Co | 17609 | CA | PACC | WECC |  | 22 | 1 | Electric Utility | HY | WAT | HYC | CISO | A |  | 0 | 0 | 0 | 0 | 0 | 0 | 0 | 0 | 0 | 0 | 0 | 0 | 0 | 0 | 0 | 0 | 0 | 0 | 0 | 0 | 0 | 0 | 0 | 0 | 0 | 0 | 0 | 0 | 0 | 0 | 0 | 0 | 0 | 0 | 0 | 0 | 67168 | 50111 | 53052 | 77875 | 106659 | 99659 | 105367 | 106174 | 73946 | 60812 | 45993 | 37887 | 67168 | 50111 | 53052 | 77875 | 106659 | 99659 | 105367 | 106174 | 73946 | 60812 | 45993 | 37887 | 7661.495 | 5715.91 | 6051.339 | 8882.763 | 12165.988 | 11367.465 | 12018.633 | 12110.629 | 8434.602 | 6936.488 | 5246.187 | 4321.501 | 0 | 0 | 884703 | 884703 | 100913 | 2020
Vintage1907 | hydro | TRUE | 17609.340.CA.HY | 340 | N | . | Kern River 1 | Southern California Edison Co | 17609 | CA | PACC | WECC |  | 22 | 1 | Electric Utility | HY | WAT | HYC | CISO | A |  | 0 | 0 | 0 | 0 | 0 | 0 | 0 | 0 | 0 | 0 | 0 | 0 | 0 | 0 | 0 | 0 | 0 | 0 | 0 | 0 | 0 | 0 | 0 | 0 | 0 | 0 | 0 | 0 | 0 | 0 | 0 | 0 | 0 | 0 | 0 | 0 | 104361 | 77859 | 82428 | 120997 | 165719 | 154842 | 163712 | 164965 | 114892 | 94485 | 71461 | 58865 | 104361 | 77859 | 82428 | 120997 | 165719 | 154842 | 163712 | 164965 | 114892 | 94485 | 71461 | 58865 | 11903.851 | 8880.95 | 9402.114 | 13801.366 | 18902.594 | 17661.91 | 18673.644 | 18816.581 | 13105.047 | 10777.391 | 8151.13 | 6714.422 | 0 | 0 | 1374586 | 1374586 | 156791 | 2020
Vintage1976 | natural gas peaker | TRUE | 13584.341.CA.GT | 341 | N | . | Long Beach Generation LLC | NRG El Segundo Operations Inc | 13584 | CA | PACC | WECC |  | 22 | 2 | NAICS-22 Non-Cogen | GT | NG | NG | CISO | A | mcf | 42589 | 37610 | 41750 | 29525 | 27762 | 39053 | 54631 | 67938 | 59163 | 61442 | 49078 | 54400 | 42589 | 37610 | 41750 | 29525 | 27762 | 39053 | 54631 | 67938 | 59163 | 61442 | 49078 | 54400 | 1.03 | 1.03 | 1.03 | 1.03 | 1.03 | 1.03 | 1.03 | 1.03 | 1.03 | 1.03 | 1.03 | 1.03 | 43867 | 38738 | 43003 | 30411 | 28595 | 40225 | 56270 | 69976 | 60938 | 63285 | 50550 | 56032 | 43867 | 38738 | 43003 | 30411 | 28595 | 40225 | 56270 | 69976 | 60938 | 63285 | 50550 | 56032 | 2572.423 | 2271.692 | 2521.73 | 1783.368 | 1676.85 | 2358.842 | 3299.771 | 4103.495 | 3573.505 | 3711.174 | 2964.354 | 3285.796 | 564941 | 564941 | 581890 | 581890 | 34123 | 2020
Vintage1912 | hydro | TRUE | 17609.342.CA.HY | 342 | N | . | Lundy | Southern California Edison Co | 17609 | CA | PACC | WECC |  | 22 | 1 | Electric Utility | HY | WAT | HYC | CISO | A |  | 0 | 0 | 0 | 0 | 0 | 0 | 0 | 0 | 0 | 0 | 0 | 0 | 0 | 0 | 0 | 0 | 0 | 0 | 0 | 0 | 0 | 0 | 0 | 0 | 0 | 0 | 0 | 0 | 0 | 0 | 0 | 0 | 0 | 0 | 0 | 0 | 3017 | 2251 | 2383 | 3498 | 4791 | 4477 | 4733 | 4769 | 3322 | 2732 | 2066 | 1702 | 3017 | 2251 | 2383 | 3498 | 4791 | 4477 | 4733 | 4769 | 3322 | 2732 | 2066 | 1702 | 344.154 | 256.758 | 271.825 | 399.013 | 546.495 | 510.625 | 539.876 | 544.008 | 378.881 | 311.586 | 235.658 | 194.121 | 0 | 0 | 39741 | 39741 | 4533 | 2020
Vintage1960 | hydro | TRUE | 17609.344.CA.HY | 344 | N | . | Mammoth Pool | Southern California Edison Co | 17609 | CA | PACC | WECC |  | 22 | 1 | Electric Utility | HY | WAT | HYC | CISO | M |  | 0 | 0 | 0 | 0 | 0 | 0 | 0 | 0 | 0 | 0 | 0 | 0 | 0 | 0 | 0 | 0 | 0 | 0 | 0 | 0 | 0 | 0 | 0 | 0 | 0 | 0 | 0 | 0 | 0 | 0 | 0 | 0 | 0 | 0 | 0 | 0 | 378261 | 126324 | 4576 | 347384 | 890569 | 553750 | 204578 | 295465 | 10161 | 0 | 0 | 0 | 378261 | 126324 | 4576 | 347384 | 890569 | 553750 | 204578 | 295465 | 10161 | 0 | 0 | 0 | 43146 | 14409 | 522 | 39624 | 101582 | 63163 | 23335 | 33702 | 1159 | 0 | 0 | 0 | 0 | 0 | 2811068 | 2811068 | 320642 | 2020
Vintage1973 | natural gas steam turbine | TRUE | 63843.350.CA.ST | 350 | N | . | Ormond Beach | Ormond Beach Power, LLC | 63843 | CA | PACC | WECC |  | 22 | 2 | NAICS-22 Non-Cogen | ST | NG | NG | CISO | M | mcf | 8714 | 21130 | 0 | 0 | 234772 | 155376 | 680025 | 2957218 | 1488204 | 2259521 | 143367 | 114068 | 8714 | 21130 | 0 | 0 | 234772 | 155376 | 680025 | 2957218 | 1488204 | 2259521 | 143367 | 114068 | 1.047 | 1.048 | 0 | 0 | 1.034 | 1.029 | 1.025 | 1.025 | 1.033 | 1.031 | 1.031 | 1.049 | 9124 | 22144 | 0 | 0 | 242754 | 159882 | 697026 | 3031148 | 1537315 | 2329566 | 147811 | 119657 | 9124 | 22144 | 0 | 0 | 242754 | 159882 | 697026 | 3031148 | 1537315 | 2329566 | 147811 | 119657 | 120 | 300 | 0 | 0 | 17696 | 9129 | 55536 | 286580 | 135167 | 201604 | 10390 | 10169 | 8062395 | 8062395 | 8296427 | 8296427 | 726691 | 2020
Vintage1924 | hydro | TRUE | 17609.353.CA.HY | 353 | N | . | Poole | Southern California Edison Co | 17609 | CA | PACC | WECC |  | 22 | 1 | Electric Utility | HY | WAT | HYC | CISO | A |  | 0 | 0 | 0 | 0 | 0 | 0 | 0 | 0 | 0 | 0 | 0 | 0 | 0 | 0 | 0 | 0 | 0 | 0 | 0 | 0 | 0 | 0 | 0 | 0 | 0 | 0 | 0 | 0 | 0 | 0 | 0 | 0 | 0 | 0 | 0 | 0 | 9270 | 6916 | 7322 | 10748 | 14720 | 13754 | 14542 | 14653 | 10205 | 8393 | 6348 | 5229 | 9270 | 6916 | 7322 | 10748 | 14720 | 13754 | 14542 | 14653 | 10205 | 8393 | 6348 | 5229 | 1057.362 | 788.853 | 835.145 | 1225.91 | 1679.028 | 1568.824 | 1658.691 | 1671.388 | 1164.059 | 957.304 | 724.026 | 596.41 | 0 | 0 | 122100 | 122100 | 13927 | 2020
Vintage1956 | hydro | TRUE | 17609.354.CA.HY | 354 | N | . | Portal | Southern California Edison Co | 17609 | CA | PACC | WECC |  | 22 | 1 | Electric Utility | HY | WAT | HYC | CISO | A |  | 0 | 0 | 0 | 0 | 0 | 0 | 0 | 0 | 0 | 0 | 0 | 0 | 0 | 0 | 0 | 0 | 0 | 0 | 0 | 0 | 0 | 0 | 0 | 0 | 0 | 0 | 0 | 0 | 0 | 0 | 0 | 0 | 0 | 0 | 0 | 0 | 10783 | 8045 | 8517 | 12502 | 17124 | 16000 | 16916 | 17046 | 11872 | 9763 | 7384 | 6082 | 10783 | 8045 | 8517 | 12502 | 17124 | 16000 | 16916 | 17046 | 11872 | 9763 | 7384 | 6082 | 1230.009 | 917.656 | 971.508 | 1426.076 | 1953.179 | 1824.981 | 1929.522 | 1944.292 | 1354.127 | 1113.613 | 842.245 | 693.792 | 0 | 0 | 142034 | 142034 | 16201 | 2020
Vintage1967 | natural gas steam turbine | TRUE | 22484.356.CA.ST | 356 | N | . | AES Redondo Beach LLC | AES Redondo Beach LLC | 22484 | CA | PACC | WECC |  | 22 | 2 | NAICS-22 Non-Cogen | ST | NG | NG | CISO | M | mcf | 43410 | 39430 | 144730 | 47910 | 241370 | 64710 | 733250 | 1632020 | 711800 | 681260 | 42790 | 30450 | 43410 | 39430 | 144730 | 47910 | 241370 | 64710 | 733250 | 1632020 | 711800 | 681260 | 42790 | 30450 | 1.04 | 1.042 | 1.04 | 1.038 | 1.033 | 1.03 | 1.033 | 1.032 | 1.033 | 1.033 | 1.041 | 1.041 | 45146 | 41086 | 150519 | 49731 | 249335 | 66651 | 757447 | 1684245 | 735289 | 703742 | 44544 | 31698 | 45146 | 41086 | 150519 | 49731 | 249335 | 66651 | 757447 | 1684245 | 735289 | 703742 | 44544 | 31698 | 1699 | 1156 | 4537 | 1665 | 12502 | 1869 | 38990 | 138403 | 52739 | 50569 | 2049 | 903 | 4413130 | 4413130 | 4559433 | 4559433 | 307081 | 2020
Vintage1917 | hydro | TRUE | 17609.357.CA.HY | 357 | N | . | Rush Creek | Southern California Edison Co | 17609 | CA | PACC | WECC |  | 22 | 1 | Electric Utility | HY | WAT | HYC | CISO | A |  | 0 | 0 | 0 | 0 | 0 | 0 | 0 | 0 | 0 | 0 | 0 | 0 | 0 | 0 | 0 | 0 | 0 | 0 | 0 | 0 | 0 | 0 | 0 | 0 | 0 | 0 | 0 | 0 | 0 | 0 | 0 | 0 | 0 | 0 | 0 | 0 | 23568 | 17583 | 18615 | 27325 | 37425 | 34969 | 36972 | 37255 | 25947 | 21338 | 16138 | 13294 | 23568 | 17583 | 18615 | 27325 | 37425 | 34969 | 36972 | 37255 | 25947 | 21338 | 16138 | 13294 | 2688.314 | 2005.635 | 2123.333 | 3116.841 | 4268.88 | 3988.689 | 4217.175 | 4249.455 | 2959.587 | 2433.919 | 1840.816 | 1516.356 | 0 | 0 | 310429 | 310429 | 35409 | 2020
Vintage2006 | natural gas combined cycle | TRUE | 17609.358.CA.CA | 358 | N | . | Mountainview Generating Station | Southern California Edison Co | 17609 | CA | PACC | WECC |  | 22 | 1 | Electric Utility | CA | NG | NG | CISO | M | mcf | 12384 | 52812 | 38895 | 18016 | 6790 | 29931 | 70852 | 87595 | 61733 | 116440 | 45424 | 26285 | 12384 | 52812 | 38895 | 18016 | 6790 | 29931 | 70852 | 87595 | 61733 | 116440 | 45424 | 26285 | 1.05 | 1.05 | 1.05 | 1.05 | 1.05 | 1.05 | 1.05 | 1.05 | 1.05 | 1.05 | 1.05 | 1.05 | 13003 | 55453 | 40840 | 18917 | 7130 | 31428 | 74395 | 91975 | 64820 | 122262 | 47695 | 27599 | 13003 | 55453 | 40840 | 18917 | 7130 | 31428 | 74395 | 91975 | 64820 | 122262 | 47695 | 27599 | 60637.61 | 110106.64 | 97275.48 | 35654.29 | 19761.81 | 59008.01 | 138025.18 | 156202.98 | 114057.45 | 177227.73 | 76198.35 | 67973.72 | 567157 | 567157 | 595517 | 595517 | 1112129.3 | 2020
Vintage2006 | natural gas combined cycle | TRUE | 17609.358.CA.CT | 358 | N | . | Mountainview Generating Station | Southern California Edison Co | 17609 | CA | PACC | WECC |  | 22 | 1 | Electric Utility | CT | NG | NG | CISO | M | mcf | 1246523 | 2077535 | 1889642 | 703126 | 403686 | 1141940 | 2553860 | 2852544 | 2110880 | 3277731 | 1422096 | 1338200 | 1246523 | 2077535 | 1889642 | 703126 | 403686 | 1141940 | 2553860 | 2852544 | 2110880 | 3277731 | 1422096 | 1338200 | 1.05 | 1.05 | 1.05 | 1.05 | 1.05 | 1.05 | 1.05 | 1.05 | 1.05 | 1.05 | 1.05 | 1.05 | 1308849 | 2181412 | 1984124 | 738282 | 423870 | 1199037 | 2681553 | 2995171 | 2216424 | 3441618 | 1493201 | 1405110 | 1308849 | 2181412 | 1984124 | 738282 | 423870 | 1199037 | 2681553 | 2995171 | 2216424 | 3441618 | 1493201 | 1405110 | 99009.84 | 172202.16 | 163332.48 | 59244.69 | 32381.51 | 93128.73 | 211876.13 | 232013.33 | 183033.18 | 280635.55 | 121681.65 | 106231.49 | 21017763 | 21017763 | 22068651 | 22068651 | 1754770.7 | 2020
Vintage1899 | hydro | TRUE | 17609.361.CA.HY | 361 | N | . | Santa Ana 1 | Southern California Edison Co | 17609 | CA | PACC | WECC |  | 22 | 1 | Electric Utility | HY | WAT | HYC | CISO | A |  | 0 | 0 | 0 | 0 | 0 | 0 | 0 | 0 | 0 | 0 | 0 | 0 | 0 | 0 | 0 | 0 | 0 | 0 | 0 | 0 | 0 | 0 | 0 | 0 | 0 | 0 | 0 | 0 | 0 | 0 | 0 | 0 | 0 | 0 | 0 | 0 | 311 | 232 | 246 | 360 | 494 | 461 | 488 | 491 | 342 | 281 | 213 | 175 | 311 | 232 | 246 | 360 | 494 | 461 | 488 | 491 | 342 | 281 | 213 | 175 | 35.456 | 26.452 | 28.004 | 41.107 | 56.301 | 52.606 | 55.619 | 56.045 | 39.033 | 32.1 | 24.278 | 19.999 | 0 | 0 | 4094 | 4094 | 467 | 2020
Vintage1999 | hydro | TRUE | 17609.363.CA.HY | 363 | N | . | Santa Ana 3 | Southern California Edison Co | 17609 | CA | PACC | WECC |  | 22 | 1 | Electric Utility | HY | WAT | HYC | CISO | A |  | 0 | 0 | 0 | 0 | 0 | 0 | 0 | 0 | 0 | 0 | 0 | 0 | 0 | 0 | 0 | 0 | 0 | 0 | 0 | 0 | 0 | 0 | 0 | 0 | 0 | 0 | 0 | 0 | 0 | 0 | 0 | 0 | 0 | 0 | 0 | 0 | 1246 | 930 | 984 | 1445 | 1979 | 1849 | 1955 | 1970 | 1372 | 1128 | 853 | 703 | 1246 | 930 | 984 | 1445 | 1979 | 1849 | 1955 | 1970 | 1372 | 1128 | 853 | 703 | 142.125 | 106.034 | 112.256 | 164.781 | 225.687 | 210.874 | 222.953 | 224.66 | 156.467 | 128.676 | 97.32 | 80.167 | 0 | 0 | 16414 | 16414 | 1872 | 2020
Vintage1909 | hydro | TRUE | 17609.365.CA.HY | 365 | N | . | Lower Tule River | Southern California Edison Co | 17609 | CA | PACC | WECC |  | 22 | 1 | Electric Utility | HY | WAT | HYC | CISO | A |  | 0 | 0 | 0 | 0 | 0 | 0 | 0 | 0 | 0 | 0 | 0 | 0 | 0 | 0 | 0 | 0 | 0 | 0 | 0 | 0 | 0 | 0 | 0 | 0 | 0 | 0 | 0 | 0 | 0 | 0 | 0 | 0 | 0 | 0 | 0 | 0 | 0 | 0 | 0 | 0 | 0 | 0 | 0 | 0 | 0 | 0 | 0 | 0 | 0 | 0 | 0 | 0 | 0 | 0 | 0 | 0 | 0 | 0 | 0 | 0 | -7.669 | -5.721 | -6.057 | -8.89 | -12.176 | -11.377 | -12.029 | -12.121 | -8.442 | -6.942 | -5.251 | -4.325 | 0 | 0 | 0 | 0 | -101 | 2020
Vintage1984 | nuclear | TRUE | 20160.371.WA.ST | 371 | N | 2 | Columbia Generating Station | Energy Northwest | 20160 | WA | PACC | WECC |  | 22 | 1 | Electric Utility | ST | NUC | NUC | BPAT | M |  | 0 | 0 | 0 | 0 | 0 | 0 | 0 | 0 | 0 | 0 | 0 | 0 | 0 | 0 | 0 | 0 | 0 | 0 | 0 | 0 | 0 | 0 | 0 | 0 | 0 | 0 | 0 | 0 | 0 | 0 | 0 | 0 | 0 | 0 | 0 | 0 | 8997372 | 7571276 | 8918964 | 8723447 | 8232904 | 4391656 | 8000794 | 8863663 | 8535263 | 8968457 | 8305472 | 8965491 | 8997372 | 7571276 | 8918964 | 8723447 | 8232904 | 4391656 | 8000794 | 8863663 | 8535263 | 8968457 | 8305472 | 8965491 | 861324 | 724803 | 853818 | 835101 | 788141 | 420416 | 765921 | 848524 | 817086 | 858556 | 795088 | 858272 | 0 | 0 | 98474759 | 98474759 | 9427050 | 2020
Vintage1983 | hydro | TRUE | 5571.376.CA.HY | 376 | N | . | Pardee | East Bay Municipal Util Dist | 5571 | CA | PACC | WECC |  | 22 | 1 | Electric Utility | HY | WAT | HYC | CISO | A |  | 0 | 0 | 0 | 0 | 0 | 0 | 0 | 0 | 0 | 0 | 0 | 0 | 0 | 0 | 0 | 0 | 0 | 0 | 0 | 0 | 0 | 0 | 0 | 0 | 0 | 0 | 0 | 0 | 0 | 0 | 0 | 0 | 0 | 0 | 0 | 0 | 37424 | 27920 | 29559 | 43389 | 59427 | 55526 | 58707 | 59156 | 41200 | 33882 | 25626 | 21109 | 37424 | 27920 | 29559 | 43389 | 59427 | 55526 | 58707 | 59156 | 41200 | 33882 | 25626 | 21109 | 4268.701 | 3184.694 | 3371.583 | 4949.148 | 6778.44 | 6333.532 | 6696.339 | 6747.596 | 4699.449 | 3864.755 | 2922.982 | 2407.781 | 0 | 0 | 492925 | 492925 | 56225 | 2020
Vintage1977 | natural gas combined cycle | TRUE | 7294.377.CA.CA | 377 | N | . | Grayson | City of Glendale - (CA) | 7294 | CA | PACC | WECC |  | 22 | 1 | Electric Utility | CA | NG | NG | LDWP | M | mcf | 0 | 0 | 0 | 0 | 0 | 0 | 0 | 0 | 0 | 0 | 0 | 0 | 0 | 0 | 0 | 0 | 0 | 0 | 0 | 0 | 0 | 0 | 0 | 0 | 0 | 0 | 0 | 0 | 0 | 0 | 0 | 0 | 0 | 0 | 0 | 0 | 0 | 0 | 0 | 0 | 0 | 0 | 0 | 0 | 0 | 0 | 0 | 0 | 0 | 0 | 0 | 0 | 0 | 0 | 0 | 0 | 0 | 0 | 0 | 0 | 0 | 0 | 0 | 0 | 59 | 170 | 92 | 115 | 51 | 1150 | 0 | 0 | 0 | 0 | 0 | 0 | 1637 | 2020
Vintage1977 | natural gas combined cycle | TRUE | 7294.377.CA.CT | 377 | N | . | Grayson | City of Glendale - (CA) | 7294 | CA | PACC | WECC |  | 22 | 1 | Electric Utility | CT | NG | NG | LDWP | M | mcf | 0 | 0 | 0 | 0 | 2642 | 6749 | 3266 | 4150 | 2306 | 43585 | 10 | 0 | 0 | 0 | 0 | 0 | 2642 | 6749 | 3266 | 4150 | 2306 | 43585 | 10 | 0 | 0 | 0 | 0 | 0 | 1.035 | 1.029 | 1.025 | 1.026 | 1.031 | 1.023 | 1.031 | 0 | 0 | 0 | 0 | 0 | 2734 | 6945 | 3348 | 4258 | 2377 | 44587 | 10 | 0 | 0 | 0 | 0 | 0 | 2734 | 6945 | 3348 | 4258 | 2377 | 44587 | 10 | 0 | 0 | 0 | 0 | 0 | 156 | 411 | 185 | 233 | 118 | 2591 | 0 | 0 | 62708 | 62708 | 64259 | 64259 | 3694 | 2020
Vintage2004 | natural gas peaker | TRUE | 7294.377.CA.GT | 377 | N | . | Grayson | City of Glendale - (CA) | 7294 | CA | PACC | WECC |  | 22 | 1 | Electric Utility | GT | NG | NG | LDWP | M | mcf | 10664 | 46973 | 11924 | 13393 | 7748 | 3044 | 5804 | 47676 | 26313 | 12284 | 4782 | 2811 | 10664 | 46973 | 11924 | 13393 | 7748 | 3044 | 5804 | 47676 | 26313 | 12284 | 4782 | 2811 | 1.042 | 1.045 | 1.046 | 1.041 | 1.041 | 1.025 | 1.026 | 1.026 | 1.033 | 1.034 | 1.039 | 1.045 | 11112 | 49087 | 12473 | 13942 | 8066 | 3120 | 5955 | 48916 | 27181 | 12702 | 4968 | 2937 | 11112 | 49087 | 12473 | 13942 | 8066 | 3120 | 5955 | 48916 | 27181 | 12702 | 4968 | 2937 | 1066 | 4303 | 1139 | 1340 | 748 | 306 | 581 | 4954 | 2717 | 1261 | 456 | 248 | 193416 | 193416 | 200459 | 200459 | 19119 | 2020
Vintage1964 | biomass | TRUE | 7294.377.CA.ST | 377 | N | . | Grayson | City of Glendale - (CA) | 7294 | CA | PACC | WECC |  | 22 | 1 | Electric Utility | ST | LFG | MLG | LDWP | M | mcf | 0 | 0 | 0 | 0 | 0 | 0 | 0 | 0 | 0 | 0 | 0 | 0 | 0 | 0 | 0 | 0 | 0 | 0 | 0 | 0 | 0 | 0 | 0 | 0 | 0 | 0 | 0 | 0 | 0 | 0 | 0 | 0 | 0 | 0 | 0 | 0 | 0 | 0 | 0 | 0 | 0 | 0 | 0 | 0 | 0 | 0 | 0 | 0 | 0 | 0 | 0 | 0 | 0 | 0 | 0 | 0 | 0 | 0 | 0 | 0 | 0 | 0 | 0 | 0 | 0 | 0 | 0 | 0 | 0 | 0 | 0 | 0 | 0 | 0 | 0 | 0 | 0 | 2020
Vintage1964 | natural gas steam turbine | TRUE | 7294.377.CA.ST | 377 | N | . | Grayson | City of Glendale - (CA) | 7294 | CA | PACC | WECC |  | 22 | 1 | Electric Utility | ST | NG | NG | LDWP | M | mcf | 0 | 0 | 0 | 2216 | 145510 | 166566 | 202077 | 208182 | 200416 | 162040 | 102458 | 32486 | 0 | 0 | 0 | 2216 | 145510 | 166566 | 202077 | 208182 | 200416 | 162040 | 102458 | 32486 | 0 | 0 | 0 | 1.044 | 1.036 | 1.026 | 1.024 | 1.026 | 1.033 | 1.03 | 1.038 | 1.046 | 0 | 0 | 0 | 2314 | 150748 | 170897 | 206927 | 213595 | 207030 | 166901 | 106351 | 33980 | 0 | 0 | 0 | 2314 | 150748 | 170897 | 206927 | 213595 | 207030 | 166901 | 106351 | 33980 | 0 | 0 | 0 | 157 | 10850 | 12274 | 15598 | 15916 | 15421 | 12436 | 8021 | 947 | 1221951 | 1221951 | 1258743 | 1258743 | 91620 | 2020
Vintage1920 | hydro | TRUE | 12647.378.MN.HY | 378 | N | . | Prairie River | ALLETE, Inc. | 12647 | MN | WNC | MRO |  | 22 | 1 | Electric Utility | HY | WAT | HYC | MISO | A |  | 0 | 0 | 0 | 0 | 0 | 0 | 0 | 0 | 0 | 0 | 0 | 0 | 0 | 0 | 0 | 0 | 0 | 0 | 0 | 0 | 0 | 0 | 0 | 0 | 0 | 0 | 0 | 0 | 0 | 0 | 0 | 0 | 0 | 0 | 0 | 0 | 2536 | 2299 | 1870 | 2484 | 1887 | 1999 | 1676 | 1320 | 826 | 925 | 1238 | 1271 | 2536 | 2299 | 1870 | 2484 | 1887 | 1999 | 1676 | 1320 | 826 | 925 | 1238 | 1271 | 289.212 | 262.181 | 213.282 | 283.297 | 215.292 | 228.056 | 191.12 | 150.605 | 94.269 | 105.529 | 141.158 | 144.999 | 0 | 0 | 20331 | 20331 | 2319 | 2020
Vintage1960 | hydro | TRUE | 16612.380.CA.HY | 380 | N | . | Dion R Holm | City & County of San Francisco | 16612 | CA | PACC | WECC |  | 22 | 1 | Electric Utility | HY | WAT | HYC | CISO | M |  | 0 | 0 | 0 | 0 | 0 | 0 | 0 | 0 | 0 | 0 | 0 | 0 | 0 | 0 | 0 | 0 | 0 | 0 | 0 | 0 | 0 | 0 | 0 | 0 | 0 | 0 | 0 | 0 | 0 | 0 | 0 | 0 | 0 | 0 | 0 | 0 | 158428 | 293782 | 432467 | 619985 | 930871 | 318365 | 221077 | 479862 | 311930 | 189823 | 198459 | 52085 | 158428 | 293782 | 432467 | 619985 | 930871 | 318365 | 221077 | 479862 | 311930 | 189823 | 198459 | 52085 | 18071 | 33510 | 49329 | 70718 | 106179 | 36314 | 25217 | 54735 | 35580 | 21652 | 22637 | 5941 | 0 | 0 | 4207134 | 4207134 | 479883 | 2020
Vintage1969 | hydro | TRUE | 16612.381.CA.HY | 381 | N | . | Moccasin | City & County of San Francisco | 16612 | CA | PACC | WECC |  | 22 | 1 | Electric Utility | HY | WAT | HYC | CISO | M |  | 0 | 0 | 0 | 0 | 0 | 0 | 0 | 0 | 0 | 0 | 0 | 0 | 0 | 0 | 0 | 0 | 0 | 0 | 0 | 0 | 0 | 0 | 0 | 0 | 0 | 0 | 0 | 0 | 0 | 0 | 0 | 0 | 0 | 0 | 0 | 0 | 52918 | 162154 | 249956 | 328657 | 359044 | 249658 | 248089 | 250079 | 209119 | 202719 | 185992 | 167897 | 52918 | 162154 | 249956 | 328657 | 359044 | 249658 | 248089 | 250079 | 209119 | 202719 | 185992 | 167897 | 6036 | 18496 | 28511 | 37488 | 40954 | 28477 | 28298 | 28525 | 23853 | 23123 | 21215 | 19151 | 0 | 0 | 2666282 | 2666282 | 304127 | 2020
Vintage1987 | hydro | TRUE | 16612.382.CA.HY | 382 | N | . | R C Kirkwood | City & County of San Francisco | 16612 | CA | PACC | WECC |  | 22 | 1 | Electric Utility | HY | WAT | HYC | CISO | M |  | 0 | 0 | 0 | 0 | 0 | 0 | 0 | 0 | 0 | 0 | 0 | 0 | 0 | 0 | 0 | 0 | 0 | 0 | 0 | 0 | 0 | 0 | 0 | 0 | 0 | 0 | 0 | 0 | 0 | 0 | 0 | 0 | 0 | 0 | 0 | 0 | 65603 | 179969 | 268796 | 451667 | 684492 | 303549 | 275827 | 266640 | 222568 | 217264 | 195092 | 180293 | 65603 | 179969 | 268796 | 451667 | 684492 | 303549 | 275827 | 266640 | 222568 | 217264 | 195092 | 180293 | 7483 | 20528 | 30660 | 51519 | 78076 | 34624 | 31462 | 30414 | 25387 | 24782 | 22253 | 20565 | 0 | 0 | 3311760 | 3311760 | 377753 | 2020
Vintage1966 | natural gas steam turbine | TRUE | 12384.384.IL.ST | 384 | N | . | Joliet 29 | Midwest Generations EME LLC | 12384 | IL | ENC | RFC |  | 22 | 2 | NAICS-22 Non-Cogen | ST | NG | NG | PJM | M | mcf | 720705 | 85976 | 0 | 0 | 235519 | 2463186 | 4742404 | 1649799 | 170019 | 290605 | 0 | 0 | 720705 | 85976 | 0 | 0 | 235519 | 2463186 | 4742404 | 1649799 | 170019 | 290605 | 0 | 0 | 1.04 | 1.04 | 0 | 0 | 0.984 | 1.025 | 1.041 | 1.042 | 1.036 | 1.05 | 0 | 0 | 749533 | 89415 | 0 | 0 | 231751 | 2524766 | 4936843 | 1719091 | 176140 | 305135 | 0 | 0 | 749533 | 89415 | 0 | 0 | 231751 | 2524766 | 4936843 | 1719091 | 176140 | 305135 | 0 | 0 | 76303 | 8926 | 0 | 0 | 24495 | 238298 | 492537 | 164060 | 16800 | 30852 | 0 | 0 | 10358213 | 10358213 | 10732674 | 10732674 | 1052271 | 2020
Vintage1966 | hard coal | TRUE | 12384.384.IL.ST | 384 | N | . | Joliet 29 | Midwest Generations EME LLC | 12384 | IL | ENC | RFC |  | 22 | 2 | NAICS-22 Non-Cogen | ST | SUB | COL | PJM | M | short tons | 0 | 0 | 0 | 0 | 0 | 0 | 0 | 0 | 0 | 0 | 0 | 0 | 0 | 0 | 0 | 0 | 0 | 0 | 0 | 0 | 0 | 0 | 0 | 0 | 0 | 0 | 0 | 0 | 0 | 0 | 0 | 0 | 0 | 0 | 0 | 0 | 0 | 0 | 0 | 0 | 0 | 0 | 0 | 0 | 0 | 0 | 0 | 0 | 0 | 0 | 0 | 0 | 0 | 0 | 0 | 0 | 0 | 0 | 0 | 0 | 0 | 0 | 0 | 0 | 0 | 0 | 0 | 0 | 0 | 0 | 0 | 0 | 0 | 0 | 0 | 0 | 0 | 2020
Vintage1953 | hydro | TRUE | 9216.385.CA.HY | 385 | N | . | Drop 2 (CA) | Imperial Irrigation District | 9216 | CA | PACC | WECC |  | 22 | 1 | Electric Utility | HY | WAT | HYC | IID | A |  | 0 | 0 | 0 | 0 | 0 | 0 | 0 | 0 | 0 | 0 | 0 | 0 | 0 | 0 | 0 | 0 | 0 | 0 | 0 | 0 | 0 | 0 | 0 | 0 | 0 | 0 | 0 | 0 | 0 | 0 | 0 | 0 | 0 | 0 | 0 | 0 | 27709 | 20673 | 21886 | 32126 | 44001 | 41113 | 43468 | 43800 | 30505 | 25087 | 18974 | 15629 | 27709 | 20673 | 21886 | 32126 | 44001 | 41113 | 43468 | 43800 | 30505 | 25087 | 18974 | 15629 | 3160.624 | 2358.005 | 2496.381 | 3664.438 | 5018.879 | 4689.461 | 4958.089 | 4996.041 | 3479.556 | 2861.534 | 2164.228 | 1782.764 | 0 | 0 | 364971 | 364971 | 41630 | 2020
Vintage1966 | hydro | TRUE | 9216.386.CA.HY | 386 | N | . | Drop 3 (CA) | Imperial Irrigation District | 9216 | CA | PACC | WECC |  | 22 | 1 | Electric Utility | HY | WAT | HYC | IID | A |  | 0 | 0 | 0 | 0 | 0 | 0 | 0 | 0 | 0 | 0 | 0 | 0 | 0 | 0 | 0 | 0 | 0 | 0 | 0 | 0 | 0 | 0 | 0 | 0 | 0 | 0 | 0 | 0 | 0 | 0 | 0 | 0 | 0 | 0 | 0 | 0 | 26741 | 19951 | 21121 | 31004 | 42464 | 39677 | 41949 | 42270 | 29440 | 24211 | 18311 | 15084 | 26741 | 19951 | 21121 | 31004 | 42464 | 39677 | 41949 | 42270 | 29440 | 24211 | 18311 | 15084 | 3050.231 | 2275.648 | 2409.19 | 3536.451 | 4843.586 | 4525.674 | 4784.92 | 4821.546 | 3358.027 | 2761.59 | 2088.639 | 1720.498 | 0 | 0 | 352223 | 352223 | 40176 | 2020
Vintage1950 | hydro | TRUE | 9216.387.CA.HY | 387 | N | . | Drop 4 | Imperial Irrigation District | 9216 | CA | PACC | WECC |  | 22 | 1 | Electric Utility | HY | WAT | HYC | IID | A |  | 0 | 0 | 0 | 0 | 0 | 0 | 0 | 0 | 0 | 0 | 0 | 0 | 0 | 0 | 0 | 0 | 0 | 0 | 0 | 0 | 0 | 0 | 0 | 0 | 0 | 0 | 0 | 0 | 0 | 0 | 0 | 0 | 0 | 0 | 0 | 0 | 52777 | 39375 | 41685 | 61190 | 83807 | 78306 | 82792 | 83426 | 58103 | 47783 | 36139 | 29769 | 52777 | 39375 | 41685 | 61190 | 83807 | 78306 | 82792 | 83426 | 58103 | 47783 | 36139 | 29769 | 6019.989 | 4491.255 | 4754.817 | 6979.597 | 9559.378 | 8931.942 | 9443.594 | 9515.88 | 6627.456 | 5450.318 | 4122.171 | 3395.603 | 0 | 0 | 695152 | 695152 | 79292 | 2020
Vintage1957 | hydro | TRUE | 9216.388.CA.HY | 388 | N | . | Pilot Knob | Imperial Irrigation District | 9216 | CA | PACC | WECC |  | 22 | 1 | Electric Utility | HY | WAT | HYC | IID | A |  | 0 | 0 | 0 | 0 | 0 | 0 | 0 | 0 | 0 | 0 | 0 | 0 | 0 | 0 | 0 | 0 | 0 | 0 | 0 | 0 | 0 | 0 | 0 | 0 | 0 | 0 | 0 | 0 | 0 | 0 | 0 | 0 | 0 | 0 | 0 | 0 | 11912 | 8887 | 9409 | 13811 | 18916 | 17675 | 18687 | 18830 | 13114 | 10785 | 8157 | 6719 | 11912 | 8887 | 9409 | 13811 | 18916 | 17675 | 18687 | 18830 | 13114 | 10785 | 8157 | 6719 | 1358.771 | 1013.721 | 1073.21 | 1575.365 | 2157.648 | 2016.029 | 2131.514 | 2147.83 | 1495.883 | 1230.192 | 930.415 | 766.422 | 0 | 0 | 156902 | 156902 | 17897 | 2020
Vintage2016 | other | TRUE | 9216.389.CA.BA | 389 | N | . | El Centro Hybrid | Imperial Irrigation District | 9216 | CA | PACC | WECC |  | 22 | 1 | Electric Utility | BA | MWH | OTH | IID | M | megawatthours | 778 | 967 | 918 | 761 | 583 | 444 | 617 | 598 | 619 | 669 | 610 | 680 | 778 | 967 | 918 | 761 | 583 | 444 | 617 | 598 | 619 | 669 | 610 | 680 | 0 | 0 | 0 | 0 | 0 | 0 | 0 | 0 | 0 | 0 | 0 | 0 | 0 | 0 | 0 | 0 | 0 | 0 | 0 | 0 | 0 | 0 | 0 | 0 | 0 | 0 | 0 | 0 | 0 | 0 | 0 | 0 | 0 | 0 | 0 | 0 | -318 | -314 | -332 | -309 | -184 | -166 | -318 | -321 | -302 | -298 | -275 | -268 | 8244 | 8244 | 0 | 0 | -3405 | 2020
Vintage2012 | petroleum | TRUE | 9216.389.CA.CA | 389 | N | . | El Centro Hybrid | Imperial Irrigation District | 9216 | CA | PACC | WECC |  | 22 | 1 | Electric Utility | CA | DFO | DFO | IID | M | barrels | 0 | 0 | 0 | 0 | 0 | 0 | 0 | 0 | 0 | 0 | 0 | 0 | 0 | 0 | 0 | 0 | 0 | 0 | 0 | 0 | 0 | 0 | 0 | 0 | 0 | 0 | 0 | 0 | 0 | 0 | 0 | 0 | 0 | 0 | 0 | 0 | 0 | 0 | 0 | 0 | 0 | 0 | 0 | 0 | 0 | 0 | 0 | 0 | 0 | 0 | 0 | 0 | 0 | 0 | 0 | 0 | 0 | 0 | 0 | 0 | 0 | 0 | 0 | 0 | 0 | 0 | 0 | 0 | 0 | 0 | 0 | 0 | 0 | 0 | 0 | 0 | 0 | 2020
Vintage2012 | natural gas combined cycle | TRUE | 9216.389.CA.CA | 389 | N | . | El Centro Hybrid | Imperial Irrigation District | 9216 | CA | PACC | WECC |  | 22 | 1 | Electric Utility | CA | NG | NG | IID | M | mcf | 0 | 0 | 0 | 0 | 0 | 0 | 0 | 0 | 0 | 189238 | 0 | 0 | 0 | 0 | 0 | 0 | 0 | 0 | 0 | 0 | 0 | 189238 | 0 | 0 | 0 | 0 | 0 | 0 | 0 | 0 | 0 | 0 | 0 | 1.023 | 0 | 0 | 0 | 0 | 0 | 0 | 0 | 0 | 0 | 0 | 0 | 193590 | 0 | 0 | 0 | 0 | 0 | 0 | 0 | 0 | 0 | 0 | 0 | 193590 | 0 | 0 | 8414 | 9941 | 535 | 2824 | 9291 | 22786 | 33565 | 42160 | 27753 | 19355 | 12321 | 165 | 189238 | 189238 | 193590 | 193590 | 189110 | 2020
Vintage2012 | petroleum | TRUE | 9216.389.CA.CT | 389 | N | . | El Centro Hybrid | Imperial Irrigation District | 9216 | CA | PACC | WECC |  | 22 | 1 | Electric Utility | CT | DFO | DFO | IID | M | barrels | 0 | 0 | 0 | 0 | 0 | 0 | 0 | 0 | 0 | 0 | 0 | 0 | 0 | 0 | 0 | 0 | 0 | 0 | 0 | 0 | 0 | 0 | 0 | 0 | 0 | 0 | 0 | 0 | 0 | 0 | 0 | 0 | 0 | 0 | 0 | 0 | 0 | 0 | 0 | 0 | 0 | 0 | 0 | 0 | 0 | 0 | 0 | 0 | 0 | 0 | 0 | 0 | 0 | 0 | 0 | 0 | 0 | 0 | 0 | 0 | 0 | 0 | 0 | 0 | 0 | 0 | 0 | 0 | 0 | 0 | 0 | 0 | 0 | 0 | 0 | 0 | 0 | 2020
Vintage2012 | natural gas combined cycle | TRUE | 9216.389.CA.CT | 389 | N | . | El Centro Hybrid | Imperial Irrigation District | 9216 | CA | PACC | WECC |  | 22 | 1 | Electric Utility | CT | NG | NG | IID | M | mcf | 206781 | 247841 | 16360 | 81195 | 252372 | 546937 | 873969 | 1090147 | 666069 | 259056 | 302791 | 8512 | 206781 | 247841 | 16360 | 81195 | 252372 | 546937 | 873969 | 1090147 | 666069 | 259056 | 302791 | 8512 | 1.032 | 1.031 | 1.025 | 1.035 | 0.995 | 1.028 | 1.017 | 1.017 | 1.02 | 1.015 | 1.017 | 1.016 | 213398 | 255524 | 16769 | 84037 | 251110 | 562251 | 888826 | 1108679 | 679390 | 262942 | 307938 | 8648 | 213398 | 255524 | 16769 | 84037 | 251110 | 562251 | 888826 | 1108679 | 679390 | 262942 | 307938 | 8648 | 17459 | 21065 | 1249 | 7185 | 23063 | 47501 | 73811 | 92706 | 56300 | 39536 | 26716 | 497 | 4552030 | 4552030 | 4639512 | 4639512 | 407088 | 2020
Vintage1968 | natural gas steam turbine | TRUE | 9216.389.CA.ST | 389 | N | . | El Centro Hybrid | Imperial Irrigation District | 9216 | CA | PACC | WECC |  | 22 | 1 | Electric Utility | ST | NG | NG | IID | M | mcf | 0 | 0 | 57583 | 0 | 31368 | 34626 | 64324 | 188159 | 52101 | 85435 | 0 | 0 | 0 | 0 | 57583 | 0 | 31368 | 34626 | 64324 | 188159 | 52101 | 85435 | 0 | 0 | 0 | 0 | 1.033 | 0 | 1.029 | 1.024 | 1.016 | 1.018 | 1.016 | 1.015 | 0 | 0 | 0 | 0 | 59483 | 0 | 32278 | 35457 | 65353 | 191546 | 52935 | 86717 | 0 | 0 | 0 | 0 | 59483 | 0 | 32278 | 35457 | 65353 | 191546 | 52935 | 86717 | 0 | 0 | -66 | -63 | 4807 | -77 | 2440 | 2811 | 5095 | 14957 | 4057 | 6764 | -69 | -59 | 513596 | 513596 | 523769 | 523769 | 40597 | 2020
Vintage1968 | petroleum | TRUE | 9216.389.CA.ST | 389 | N | . | El Centro Hybrid | Imperial Irrigation District | 9216 | CA | PACC | WECC |  | 22 | 1 | Electric Utility | ST | RFO | RFO | IID | M | barrels | 0 | 0 | 0 | 0 | 0 | 0 | 0 | 0 | 0 | 0 | 0 | 0 | 0 | 0 | 0 | 0 | 0 | 0 | 0 | 0 | 0 | 0 | 0 | 0 | 0 | 0 | 0 | 0 | 0 | 0 | 0 | 0 | 0 | 0 | 0 | 0 | 0 | 0 | 0 | 0 | 0 | 0 | 0 | 0 | 0 | 0 | 0 | 0 | 0 | 0 | 0 | 0 | 0 | 0 | 0 | 0 | 0 | 0 | 0 | 0 | 0 | 0 | 0 | 0 | 0 | 0 | 0 | 0 | 0 | 0 | 0 | 0 | 0 | 0 | 0 | 0 | 0 | 2020
Vintage1982 | hydro | TRUE | 4329.390.AK.HY | 390 | N | . | Solomon Gulch | Copper Valley Elec Assn, Inc | 4329 | AK | PACN |  |  | 22 | 1 | Electric Utility | HY | WAT | HYC |  | A |  | 0 | 0 | 0 | 0 | 0 | 0 | 0 | 0 | 0 | 0 | 0 | 0 | 0 | 0 | 0 | 0 | 0 | 0 | 0 | 0 | 0 | 0 | 0 | 0 | 0 | 0 | 0 | 0 | 0 | 0 | 0 | 0 | 0 | 0 | 0 | 0 | 25092 | 26202 | 22986 | 21243 | 31162 | 30356 | 28570 | 24205 | 19393 | 19287 | 22194 | 23084 | 25092 | 26202 | 22986 | 21243 | 31162 | 30356 | 28570 | 24205 | 19393 | 19287 | 22194 | 23084 | 2862.068 | 2988.67 | 2621.915 | 2423.1 | 3554.48 | 3462.514 | 3258.768 | 2760.915 | 2212.042 | 2199.934 | 2531.559 | 2633.035 | 0 | 0 | 293774 | 293774 | 33509 | 2020
Vintage1925 | hydro | TRUE | 11208.391.CA.HY | 391 | N | . | Big Pine Creek | Los Angeles Department of Water & Power | 11208 | CA | PACC | WECC |  | 22 | 1 | Electric Utility | HY | WAT | HYC | LDWP | A |  | 0 | 0 | 0 | 0 | 0 | 0 | 0 | 0 | 0 | 0 | 0 | 0 | 0 | 0 | 0 | 0 | 0 | 0 | 0 | 0 | 0 | 0 | 0 | 0 | 0 | 0 | 0 | 0 | 0 | 0 | 0 | 0 | 0 | 0 | 0 | 0 | 6142 | 4582 | 4851 | 7121 | 9753 | 9113 | 9635 | 9709 | 6762 | 5561 | 4206 | 3465 | 6142 | 4582 | 4851 | 7121 | 9753 | 9113 | 9635 | 9709 | 6762 | 5561 | 4206 | 3465 | 700.607 | 522.692 | 553.365 | 812.285 | 1112.52 | 1039.499 | 1099.045 | 1107.458 | 771.303 | 634.308 | 479.738 | 395.18 | 0 | 0 | 80900 | 80900 | 9228 | 2020
Vintage1972 | hydro | TRUE | 11208.392.CA.HY | 392 | N | . | Castaic | Los Angeles Department of Water & Power | 11208 | CA | PACC | WECC |  | 22 | 1 | Electric Utility | HY | WAT | HYC | LDWP | M |  | 0 | 0 | 0 | 0 | 0 | 0 | 0 | 0 | 0 | 0 | 0 | 0 | 0 | 0 | 0 | 0 | 0 | 0 | 0 | 0 | 0 | 0 | 0 | 0 | 0 | 0 | 0 | 0 | 0 | 0 | 0 | 0 | 0 | 0 | 0 | 0 | 0 | 0 | 0 | 0 | 0 | 0 | 0 | 0 | 0 | 0 | 0 | 0 | 0 | 0 | 0 | 0 | 0 | 0 | 0 | 0 | 0 | 0 | 0 | 0 | 0 | 0 | 0 | 0 | 0 | 0 | 0 | 0 | 0 | 0 | 0 | 0 | 0 | 0 | 0 | 0 | 0 | 2020
Vintage1978 | other | TRUE | 11208.392.CA.PS | 392 | N | . | Castaic | Los Angeles Department of Water & Power | 11208 | CA | PACC | WECC |  | 22 | 1 | Electric Utility | PS | WAT | HPS | LDWP | M | megawatthours | 5735 | 13735 | 28385 | 26242 | 41969 | 14007 | 10748 | 25866 | 23027 | 11295 | 26783 | 10820 | 5735 | 13735 | 28385 | 26242 | 41969 | 14007 | 10748 | 25866 | 23027 | 11295 | 26783 | 10820 | 0 | 0 | 0 | 0 | 0 | 0 | 0 | 0 | 0 | 0 | 0 | 0 | 0 | 0 | 0 | 0 | 0 | 0 | 0 | 0 | 0 | 0 | 0 | 0 | 0 | 0 | 0 | 0 | 0 | 0 | 0 | 0 | 0 | 0 | 0 | 0 | 12820 | 26763 | 36273 | 15107 | 28703 | 30113 | 25449 | 17141 | 19821 | 14758 | 7298 | 40027 | 238612 | 238612 | 0 | 0 | 274273 | 2020
Vintage1952 | hydro | TRUE | 11208.393.CA.HY | 393 | N | . | Control Gorge | Los Angeles Department of Water & Power | 11208 | CA | PACC | WECC |  | 22 | 1 | Electric Utility | HY | WAT | HYC | LDWP | A |  | 0 | 0 | 0 | 0 | 0 | 0 | 0 | 0 | 0 | 0 | 0 | 0 | 0 | 0 | 0 | 0 | 0 | 0 | 0 | 0 | 0 | 0 | 0 | 0 | 0 | 0 | 0 | 0 | 0 | 0 | 0 | 0 | 0 | 0 | 0 | 0 | 31007 | 23133 | 24490 | 35949 | 49237 | 46005 | 48640 | 49013 | 34135 | 28072 | 21232 | 17489 | 31007 | 23133 | 24490 | 35949 | 49237 | 46005 | 48640 | 49013 | 34135 | 28072 | 21232 | 17489 | 3536.739 | 2638.609 | 2793.452 | 4100.509 | 5616.129 | 5247.51 | 5548.106 | 5590.573 | 3893.626 | 3202.059 | 2421.773 | 1994.915 | 0 | 0 | 408402 | 408402 | 46584 | 2020
Vintage1909 | hydro | TRUE | 11208.394.CA.HY | 394 | N | . | Cottonwood | Los Angeles Department of Water & Power | 11208 | CA | PACC | WECC |  | 22 | 1 | Electric Utility | HY | WAT | HYC | LDWP | A |  | 0 | 0 | 0 | 0 | 0 | 0 | 0 | 0 | 0 | 0 | 0 | 0 | 0 | 0 | 0 | 0 | 0 | 0 | 0 | 0 | 0 | 0 | 0 | 0 | 0 | 0 | 0 | 0 | 0 | 0 | 0 | 0 | 0 | 0 | 0 | 0 | 130 | 97 | 103 | 150 | 206 | 193 | 204 | 205 | 143 | 118 | 89 | 73 | 130 | 97 | 103 | 150 | 206 | 193 | 204 | 205 | 143 | 118 | 89 | 73 | 14.804 | 11.045 | 11.693 | 17.165 | 23.509 | 21.966 | 23.224 | 23.402 | 16.299 | 13.404 | 10.138 | 8.351 | 0 | 0 | 1711 | 1711 | 195 | 2020
Vintage1971 | hydro | TRUE | 11208.396.CA.HY | 396 | N | . | Foothill | Los Angeles Department of Water & Power | 11208 | CA | PACC | WECC |  | 22 | 1 | Electric Utility | HY | WAT | HYC | LDWP | A |  | 0 | 0 | 0 | 0 | 0 | 0 | 0 | 0 | 0 | 0 | 0 | 0 | 0 | 0 | 0 | 0 | 0 | 0 | 0 | 0 | 0 | 0 | 0 | 0 | 0 | 0 | 0 | 0 | 0 | 0 | 0 | 0 | 0 | 0 | 0 | 0 | 11 | 8 | 8 | 12 | 17 | 16 | 17 | 17 | 12 | 10 | 7 | 6 | 11 | 8 | 8 | 12 | 17 | 16 | 17 | 17 | 12 | 10 | 7 | 6 | 1.216 | 0.906 | 0.959 | 1.408 | 1.929 | 1.802 | 1.906 | 1.92 | 1.337 | 1.1 | 0.832 | 0.685 | 0 | 0 | 141 | 141 | 16 | 2020
Vintage1921 | hydro | TRUE | 11208.397.CA.HY | 397 | N | . | Franklin (CA) | Los Angeles Department of Water & Power | 11208 | CA | PACC | WECC |  | 22 | 1 | Electric Utility | HY | WAT | HYC | LDWP | A |  | 0 | 0 | 0 | 0 | 0 | 0 | 0 | 0 | 0 | 0 | 0 | 0 | 0 | 0 | 0 | 0 | 0 | 0 | 0 | 0 | 0 | 0 | 0 | 0 | 0 | 0 | 0 | 0 | 0 | 0 | 0 | 0 | 0 | 0 | 0 | 0 | 0 | 0 | 0 | 0 | 0 | 0 | 0 | 0 | 0 | 0 | 0 | 0 | 0 | 0 | 0 | 0 | 0 | 0 | 0 | 0 | 0 | 0 | 0 | 0 | 0 | 0 | 0 | 0 | 0 | 0 | 0 | 0 | 0 | 0 | 0 | 0 | 0 | 0 | 0 | 0 | 0 | 2020
Vintage1927 | hydro | TRUE | 11208.398.CA.HY | 398 | N | . | Haiwee | Los Angeles Department of Water & Power | 11208 | CA | PACC | WECC |  | 22 | 1 | Electric Utility | HY | WAT | HYC | LDWP | A |  | 0 | 0 | 0 | 0 | 0 | 0 | 0 | 0 | 0 | 0 | 0 | 0 | 0 | 0 | 0 | 0 | 0 | 0 | 0 | 0 | 0 | 0 | 0 | 0 | 0 | 0 | 0 | 0 | 0 | 0 | 0 | 0 | 0 | 0 | 0 | 0 | 0 | 0 | 0 | 0 | 0 | 0 | 0 | 0 | 0 | 0 | 0 | 0 | 0 | 0 | 0 | 0 | 0 | 0 | 0 | 0 | 0 | 0 | 0 | 0 | 0 | 0 | 0 | 0 | 0 | 0 | 0 | 0 | 0 | 0 | 0 | 0 | 0 | 0 | 0 | 0 | 0 | 2020
Vintage1995 | petroleum | TRUE | 11208.399.CA.CA | 399 | N | . | Harbor | Los Angeles Department of Water & Power | 11208 | CA | PACC | WECC |  | 22 | 1 | Electric Utility | CA | DFO | DFO | LDWP | M | barrels | 0 | 0 | 0 | 0 | 0 | 0 | 0 | 0 | 0 | 0 | 0 | 0 | 0 | 0 | 0 | 0 | 0 | 0 | 0 | 0 | 0 | 0 | 0 | 0 | 0 | 0 | 0 | 0 | 0 | 0 | 0 | 0 | 0 | 0 | 0 | 0 | 0 | 0 | 0 | 0 | 0 | 0 | 0 | 0 | 0 | 0 | 0 | 0 | 0 | 0 | 0 | 0 | 0 | 0 | 0 | 0 | 0 | 0 | 0 | 0 | 0 | 0 | 0 | 0 | 0 | 0 | 0 | 0 | 0 | 0 | 0 | 0 | 0 | 0 | 0 | 0 | 0 | 2020
Vintage1995 | natural gas combined cycle | TRUE | 11208.399.CA.CA | 399 | N | . | Harbor | Los Angeles Department of Water & Power | 11208 | CA | PACC | WECC |  | 22 | 1 | Electric Utility | CA | NG | NG | LDWP | M | mcf | 0 | 0 | 0 | 0 | 0 | 0 | 0 | 0 | 0 | 0 | 0 | 0 | 0 | 0 | 0 | 0 | 0 | 0 | 0 | 0 | 0 | 0 | 0 | 0 | 0 | 0 | 0 | 0 | 0 | 0 | 0 | 0 | 0 | 0 | 0 | 0 | 0 | 0 | 0 | 0 | 0 | 0 | 0 | 0 | 0 | 0 | 0 | 0 | 0 | 0 | 0 | 0 | 0 | 0 | 0 | 0 | 0 | 0 | 0 | 0 | 251 | -175 | 193 | -188 | 276 | 254 | 123 | 1892 | 1205 | 212 | -76 | -202 | 0 | 0 | 0 | 0 | 3765 | 2020
Vintage1995 | biomass | TRUE | 11208.399.CA.CA | 399 | N | . | Harbor | Los Angeles Department of Water & Power | 11208 | CA | PACC | WECC |  | 22 | 1 | Electric Utility | CA | OBG | ORW | LDWP | M | Mcf | 0 | 0 | 0 | 0 | 0 | 0 | 0 | 0 | 0 | 0 | 0 | 0 | 0 | 0 | 0 | 0 | 0 | 0 | 0 | 0 | 0 | 0 | 0 | 0 | 0 | 0 | 0 | 0 | 0 | 0 | 0 | 0 | 0 | 0 | 0 | 0 | 0 | 0 | 0 | 0 | 0 | 0 | 0 | 0 | 0 | 0 | 0 | 0 | 0 | 0 | 0 | 0 | 0 | 0 | 0 | 0 | 0 | 0 | 0 | 0 | 0 | 0 | 0 | 0 | 0 | 0 | 0 | 0 | 0 | 0 | 0 | 0 | 0 | 0 | 0 | 0 | 0 | 2020
Vintage1995 | petroleum | TRUE | 11208.399.CA.CT | 399 | N | . | Harbor | Los Angeles Department of Water & Power | 11208 | CA | PACC | WECC |  | 22 | 1 | Electric Utility | CT | DFO | DFO | LDWP | M | barrels | 0 | 0 | 0 | 0 | 0 | 0 | 0 | 0 | 0 | 0 | 0 | 0 | 0 | 0 | 0 | 0 | 0 | 0 | 0 | 0 | 0 | 0 | 0 | 0 | 0 | 0 | 0 | 0 | 0 | 0 | 0 | 0 | 0 | 0 | 0 | 0 | 0 | 0 | 0 | 0 | 0 | 0 | 0 | 0 | 0 | 0 | 0 | 0 | 0 | 0 | 0 | 0 | 0 | 0 | 0 | 0 | 0 | 0 | 0 | 0 | 0 | 0 | 0 | 0 | 0 | 0 | 0 | 0 | 0 | 0 | 0 | 0 | 0 | 0 | 0 | 0 | 0 | 2020
Vintage1995 | natural gas combined cycle | TRUE | 11208.399.CA.CT | 399 | N | . | Harbor | Los Angeles Department of Water & Power | 11208 | CA | PACC | WECC |  | 22 | 1 | Electric Utility | CT | NG | NG | LDWP | M | mcf | 15830 | 3189 | 15669 | 1280 | 19019 | 18582 | 16508 | 85949 | 58703 | 17266 | 3432 | 1699 | 15830 | 3189 | 15669 | 1280 | 19019 | 18582 | 16508 | 85949 | 58703 | 17266 | 3432 | 1699 | 1.039 | 1.041 | 1.04 | 1.039 | 1.032 | 1.025 | 1.021 | 1.022 | 1.026 | 1.022 | 1.029 | 1.035 | 16447 | 3320 | 16296 | 1330 | 19628 | 19047 | 16855 | 87840 | 60229 | 17646 | 3532 | 1758 | 16447 | 3320 | 16296 | 1330 | 19628 | 19047 | 16855 | 87840 | 60229 | 17646 | 3532 | 1758 | 184 | -826 | 178 | -1000 | 414 | 486 | 268 | 5858 | 3700 | 700 | -420 | -978 | 257126 | 257126 | 263928 | 263928 | 8564 | 2020
Vintage1995 | biomass | TRUE | 11208.399.CA.CT | 399 | N | . | Harbor | Los Angeles Department of Water & Power | 11208 | CA | PACC | WECC |  | 22 | 1 | Electric Utility | CT | OBG | ORW | LDWP | M | Mcf | 0 | 0 | 0 | 0 | 0 | 0 | 0 | 0 | 0 | 0 | 0 | 0 | 0 | 0 | 0 | 0 | 0 | 0 | 0 | 0 | 0 | 0 | 0 | 0 | 0 | 0 | 0 | 0 | 0 | 0 | 0 | 0 | 0 | 0 | 0 | 0 | 0 | 0 | 0 | 0 | 0 | 0 | 0 | 0 | 0 | 0 | 0 | 0 | 0 | 0 | 0 | 0 | 0 | 0 | 0 | 0 | 0 | 0 | 0 | 0 | 0 | 0 | 0 | 0 | 0 | 0 | 0 | 0 | 0 | 0 | 0 | 0 | 0 | 0 | 0 | 0 | 0 | 2020
Vintage2002 | petroleum | TRUE | 11208.399.CA.GT | 399 | N | . | Harbor | Los Angeles Department of Water & Power | 11208 | CA | PACC | WECC |  | 22 | 1 | Electric Utility | GT | DFO | DFO | LDWP | M | barrels | 0 | 0 | 0 | 0 | 0 | 0 | 0 | 0 | 0 | 0 | 0 | 0 | 0 | 0 | 0 | 0 | 0 | 0 | 0 | 0 | 0 | 0 | 0 | 0 | 0 | 0 | 0 | 0 | 0 | 0 | 0 | 0 | 0 | 0 | 0 | 0 | 0 | 0 | 0 | 0 | 0 | 0 | 0 | 0 | 0 | 0 | 0 | 0 | 0 | 0 | 0 | 0 | 0 | 0 | 0 | 0 | 0 | 0 | 0 | 0 | 0 | 0 | 0 | 0 | 0 | 0 | 0 | 0 | 0 | 0 | 0 | 0 | 0 | 0 | 0 | 0 | 0 | 2020
Vintage2002 | natural gas peaker | TRUE | 11208.399.CA.GT | 399 | N | . | Harbor | Los Angeles Department of Water & Power | 11208 | CA | PACC | WECC |  | 22 | 1 | Electric Utility | GT | NG | NG | LDWP | M | mcf | 8146 | 67590 | 25261 | 4031 | 22607 | 34844 | 55255 | 114131 | 87327 | 40982 | 16077 | 2256 | 8146 | 67590 | 25261 | 4031 | 22607 | 34844 | 55255 | 114131 | 87327 | 40982 | 16077 | 2256 | 1.039 | 1.041 | 1.04 | 1.039 | 1.032 | 1.025 | 1.021 | 1.022 | 1.026 | 1.022 | 1.029 | 1.035 | 8464 | 70361 | 26271 | 4188 | 23330 | 35715 | 56415 | 116642 | 89598 | 41884 | 16543 | 2335 | 8464 | 70361 | 26271 | 4188 | 23330 | 35715 | 56415 | 116642 | 89598 | 41884 | 16543 | 2335 | 609 | 6946 | 2432 | 223 | 2218 | 3265 | 5406 | 11162 | 8791 | 3733 | 1394 | 19 | 478507 | 478507 | 491746 | 491746 | 46198 | 2020
Vintage2002 | biomass | TRUE | 11208.399.CA.GT | 399 | N | . | Harbor | Los Angeles Department of Water & Power | 11208 | CA | PACC | WECC |  | 22 | 1 | Electric Utility | GT | OBG | ORW | LDWP | M | Mcf | 0 | 0 | 0 | 0 | 0 | 0 | 0 | 0 | 0 | 0 | 0 | 0 | 0 | 0 | 0 | 0 | 0 | 0 | 0 | 0 | 0 | 0 | 0 | 0 | 0 | 0 | 0 | 0 | 0 | 0 | 0 | 0 | 0 | 0 | 0 | 0 | 0 | 0 | 0 | 0 | 0 | 0 | 0 | 0 | 0 | 0 | 0 | 0 | 0 | 0 | 0 | 0 | 0 | 0 | 0 | 0 | 0 | 0 | 0 | 0 | 0 | 0 | 0 | 0 | 0 | 0 | 0 | 0 | 0 | 0 | 0 | 0 | 0 | 0 | 0 | 0 | 0 | 2020
Vintage2005 | petroleum | TRUE | 11208.400.CA.CA | 400 | N | . | Haynes | Los Angeles Department of Water & Power | 11208 | CA | PACC | WECC |  | 22 | 1 | Electric Utility | CA | DFO | DFO | LDWP | M | barrels | 0 | 0 | 0 | 0 | 0 | 0 | 0 | 0 | 0 | 0 | 0 | 0 | 0 | 0 | 0 | 0 | 0 | 0 | 0 | 0 | 0 | 0 | 0 | 0 | 0 | 0 | 0 | 0 | 0 | 0 | 0 | 0 | 0 | 0 | 0 | 0 | 0 | 0 | 0 | 0 | 0 | 0 | 0 | 0 | 0 | 0 | 0 | 0 | 0 | 0 | 0 | 0 | 0 | 0 | 0 | 0 | 0 | 0 | 0 | 0 | 0 | 0 | 0 | 0 | 0 | 0 | 0 | 0 | 0 | 0 | 0 | 0 | 0 | 0 | 0 | 0 | 0 | 2020
Vintage2005 | natural gas combined cycle | TRUE | 11208.400.CA.CA | 400 | N | . | Haynes | Los Angeles Department of Water & Power | 11208 | CA | PACC | WECC |  | 22 | 1 | Electric Utility | CA | NG | NG | LDWP | M | mcf | 0 | 0 | 0 | 0 | 0 | 0 | 0 | 0 | 0 | 0 | 0 | 0 | 0 | 0 | 0 | 0 | 0 | 0 | 0 | 0 | 0 | 0 | 0 | 0 | 0 | 0 | 0 | 0 | 0 | 0 | 0 | 0 | 0 | 0 | 0 | 0 | 0 | 0 | 0 | 0 | 0 | 0 | 0 | 0 | 0 | 0 | 0 | 0 | 0 | 0 | 0 | 0 | 0 | 0 | 0 | 0 | 0 | 0 | 0 | 0 | 118220 | 115496 | 76009 | 56282 | 75123 | 68504 | 104149 | 118020 | 101632 | 111341 | 102684 | 88137 | 0 | 0 | 0 | 0 | 1135597 | 2020
Vintage2005 | biomass | TRUE | 11208.400.CA.CA | 400 | N | . | Haynes | Los Angeles Department of Water & Power | 11208 | CA | PACC | WECC |  | 22 | 1 | Electric Utility | CA | OBG | ORW | LDWP | M | Mcf | 0 | 0 | 0 | 0 | 0 | 0 | 0 | 0 | 0 | 0 | 0 | 0 | 0 | 0 | 0 | 0 | 0 | 0 | 0 | 0 | 0 | 0 | 0 | 0 | 0 | 0 | 0 | 0 | 0 | 0 | 0 | 0 | 0 | 0 | 0 | 0 | 0 | 0 | 0 | 0 | 0 | 0 | 0 | 0 | 0 | 0 | 0 | 0 | 0 | 0 | 0 | 0 | 0 | 0 | 0 | 0 | 0 | 0 | 0 | 0 | 0 | 0 | 0 | 0 | 0 | 0 | 0 | 0 | 0 | 0 | 0 | 0 | 0 | 0 | 0 | 0 | 0 | 2020
Vintage2005 | petroleum | TRUE | 11208.400.CA.CT | 400 | N | . | Haynes | Los Angeles Department of Water & Power | 11208 | CA | PACC | WECC |  | 22 | 1 | Electric Utility | CT | DFO | DFO | LDWP | M | barrels | 0 | 0 | 0 | 0 | 0 | 0 | 0 | 0 | 0 | 0 | 0 | 0 | 0 | 0 | 0 | 0 | 0 | 0 | 0 | 0 | 0 | 0 | 0 | 0 | 0 | 0 | 0 | 0 | 0 | 0 | 0 | 0 | 0 | 0 | 0 | 0 | 0 | 0 | 0 | 0 | 0 | 0 | 0 | 0 | 0 | 0 | 0 | 0 | 0 | 0 | 0 | 0 | 0 | 0 | 0 | 0 | 0 | 0 | 0 | 0 | 0 | 0 | 0 | 0 | 0 | 0 | 0 | 0 | 0 | 0 | 0 | 0 | 0 | 0 | 0 | 0 | 0 | 2020
Vintage2005 | natural gas combined cycle | TRUE | 11208.400.CA.CT | 400 | N | . | Haynes | Los Angeles Department of Water & Power | 11208 | CA | PACC | WECC |  | 22 | 1 | Electric Utility | CT | NG | NG | LDWP | M | mcf | 2213899 | 2136436 | 1459088 | 1091355 | 1412057 | 1304449 | 1931202 | 2195059 | 1896732 | 2090302 | 1956087 | 1670510 | 2213899 | 2136436 | 1459088 | 1091355 | 1412057 | 1304449 | 1931202 | 2195059 | 1896732 | 2090302 | 1956087 | 1670510 | 1.039 | 1.037 | 1.034 | 1.036 | 1.033 | 1.02 | 1.019 | 1.02 | 1.023 | 1.019 | 1.024 | 1.042 | 2300241 | 2215484 | 1508697 | 1130644 | 1458655 | 1330538 | 1967895 | 2238960 | 1940357 | 2130018 | 2003033 | 1740671 | 2300241 | 2215484 | 1508697 | 1130644 | 1458655 | 1330538 | 1967895 | 2238960 | 1940357 | 2130018 | 2003033 | 1740671 | 208218 | 198216 | 128293 | 99651 | 127194 | 117933 | 171533 | 196553 | 173310 | 191475 | 181410 | 154959 | 21357176 | 21357176 | 21965193 | 21965193 | 1948745 | 2020
Vintage2005 | biomass | TRUE | 11208.400.CA.CT | 400 | N | . | Haynes | Los Angeles Department of Water & Power | 11208 | CA | PACC | WECC |  | 22 | 1 | Electric Utility | CT | OBG | ORW | LDWP | M | Mcf | 0 | 0 | 0 | 0 | 0 | 0 | 0 | 0 | 0 | 0 | 0 | 0 | 0 | 0 | 0 | 0 | 0 | 0 | 0 | 0 | 0 | 0 | 0 | 0 | 0 | 0 | 0 | 0 | 0 | 0 | 0 | 0 | 0 | 0 | 0 | 0 | 0 | 0 | 0 | 0 | 0 | 0 | 0 | 0 | 0 | 0 | 0 | 0 | 0 | 0 | 0 | 0 | 0 | 0 | 0 | 0 | 0 | 0 | 0 | 0 | 0 | 0 | 0 | 0 | 0 | 0 | 0 | 0 | 0 | 0 | 0 | 0 | 0 | 0 | 0 | 0 | 0 | 2020
Vintage2013 | natural gas peaker | TRUE | 11208.400.CA.GT | 400 | N | . | Haynes | Los Angeles Department of Water & Power | 11208 | CA | PACC | WECC |  | 22 | 1 | Electric Utility | GT | NG | NG | LDWP | M | mcf | 637868 | 528731 | 245755 | 134245 | 265141 | 303889 | 362361 | 440117 | 321814 | 326536 | 98434 | 23268 | 637868 | 528731 | 245755 | 134245 | 265141 | 303889 | 362361 | 440117 | 321814 | 326536 | 98434 | 23268 | 1.039 | 1.037 | 1.034 | 1.036 | 1.033 | 1.02 | 1.019 | 1.02 | 1.023 | 1.019 | 1.024 | 1.042 | 662745 | 548294 | 254111 | 139078 | 273891 | 309967 | 369246 | 448919 | 329216 | 332740 | 100796 | 24245 | 662745 | 548294 | 254111 | 139078 | 273891 | 309967 | 369246 | 448919 | 329216 | 332740 | 100796 | 24245 | 71802 | 59360 | 26595 | 14163 | 28515 | 32747 | 38908 | 47452 | 34616 | 36055 | 9636 | 1237 | 3688159 | 3688159 | 3793248 | 3793248 | 401086 | 2020
Vintage2013 | biomass | TRUE | 11208.400.CA.GT | 400 | N | . | Haynes | Los Angeles Department of Water & Power | 11208 | CA | PACC | WECC |  | 22 | 1 | Electric Utility | GT | OBG | ORW | LDWP | M | Mcf | 0 | 0 | 0 | 0 | 0 | 0 | 0 | 0 | 0 | 0 | 0 | 0 | 0 | 0 | 0 | 0 | 0 | 0 | 0 | 0 | 0 | 0 | 0 | 0 | 0 | 0 | 0 | 0 | 0 | 0 | 0 | 0 | 0 | 0 | 0 | 0 | 0 | 0 | 0 | 0 | 0 | 0 | 0 | 0 | 0 | 0 | 0 | 0 | 0 | 0 | 0 | 0 | 0 | 0 | 0 | 0 | 0 | 0 | 0 | 0 | 0 | 0 | 0 | 0 | 0 | 0 | 0 | 0 | 0 | 0 | 0 | 0 | 0 | 0 | 0 | 0 | 0 | 2020
Vintage1963 | natural gas steam turbine | TRUE | 11208.400.CA.ST | 400 | N | . | Haynes | Los Angeles Department of Water & Power | 11208 | CA | PACC | WECC |  | 22 | 1 | Electric Utility | ST | NG | NG | LDWP | M | mcf | 57454 | 0 | 0 | 465050 | 27354 | 43556 | 125923 | 316828 | 903685 | 235995 | 47010 | 15689 | 57454 | 0 | 0 | 465050 | 27354 | 43556 | 125923 | 316828 | 903685 | 235995 | 47010 | 15689 | 1.039 | 0 | 0 | 1.036 | 1.033 | 1.02 | 1.019 | 1.02 | 1.023 | 1.019 | 1.024 | 1.042 | 59695 | 0 | 0 | 481792 | 28257 | 44427 | 128316 | 323165 | 924470 | 240479 | 48138 | 16348 | 59695 | 0 | 0 | 481792 | 28257 | 44427 | 128316 | 323165 | 924470 | 240479 | 48138 | 16348 | 5354 | 0 | 0 | 39864 | 2293 | 4003 | 10370 | 25654 | 80620 | 21475 | 3925 | 1136 | 2238544 | 2238544 | 2295087 | 2295087 | 194694 | 2020
Vintage1963 | biomass | TRUE | 11208.400.CA.ST | 400 | N | . | Haynes | Los Angeles Department of Water & Power | 11208 | CA | PACC | WECC |  | 22 | 1 | Electric Utility | ST | OBG | ORW | LDWP | M | Mcf | 0 | 0 | 0 | 0 | 0 | 0 | 0 | 0 | 0 | 0 | 0 | 0 | 0 | 0 | 0 | 0 | 0 | 0 | 0 | 0 | 0 | 0 | 0 | 0 | 0 | 0 | 0 | 0 | 0 | 0 | 0 | 0 | 0 | 0 | 0 | 0 | 0 | 0 | 0 | 0 | 0 | 0 | 0 | 0 | 0 | 0 | 0 | 0 | 0 | 0 | 0 | 0 | 0 | 0 | 0 | 0 | 0 | 0 | 0 | 0 | 0 | 0 | 0 | 0 | 0 | 0 | 0 | 0 | 0 | 0 | 0 | 0 | 0 | 0 | 0 | 0 | 0 | 2020
Vintage1963 | petroleum | TRUE | 11208.400.CA.ST | 400 | N | . | Haynes | Los Angeles Department of Water & Power | 11208 | CA | PACC | WECC |  | 22 | 1 | Electric Utility | ST | RFO | RFO | LDWP | M | barrels | 0 | 0 | 0 | 0 | 0 | 0 | 0 | 0 | 0 | 0 | 0 | 0 | 0 | 0 | 0 | 0 | 0 | 0 | 0 | 0 | 0 | 0 | 0 | 0 | 0 | 0 | 0 | 0 | 0 | 0 | 0 | 0 | 0 | 0 | 0 | 0 | 0 | 0 | 0 | 0 | 0 | 0 | 0 | 0 | 0 | 0 | 0 | 0 | 0 | 0 | 0 | 0 | 0 | 0 | 0 | 0 | 0 | 0 | 0 | 0 | 0 | 0 | 0 | 0 | 0 | 0 | 0 | 0 | 0 | 0 | 0 | 0 | 0 | 0 | 0 | 0 | 0 | 2020
Vintage1952 | hydro | TRUE | 11208.401.CA.HY | 401 | N | . | Middle Gorge | Los Angeles Department of Water & Power | 11208 | CA | PACC | WECC |  | 22 | 1 | Electric Utility | HY | WAT | HYC | LDWP | A |  | 0 | 0 | 0 | 0 | 0 | 0 | 0 | 0 | 0 | 0 | 0 | 0 | 0 | 0 | 0 | 0 | 0 | 0 | 0 | 0 | 0 | 0 | 0 | 0 | 0 | 0 | 0 | 0 | 0 | 0 | 0 | 0 | 0 | 0 | 0 | 0 | 28612 | 21346 | 22599 | 33173 | 45435 | 42453 | 44884 | 45228 | 31500 | 25905 | 19592 | 16139 | 28612 | 21346 | 22599 | 33173 | 45435 | 42453 | 44884 | 45228 | 31500 | 25905 | 19592 | 16139 | 3263.651 | 2434.868 | 2577.754 | 3783.886 | 5182.477 | 4842.322 | 5119.707 | 5158.895 | 3592.978 | 2954.81 | 2234.775 | 1840.877 | 0 | 0 | 376866 | 376866 | 42987 | 2020
Vintage1958 | hydro | TRUE | 11208.402.CA.HY | 402 | N | . | Pleasant Valley Hydro | Los Angeles Department of Water & Power | 11208 | CA | PACC | WECC |  | 22 | 1 | Electric Utility | HY | WAT | HYC | LDWP | A |  | 0 | 0 | 0 | 0 | 0 | 0 | 0 | 0 | 0 | 0 | 0 | 0 | 0 | 0 | 0 | 0 | 0 | 0 | 0 | 0 | 0 | 0 | 0 | 0 | 0 | 0 | 0 | 0 | 0 | 0 | 0 | 0 | 0 | 0 | 0 | 0 | 2916 | 2176 | 2303 | 3381 | 4630 | 4327 | 4574 | 4609 | 3210 | 2640 | 1997 | 1645 | 2916 | 2176 | 2303 | 3381 | 4630 | 4327 | 4574 | 4609 | 3210 | 2640 | 1997 | 1645 | 332.613 | 248.148 | 262.711 | 385.633 | 528.17 | 493.503 | 521.773 | 525.766 | 366.177 | 301.138 | 227.756 | 187.612 | 0 | 0 | 38408 | 38408 | 4381 | 2020
Vintage1922 | hydro | TRUE | 11208.403.CA.HY | 403 | N | . | San Fernando | Los Angeles Department of Water & Power | 11208 | CA | PACC | WECC |  | 22 | 1 | Electric Utility | HY | WAT | HYC | LDWP | A |  | 0 | 0 | 0 | 0 | 0 | 0 | 0 | 0 | 0 | 0 | 0 | 0 | 0 | 0 | 0 | 0 | 0 | 0 | 0 | 0 | 0 | 0 | 0 | 0 | 0 | 0 | 0 | 0 | 0 | 0 | 0 | 0 | 0 | 0 | 0 | 0 | 1 | 0 | 1 | 1 | 1 | 1 | 1 | 1 | 1 | 1 | 0 | 0 | 1 | 0 | 1 | 1 | 1 | 1 | 1 | 1 | 1 | 1 | 0 | 0 | 0.074 | 0.057 | 0.06 | 0.088 | 0.121 | 0.113 | 0.119 | 0.12 | 0.084 | 0.069 | 0.052 | 0.043 | 0 | 0 | 9 | 9 | 1 | 2020
Vintage2015 | natural gas combined cycle | TRUE | 11208.404.CA.CA | 404 | N | . | Scattergood | Los Angeles Department of Water & Power | 11208 | CA | PACC | WECC |  | 22 | 1 | Electric Utility | CA | NG | NG | LDWP | M | mcf | 0 | 0 | 0 | 0 | 0 | 0 | 0 | 0 | 0 | 0 | 0 | 0 | 0 | 0 | 0 | 0 | 0 | 0 | 0 | 0 | 0 | 0 | 0 | 0 | 0 | 0 | 0 | 0 | 0 | 0 | 0 | 0 | 0 | 0 | 0 | 0 | 0 | 0 | 0 | 0 | 0 | 0 | 0 | 0 | 0 | 0 | 0 | 0 | 0 | 0 | 0 | 0 | 0 | 0 | 0 | 0 | 0 | 0 | 0 | 0 | -3 | 19407 | 33612 | 38410 | 23401 | 19568 | 23460 | 61162 | 58352 | 55825 | 64332 | 68106 | 0 | 0 | 0 | 0 | 465632 | 2020
Vintage2015 | other | TRUE | 11208.404.CA.CA | 404 | N | . | Scattergood | Los Angeles Department of Water & Power | 11208 | CA | PACC | WECC |  | 22 | 1 | Electric Utility | CA | OG | OOG | LDWP | M | mcf | 0 | 0 | 0 | 0 | 0 | 0 | 0 | 0 | 0 | 0 | 0 | 0 | 0 | 0 | 0 | 0 | 0 | 0 | 0 | 0 | 0 | 0 | 0 | 0 | 0 | 0 | 0 | 0 | 0 | 0 | 0 | 0 | 0 | 0 | 0 | 0 | 0 | 0 | 0 | 0 | 0 | 0 | 0 | 0 | 0 | 0 | 0 | 0 | 0 | 0 | 0 | 0 | 0 | 0 | 0 | 0 | 0 | 0 | 0 | 0 | 0 | 0 | 0 | 0 | 0 | 0 | 0 | 0 | 0 | 0 | 0 | 0 | 0 | 0 | 0 | 0 | 0 | 2020
Vintage2015 | natural gas combined cycle | TRUE | 11208.404.CA.CT | 404 | N | . | Scattergood | Los Angeles Department of Water & Power | 11208 | CA | PACC | WECC |  | 22 | 1 | Electric Utility | CT | NG | NG | LDWP | M | mcf | 0 | 419601 | 711877 | 817961 | 497717 | 406652 | 483557 | 1224133 | 1201966 | 1153278 | 1322891 | 1395181 | 0 | 419601 | 711877 | 817961 | 497717 | 406652 | 483557 | 1224133 | 1201966 | 1153278 | 1322891 | 1395181 | 0 | 1.04 | 1.042 | 1.04 | 1.031 | 1.025 | 1.022 | 1.024 | 1.029 | 1.03 | 1.041 | 1.042 | 0 | 436385 | 741776 | 850679 | 513146 | 416818 | 494195 | 1253512 | 1236823 | 1187876 | 1377130 | 1453779 | 0 | 436385 | 741776 | 850679 | 513146 | 416818 | 494195 | 1253512 | 1236823 | 1187876 | 1377130 | 1453779 | 0 | 39172 | 67642 | 78167 | 46395 | 38059 | 44999 | 113185 | 103185 | 109660 | 128076 | 135202 | 9634814 | 9634814 | 9962119 | 9962119 | 903742 | 2020
Vintage2015 | other | TRUE | 11208.404.CA.CT | 404 | N | . | Scattergood | Los Angeles Department of Water & Power | 11208 | CA | PACC | WECC |  | 22 | 1 | Electric Utility | CT | OG | OOG | LDWP | M | mcf | 0 | 0 | 0 | 0 | 0 | 0 | 0 | 0 | 0 | 0 | 0 | 0 | 0 | 0 | 0 | 0 | 0 | 0 | 0 | 0 | 0 | 0 | 0 | 0 | 0 | 0 | 0 | 0 | 0 | 0 | 0 | 0 | 0 | 0 | 0 | 0 | 0 | 0 | 0 | 0 | 0 | 0 | 0 | 0 | 0 | 0 | 0 | 0 | 0 | 0 | 0 | 0 | 0 | 0 | 0 | 0 | 0 | 0 | 0 | 0 | 0 | 0 | 0 | 0 | 0 | 0 | 0 | 0 | 0 | 0 | 0 | 0 | 0 | 0 | 0 | 0 | 0 | 2020
Vintage2015 | natural gas peaker | TRUE | 11208.404.CA.GT | 404 | N | . | Scattergood | Los Angeles Department of Water & Power | 11208 | CA | PACC | WECC |  | 22 | 1 | Electric Utility | GT | NG | NG | LDWP | M | mcf | 158421 | 95735 | 62720 | 14897 | 83866 | 42457 | 151652 | 210372 | 197743 | 125902 | 42696 | 45031 | 158421 | 95735 | 62720 | 14897 | 83866 | 42457 | 151652 | 210372 | 197743 | 125902 | 42696 | 45031 | 1.044 | 1.04 | 1.042 | 1.04 | 1.031 | 1.025 | 1.022 | 1.024 | 1.029 | 1.03 | 1.041 | 1.042 | 165392 | 99564 | 65354 | 15493 | 86466 | 43518 | 154988 | 215421 | 203478 | 129679 | 44447 | 46922 | 165392 | 99564 | 65354 | 15493 | 86466 | 43518 | 154988 | 215421 | 203478 | 129679 | 44447 | 46922 | 17618 | 10638 | 6743 | -438 | 8754 | 4096 | 16436 | 22940 | 21651 | 13554 | 4255 | 4456 | 1231492 | 1231492 | 1270722 | 1270722 | 130703 | 2020
Vintage2015 | biomass | TRUE | 11208.404.CA.GT | 404 | N | . | Scattergood | Los Angeles Department of Water & Power | 11208 | CA | PACC | WECC |  | 22 | 1 | Electric Utility | GT | OBG | ORW | LDWP | M | Mcf | 0 | 0 | 0 | 0 | 0 | 0 | 0 | 0 | 0 | 0 | 0 | 0 | 0 | 0 | 0 | 0 | 0 | 0 | 0 | 0 | 0 | 0 | 0 | 0 | 0 | 0 | 0 | 0 | 0 | 0 | 0 | 0 | 0 | 0 | 0 | 0 | 0 | 0 | 0 | 0 | 0 | 0 | 0 | 0 | 0 | 0 | 0 | 0 | 0 | 0 | 0 | 0 | 0 | 0 | 0 | 0 | 0 | 0 | 0 | 0 | 0 | 0 | 0 | 0 | 0 | 0 | 0 | 0 | 0 | 0 | 0 | 0 | 0 | 0 | 0 | 0 | 0 | 2020
Vintage1959 | natural gas steam turbine | TRUE | 11208.404.CA.ST | 404 | N | . | Scattergood | Los Angeles Department of Water & Power | 11208 | CA | PACC | WECC |  | 22 | 1 | Electric Utility | ST | NG | NG | LDWP | M | mcf | 26241 | 24188 | 30584 | 24143 | 0 | 242164 | 112911 | 278595 | 398983 | 425381 | 414534 | 340947 | 26241 | 24188 | 30584 | 24143 | 0 | 242164 | 112911 | 278595 | 398983 | 425381 | 414534 | 340947 | 1.044 | 1.04 | 1.042 | 1.04 | 0 | 1.025 | 1.022 | 1.024 | 1.029 | 1.03 | 1.041 | 1.042 | 27396 | 25156 | 31869 | 25109 | 0 | 248218 | 115395 | 285281 | 410554 | 438142 | 431530 | 355267 | 27396 | 25156 | 31869 | 25109 | 0 | 248218 | 115395 | 285281 | 410554 | 438142 | 431530 | 355267 | 2288 | 2126 | 2730 | 1872 | 0 | 21113 | 9492 | 24708 | 36022 | 36327 | 35621 | 29309 | 2318671 | 2318671 | 2393917 | 2393917 | 201608 | 2020
Vintage1959 | biomass | TRUE | 11208.404.CA.ST | 404 | N | . | Scattergood | Los Angeles Department of Water & Power | 11208 | CA | PACC | WECC |  | 22 | 1 | Electric Utility | ST | OBG | ORW | LDWP | M | Mcf | 0 | 0 | 0 | 0 | 0 | 0 | 0 | 0 | 0 | 0 | 0 | 0 | 0 | 0 | 0 | 0 | 0 | 0 | 0 | 0 | 0 | 0 | 0 | 0 | 0 | 0 | 0 | 0 | 0 | 0 | 0 | 0 | 0 | 0 | 0 | 0 | 0 | 0 | 0 | 0 | 0 | 0 | 0 | 0 | 0 | 0 | 0 | 0 | 0 | 0 | 0 | 0 | 0 | 0 | 0 | 0 | 0 | 0 | 0 | 0 | 0 | 0 | 0 | 0 | 0 | 0 | 0 | 0 | 0 | 0 | 0 | 0 | 0 | 0 | 0 | 0 | 0 | 2020
Vintage2010 | petroleum | TRUE | 219.406.AK.IC | 406 | N | . | Tok | Alaska Power and Telephone Co | 219 | AK | PACN |  |  | 22 | 1 | Electric Utility | IC | DFO | DFO |  | A | barrels | 2035 | 1319 | 1332 | 1278 | 1082 | 1362 | 1776 | 1820 | 1157 | 1385 | 1074 | 1065 | 2035 | 1319 | 1332 | 1278 | 1082 | 1362 | 1776 | 1820 | 1157 | 1385 | 1074 | 1065 | 5.825 | 5.825 | 5.825 | 5.825 | 5.825 | 5.825 | 5.825 | 5.825 | 5.825 | 5.825 | 5.825 | 5.825 | 11854 | 7683 | 7759 | 7444 | 6303 | 7934 | 10345 | 10602 | 6740 | 8068 | 6256 | 6204 | 11854 | 7683 | 7759 | 7444 | 6303 | 7934 | 10345 | 10602 | 6740 | 8068 | 6256 | 6204 | 1199.677 | 777.746 | 785.212 | 753.492 | 638.008 | 803.28 | 1047.094 | 1072.862 | 682.207 | 816.53 | 633.209 | 627.683 | 16685 | 16685 | 97192 | 97192 | 9837 | 2020
Vintage1953 | hydro | TRUE | 11208.407.CA.HY | 407 | N | . | Upper Gorge | Los Angeles Department of Water & Power | 11208 | CA | PACC | WECC |  | 22 | 1 | Electric Utility | HY | WAT | HYC | LDWP | A |  | 0 | 0 | 0 | 0 | 0 | 0 | 0 | 0 | 0 | 0 | 0 | 0 | 0 | 0 | 0 | 0 | 0 | 0 | 0 | 0 | 0 | 0 | 0 | 0 | 0 | 0 | 0 | 0 | 0 | 0 | 0 | 0 | 0 | 0 | 0 | 0 | 33385 | 24907 | 26369 | 38707 | 53014 | 49534 | 52372 | 52773 | 36754 | 30226 | 22861 | 18831 | 33385 | 24907 | 26369 | 38707 | 53014 | 49534 | 52372 | 52773 | 36754 | 30226 | 22861 | 18831 | 3808.084 | 2841.048 | 3007.77 | 4415.106 | 6047.007 | 5650.108 | 5973.765 | 6019.491 | 4192.351 | 3447.726 | 2607.576 | 2147.968 | 0 | 0 | 439733 | 439733 | 50158 | 2020
Vintage2003 | petroleum | TRUE | 11208.408.CA.CA | 408 | N | . | Valley (CA) | Los Angeles Department of Water & Power | 11208 | CA | PACC | WECC |  | 22 | 1 | Electric Utility | CA | DFO | DFO | LDWP | M | barrels | 0 | 0 | 0 | 0 | 0 | 0 | 0 | 0 | 0 | 0 | 0 | 0 | 0 | 0 | 0 | 0 | 0 | 0 | 0 | 0 | 0 | 0 | 0 | 0 | 0 | 0 | 0 | 0 | 0 | 0 | 0 | 0 | 0 | 0 | 0 | 0 | 0 | 0 | 0 | 0 | 0 | 0 | 0 | 0 | 0 | 0 | 0 | 0 | 0 | 0 | 0 | 0 | 0 | 0 | 0 | 0 | 0 | 0 | 0 | 0 | 0 | 0 | 0 | 0 | 0 | 0 | 0 | 0 | 0 | 0 | 0 | 0 | 0 | 0 | 0 | 0 | 0 | 2020
Vintage2003 | natural gas combined cycle | TRUE | 11208.408.CA.CA | 408 | N | . | Valley (CA) | Los Angeles Department of Water & Power | 11208 | CA | PACC | WECC |  | 22 | 1 | Electric Utility | CA | NG | NG | LDWP | M | mcf | 0 | 0 | 0 | 0 | 0 | 0 | 0 | 0 | 0 | 0 | 0 | 0 | 0 | 0 | 0 | 0 | 0 | 0 | 0 | 0 | 0 | 0 | 0 | 0 | 0 | 0 | 0 | 0 | 0 | 0 | 0 | 0 | 0 | 0 | 0 | 0 | 0 | 0 | 0 | 0 | 0 | 0 | 0 | 0 | 0 | 0 | 0 | 0 | 0 | 0 | 0 | 0 | 0 | 0 | 0 | 0 | 0 | 0 | 0 | 0 | 37235 | 2596 | 14903 | 21160 | 23922 | 27139 | 64757 | 63730 | 33069 | 21890 | 6566 | 2752 | 0 | 0 | 0 | 0 | 319719 | 2020
Vintage2003 | biomass | TRUE | 11208.408.CA.CA | 408 | N | . | Valley (CA) | Los Angeles Department of Water & Power | 11208 | CA | PACC | WECC |  | 22 | 1 | Electric Utility | CA | OBG | ORW | LDWP | M | Mcf | 0 | 0 | 0 | 0 | 0 | 0 | 0 | 0 | 0 | 0 | 0 | 0 | 0 | 0 | 0 | 0 | 0 | 0 | 0 | 0 | 0 | 0 | 0 | 0 | 0 | 0 | 0 | 0 | 0 | 0 | 0 | 0 | 0 | 0 | 0 | 0 | 0 | 0 | 0 | 0 | 0 | 0 | 0 | 0 | 0 | 0 | 0 | 0 | 0 | 0 | 0 | 0 | 0 | 0 | 0 | 0 | 0 | 0 | 0 | 0 | 0 | 0 | 0 | 0 | 0 | 0 | 0 | 0 | 0 | 0 | 0 | 0 | 0 | 0 | 0 | 0 | 0 | 2020
Vintage2003 | petroleum | TRUE | 11208.408.CA.CT | 408 | N | . | Valley (CA) | Los Angeles Department of Water & Power | 11208 | CA | PACC | WECC |  | 22 | 1 | Electric Utility | CT | DFO | DFO | LDWP | M | barrels | 0 | 0 | 0 | 0 | 0 | 0 | 0 | 0 | 0 | 0 | 0 | 0 | 0 | 0 | 0 | 0 | 0 | 0 | 0 | 0 | 0 | 0 | 0 | 0 | 0 | 0 | 0 | 0 | 0 | 0 | 0 | 0 | 0 | 0 | 0 | 0 | 0 | 0 | 0 | 0 | 0 | 0 | 0 | 0 | 0 | 0 | 0 | 0 | 0 | 0 | 0 | 0 | 0 | 0 | 0 | 0 | 0 | 0 | 0 | 0 | 0 | 0 | 0 | 0 | 0 | 0 | 0 | 0 | 0 | 0 | 0 | 0 | 0 | 0 | 0 | 0 | 0 | 2020
Vintage2003 | natural gas combined cycle | TRUE | 11208.408.CA.CT | 408 | N | . | Valley (CA) | Los Angeles Department of Water & Power | 11208 | CA | PACC | WECC |  | 22 | 1 | Electric Utility | CT | NG | NG | LDWP | M | mcf | 699887 | 56266 | 275182 | 330845 | 436601 | 521329 | 1240425 | 1308167 | 633692 | 442491 | 127422 | 59900 | 699887 | 56266 | 275182 | 330845 | 436601 | 521329 | 1240425 | 1308167 | 633692 | 442491 | 127422 | 59900 | 1.04 | 1.045 | 1.049 | 1.043 | 1.038 | 1.027 | 1.024 | 1.026 | 1.032 | 1.03 | 1.039 | 1.045 | 727882 | 58798 | 288666 | 345071 | 453192 | 535405 | 1270195 | 1342179 | 653970 | 455766 | 132391 | 62596 | 727882 | 58798 | 288666 | 345071 | 453192 | 535405 | 1270195 | 1342179 | 653970 | 455766 | 132391 | 62596 | 55839 | 4030 | 24001 | 28293 | 37761 | 44320 | 105263 | 102314 | 56484 | 36886 | 11089 | 4441 | 6132207 | 6132207 | 6326111 | 6326111 | 510721 | 2020
Vintage2003 | biomass | TRUE | 11208.408.CA.CT | 408 | N | . | Valley (CA) | Los Angeles Department of Water & Power | 11208 | CA | PACC | WECC |  | 22 | 1 | Electric Utility | CT | OBG | ORW | LDWP | M | Mcf | 0 | 0 | 0 | 0 | 0 | 0 | 0 | 0 | 0 | 0 | 0 | 0 | 0 | 0 | 0 | 0 | 0 | 0 | 0 | 0 | 0 | 0 | 0 | 0 | 0 | 0 | 0 | 0 | 0 | 0 | 0 | 0 | 0 | 0 | 0 | 0 | 0 | 0 | 0 | 0 | 0 | 0 | 0 | 0 | 0 | 0 | 0 | 0 | 0 | 0 | 0 | 0 | 0 | 0 | 0 | 0 | 0 | 0 | 0 | 0 | 0 | 0 | 0 | 0 | 0 | 0 | 0 | 0 | 0 | 0 | 0 | 0 | 0 | 0 | 0 | 0 | 0 | 2020
Vintage2001 | petroleum | TRUE | 11208.408.CA.GT | 408 | N | . | Valley (CA) | Los Angeles Department of Water & Power | 11208 | CA | PACC | WECC |  | 22 | 1 | Electric Utility | GT | DFO | DFO | LDWP | M | barrels | 0 | 0 | 0 | 0 | 0 | 0 | 0 | 0 | 0 | 0 | 0 | 0 | 0 | 0 | 0 | 0 | 0 | 0 | 0 | 0 | 0 | 0 | 0 | 0 | 0 | 0 | 0 | 0 | 0 | 0 | 0 | 0 | 0 | 0 | 0 | 0 | 0 | 0 | 0 | 0 | 0 | 0 | 0 | 0 | 0 | 0 | 0 | 0 | 0 | 0 | 0 | 0 | 0 | 0 | 0 | 0 | 0 | 0 | 0 | 0 | 0 | 0 | 0 | 0 | 0 | 0 | 0 | 0 | 0 | 0 | 0 | 0 | 0 | 0 | 0 | 0 | 0 | 2020
Vintage2001 | natural gas peaker | TRUE | 11208.408.CA.GT | 408 | N | . | Valley (CA) | Los Angeles Department of Water & Power | 11208 | CA | PACC | WECC |  | 22 | 1 | Electric Utility | GT | NG | NG | LDWP | M | mcf | 3192 | 13070 | 9066 | 712 | 11198 | 20127 | 12957 | 21648 | 22312 | 20376 | 4831 | 0 | 3192 | 13070 | 9066 | 712 | 11198 | 20127 | 12957 | 21648 | 22312 | 20376 | 4831 | 0 | 1.04 | 1.045 | 1.049 | 1.043 | 1.038 | 1.027 | 1.024 | 1.026 | 1.032 | 1.03 | 1.039 | 0 | 3320 | 13658 | 9510 | 743 | 11624 | 20670 | 13268 | 22211 | 23026 | 20987 | 5019 | 0 | 3320 | 13658 | 9510 | 743 | 11624 | 20670 | 13268 | 22211 | 23026 | 20987 | 5019 | 0 | 274 | 1266 | 760 | 9 | 1054 | 1909 | 1163 | 2055 | 2144 | 1958 | 434 | -48 | 139489 | 139489 | 144036 | 144036 | 12978 | 2020
Vintage2001 | biomass | TRUE | 11208.408.CA.GT | 408 | N | . | Valley (CA) | Los Angeles Department of Water & Power | 11208 | CA | PACC | WECC |  | 22 | 1 | Electric Utility | GT | OBG | ORW | LDWP | M | Mcf | 0 | 0 | 0 | 0 | 0 | 0 | 0 | 0 | 0 | 0 | 0 | 0 | 0 | 0 | 0 | 0 | 0 | 0 | 0 | 0 | 0 | 0 | 0 | 0 | 0 | 0 | 0 | 0 | 0 | 0 | 0 | 0 | 0 | 0 | 0 | 0 | 0 | 0 | 0 | 0 | 0 | 0 | 0 | 0 | 0 | 0 | 0 | 0 | 0 | 0 | 0 | 0 | 0 | 0 | 0 | 0 | 0 | 0 | 0 | 0 | 0 | 0 | 0 | 0 | 0 | 0 | 0 | 0 | 0 | 0 | 0 | 0 | 0 | 0 | 0 | 0 | 0 | 2020
Vintage1967 | hydro | TRUE | 12312.409.CA.HY | 409 | N | . | Exchequer | Merced Irrigation District | 12312 | CA | PACC | WECC |  | 22 | 2 | NAICS-22 Non-Cogen | HY | WAT | HYC | CISO | A |  | 0 | 0 | 0 | 0 | 0 | 0 | 0 | 0 | 0 | 0 | 0 | 0 | 0 | 0 | 0 | 0 | 0 | 0 | 0 | 0 | 0 | 0 | 0 | 0 | 0 | 0 | 0 | 0 | 0 | 0 | 0 | 0 | 0 | 0 | 0 | 0 | 136491 | 101830 | 107806 | 158248 | 216740 | 202514 | 214115 | 215754 | 150264 | 123575 | 93462 | 76988 | 136491 | 101830 | 107806 | 158248 | 216740 | 202514 | 214115 | 215754 | 150264 | 123575 | 93462 | 76988 | 15568.747 | 11615.171 | 12296.788 | 18050.459 | 24722.227 | 23099.567 | 24422.789 | 24609.732 | 17139.761 | 14095.478 | 10660.657 | 8781.624 | 0 | 0 | 1797787 | 1797787 | 205063 | 2020
Vintage1967 | hydro | TRUE | 12312.410.CA.HY | 410 | N | . | McSwain | Merced Irrigation District | 12312 | CA | PACC | WECC |  | 22 | 2 | NAICS-22 Non-Cogen | HY | WAT | HYC | CISO | A |  | 0 | 0 | 0 | 0 | 0 | 0 | 0 | 0 | 0 | 0 | 0 | 0 | 0 | 0 | 0 | 0 | 0 | 0 | 0 | 0 | 0 | 0 | 0 | 0 | 0 | 0 | 0 | 0 | 0 | 0 | 0 | 0 | 0 | 0 | 0 | 0 | 15881 | 11848 | 12544 | 18413 | 25219 | 23563 | 24913 | 25104 | 17484 | 14379 | 10875 | 8958 | 15881 | 11848 | 12544 | 18413 | 25219 | 23563 | 24913 | 25104 | 17484 | 14379 | 10875 | 8958 | 1811.495 | 1351.477 | 1430.786 | 2100.252 | 2876.542 | 2687.738 | 2841.701 | 2863.453 | 1994.288 | 1640.072 | 1240.415 | 1021.781 | 0 | 0 | 209181 | 209181 | 23860 | 2020
Vintage1965 | hydro | TRUE | 13402.412.CA.HY | 412 | N | . | Chicago Park | Nevada Irrigation District | 13402 | CA | PACC | WECC |  | 22 | 2 | NAICS-22 Non-Cogen | HY | WAT | HYC | CISO | A |  | 0 | 0 | 0 | 0 | 0 | 0 | 0 | 0 | 0 | 0 | 0 | 0 | 0 | 0 | 0 | 0 | 0 | 0 | 0 | 0 | 0 | 0 | 0 | 0 | 0 | 0 | 0 | 0 | 0 | 0 | 0 | 0 | 0 | 0 | 0 | 0 | 50722 | 37841 | 40062 | 58807 | 80543 | 75257 | 79568 | 80177 | 55840 | 45922 | 34732 | 28610 | 50722 | 37841 | 40062 | 58807 | 80543 | 75257 | 79568 | 80177 | 55840 | 45922 | 34732 | 28610 | 5785.542 | 4316.344 | 4569.642 | 6707.779 | 9187.092 | 8584.091 | 9075.817 | 9145.287 | 6369.352 | 5238.057 | 3961.635 | 3263.362 | 0 | 0 | 668081 | 668081 | 76204 | 2020
Vintage1965 | hydro | TRUE | 13402.413.CA.HY | 413 | N | . | Dutch Flat 2 | Nevada Irrigation District | 13402 | CA | PACC | WECC |  | 22 | 2 | NAICS-22 Non-Cogen | HY | WAT | HYC | CISO | A |  | 0 | 0 | 0 | 0 | 0 | 0 | 0 | 0 | 0 | 0 | 0 | 0 | 0 | 0 | 0 | 0 | 0 | 0 | 0 | 0 | 0 | 0 | 0 | 0 | 0 | 0 | 0 | 0 | 0 | 0 | 0 | 0 | 0 | 0 | 0 | 0 | 7798 | 5817 | 6159 | 9041 | 12382 | 11569 | 12232 | 12326 | 8584 | 7060 | 5339 | 4398 | 7798 | 5817 | 6159 | 9041 | 12382 | 11569 | 12232 | 12326 | 8584 | 7060 | 5339 | 4398 | 889.423 | 663.561 | 702.501 | 1031.201 | 1412.351 | 1319.65 | 1395.244 | 1405.924 | 979.174 | 805.258 | 609.03 | 501.683 | 0 | 0 | 102705 | 102705 | 11715 | 2020
Vintage1957 | hydro | TRUE | 13935.414.CA.HY | 414 | N | . | Beardsley | Oakdale&South San Joaquin Irrigation D. | 13935 | CA | PACC | WECC |  | 22 | 2 | NAICS-22 Non-Cogen | HY | WAT | HYC | CISO | A |  | 0 | 0 | 0 | 0 | 0 | 0 | 0 | 0 | 0 | 0 | 0 | 0 | 0 | 0 | 0 | 0 | 0 | 0 | 0 | 0 | 0 | 0 | 0 | 0 | 0 | 0 | 0 | 0 | 0 | 0 | 0 | 0 | 0 | 0 | 0 | 0 | 24313 | 18139 | 19203 | 28188 | 38607 | 36073 | 38139 | 38431 | 26766 | 22012 | 16648 | 13714 | 24313 | 18139 | 19203 | 28188 | 38607 | 36073 | 38139 | 38431 | 26766 | 22012 | 16648 | 13714 | 2773.193 | 2068.961 | 2190.375 | 3215.252 | 4403.665 | 4114.628 | 4350.328 | 4383.627 | 3053.033 | 2510.767 | 1898.938 | 1564.233 | 0 | 0 | 320233 | 320233 | 36527 | 2020
Vintage1957 | hydro | TRUE | 13935.415.CA.HY | 415 | N | . | Donnells | Oakdale&South San Joaquin Irrigation D. | 13935 | CA | PACC | WECC |  | 22 | 2 | NAICS-22 Non-Cogen | HY | WAT | HYC | CISO | A |  | 0 | 0 | 0 | 0 | 0 | 0 | 0 | 0 | 0 | 0 | 0 | 0 | 0 | 0 | 0 | 0 | 0 | 0 | 0 | 0 | 0 | 0 | 0 | 0 | 0 | 0 | 0 | 0 | 0 | 0 | 0 | 0 | 0 | 0 | 0 | 0 | 131076 | 97790 | 103529 | 151970 | 208140 | 194479 | 205619 | 207193 | 144302 | 118672 | 89754 | 73934 | 131076 | 97790 | 103529 | 151970 | 208140 | 194479 | 205619 | 207193 | 144302 | 118672 | 89754 | 73934 | 14951.048 | 11154.332 | 11808.906 | 17334.296 | 23741.357 | 22183.077 | 23453.8 | 23633.326 | 16459.731 | 13536.231 | 10237.689 | 8433.207 | 0 | 0 | 1726458 | 1726458 | 196927 | 2020
Vintage2012 | hydro | TRUE | 13935.416.CA.HY | 416 | N | . | Tulloch | Oakdale&South San Joaquin Irrigation D. | 13935 | CA | PACC | WECC |  | 22 | 2 | NAICS-22 Non-Cogen | HY | WAT | HYC | CISO | A |  | 0 | 0 | 0 | 0 | 0 | 0 | 0 | 0 | 0 | 0 | 0 | 0 | 0 | 0 | 0 | 0 | 0 | 0 | 0 | 0 | 0 | 0 | 0 | 0 | 0 | 0 | 0 | 0 | 0 | 0 | 0 | 0 | 0 | 0 | 0 | 0 | 76760 | 57267 | 60628 | 88995 | 121890 | 113889 | 120413 | 121335 | 84505 | 69496 | 52561 | 43297 | 76760 | 57267 | 60628 | 88995 | 121890 | 113889 | 120413 | 121335 | 84505 | 69496 | 52561 | 43297 | 8755.529 | 6532.121 | 6915.448 | 10151.188 | 13903.246 | 12990.697 | 13734.849 | 13839.981 | 9639.031 | 7926.992 | 5995.323 | 4938.595 | 0 | 0 | 1011036 | 1011036 | 115323 | 2020
Vintage1963 | hydro | TRUE | 14191.417.CA.HY | 417 | N | . | Forbestown | South Feather Water and Power Agency | 14191 | CA | PACC | WECC |  | 22 | 1 | Electric Utility | HY | WAT | HYC | CISO | A |  | 0 | 0 | 0 | 0 | 0 | 0 | 0 | 0 | 0 | 0 | 0 | 0 | 0 | 0 | 0 | 0 | 0 | 0 | 0 | 0 | 0 | 0 | 0 | 0 | 0 | 0 | 0 | 0 | 0 | 0 | 0 | 0 | 0 | 0 | 0 | 0 | 34312 | 25599 | 27101 | 39781 | 54485 | 50909 | 53825 | 54237 | 37774 | 31065 | 23495 | 19354 | 34312 | 25599 | 27101 | 39781 | 54485 | 50909 | 53825 | 54237 | 37774 | 31065 | 23495 | 19354 | 3913.767 | 2919.893 | 3091.242 | 4537.636 | 6214.826 | 5806.911 | 6139.551 | 6186.546 | 4308.699 | 3543.408 | 2679.942 | 2207.579 | 0 | 0 | 451937 | 451937 | 51550 | 2020
Vintage1963 | hydro | TRUE | 14191.418.CA.HY | 418 | N | . | Kelly Ridge | South Feather Water and Power Agency | 14191 | CA | PACC | WECC |  | 22 | 1 | Electric Utility | HY | WAT | HYC | CISO | A |  | 0 | 0 | 0 | 0 | 0 | 0 | 0 | 0 | 0 | 0 | 0 | 0 | 0 | 0 | 0 | 0 | 0 | 0 | 0 | 0 | 0 | 0 | 0 | 0 | 0 | 0 | 0 | 0 | 0 | 0 | 0 | 0 | 0 | 0 | 0 | 0 | 32004 | 23877 | 25278 | 37105 | 50820 | 47484 | 50204 | 50589 | 35233 | 28975 | 21914 | 18052 | 32004 | 23877 | 25278 | 37105 | 50820 | 47484 | 50204 | 50589 | 35233 | 28975 | 21914 | 18052 | 3650.471 | 2723.459 | 2883.281 | 4232.369 | 5796.726 | 5416.254 | 5726.516 | 5770.349 | 4018.833 | 3305.027 | 2499.65 | 2059.065 | 0 | 0 | 421535 | 421535 | 48082 | 2020
Vintage1963 | hydro | TRUE | 14191.419.CA.HY | 419 | N | . | Woodleaf | South Feather Water and Power Agency | 14191 | CA | PACC | WECC |  | 22 | 1 | Electric Utility | HY | WAT | HYC | CISO | A |  | 0 | 0 | 0 | 0 | 0 | 0 | 0 | 0 | 0 | 0 | 0 | 0 | 0 | 0 | 0 | 0 | 0 | 0 | 0 | 0 | 0 | 0 | 0 | 0 | 0 | 0 | 0 | 0 | 0 | 0 | 0 | 0 | 0 | 0 | 0 | 0 | 64162 | 47869 | 50678 | 74390 | 101886 | 95199 | 100652 | 101422 | 70637 | 58091 | 43935 | 36191 | 64162 | 47869 | 50678 | 74390 | 101886 | 95199 | 100652 | 101422 | 70637 | 58091 | 43935 | 36191 | 7318.632 | 5460.115 | 5780.533 | 8485.247 | 11621.543 | 10858.755 | 11480.782 | 11568.661 | 8057.141 | 6626.07 | 5011.413 | 4128.108 | 0 | 0 | 845112 | 845112 | 96397 | 2020
Vintage2015 | petroleum | TRUE | 219.421.AK.IC | 421 | N | . | Craig (AK) | Alaska Power and Telephone Co | 219 | AK | PACN |  |  | 22 | 1 | Electric Utility | IC | DFO | DFO |  | A | barrels | 87 | 56 | 57 | 54 | 46 | 58 | 75 | 77 | 49 | 59 | 46 | 45 | 87 | 56 | 57 | 54 | 46 | 58 | 75 | 77 | 49 | 59 | 46 | 45 | 5.825 | 5.825 | 5.825 | 5.825 | 5.825 | 5.825 | 5.825 | 5.825 | 5.825 | 5.825 | 5.825 | 5.825 | 507 | 326 | 332 | 315 | 268 | 338 | 437 | 449 | 285 | 344 | 268 | 262 | 507 | 326 | 332 | 315 | 268 | 338 | 437 | 449 | 285 | 344 | 268 | 262 | 36.463 | 23.64 | 23.867 | 22.903 | 19.393 | 24.416 | 31.827 | 32.61 | 20.736 | 24.819 | 19.247 | 19.079 | 709 | 709 | 4131 | 4131 | 299 | 2020
Vintage2016 | natural gas combined cycle | TRUE | 14534.422.CA.CA | 422 | N | . | Glenarm | City of Pasadena - (CA) | 14534 | CA | PACC | WECC |  | 22 | 1 | Electric Utility | CA | NG | NG | CISO | AM | mcf | 0 | 0 | 0 | 0 | 0 | 0 | 0 | 0 | 0 | 0 | 0 | 0 | 0 | 0 | 0 | 0 | 0 | 0 | 0 | 0 | 0 | 0 | 0 | 0 | 0 | 0 | 0 | 0 | 0 | 0 | 0 | 0 | 0 | 0 | 0 | 0 | 0 | 0 | 0 | 0 | 0 | 0 | 0 | 0 | 0 | 0 | 0 | 0 | 0 | 0 | 0 | 0 | 0 | 0 | 0 | 0 | 0 | 0 | 0 | 0 | 2256 | 189 | 181 | 456 | 115 | 291 | 279 | 989 | 559 | 322 | 323 | 32 | 0 | 0 | 0 | 0 | 5992 | 2020
Vintage2016 | natural gas combined cycle | TRUE | 14534.422.CA.CT | 422 | N | . | Glenarm | City of Pasadena - (CA) | 14534 | CA | PACC | WECC |  | 22 | 1 | Electric Utility | CT | NG | NG | CISO | AM | mcf | 81515 | 10744 | 9516 | 20242 | 9388 | 13214 | 15998 | 46060 | 29125 | 19154 | 17585 | 3808 | 81515 | 10744 | 9516 | 20242 | 9388 | 13214 | 15998 | 46060 | 29125 | 19154 | 17585 | 3808 | 1.03 | 1.03 | 1.03 | 1.03 | 1.03 | 1.03 | 1.03 | 1.03 | 1.03 | 1.03 | 1.03 | 1.03 | 83960 | 11066 | 9801 | 20849 | 9670 | 13610 | 16478 | 47442 | 29999 | 19729 | 18113 | 3922 | 83960 | 11066 | 9801 | 20849 | 9670 | 13610 | 16478 | 47442 | 29999 | 19729 | 18113 | 3922 | 10166 | 864 | 848 | 1923 | 617 | 1210 | 1287 | 4404 | 2637 | 1526 | 1552 | 231 | 276349 | 276349 | 284639 | 284639 | 27265 | 2020
Vintage2004 | natural gas peaker | TRUE | 14534.422.CA.GT | 422 | N | . | Glenarm | City of Pasadena - (CA) | 14534 | CA | PACC | WECC |  | 22 | 1 | Electric Utility | GT | NG | NG | CISO | A | mcf | 21513 | 18998 | 21089 | 14914 | 14023 | 19726 | 27595 | 34317 | 29884 | 31036 | 24790 | 27478 | 21513 | 18998 | 21089 | 14914 | 14023 | 19726 | 27595 | 34317 | 29884 | 31036 | 24790 | 27478 | 1.03 | 1.03 | 1.03 | 1.03 | 1.03 | 1.03 | 1.03 | 1.03 | 1.03 | 1.03 | 1.03 | 1.03 | 22158 | 19568 | 21722 | 15361 | 14444 | 20318 | 28423 | 35347 | 30781 | 31967 | 25534 | 28302 | 22158 | 19568 | 21722 | 15361 | 14444 | 20318 | 28423 | 35347 | 30781 | 31967 | 25534 | 28302 | 1924.774 | 1699.758 | 1886.845 | 1334.377 | 1254.677 | 1764.966 | 2469.002 | 3070.376 | 2673.819 | 2776.828 | 2218.032 | 2458.546 | 285363 | 285363 | 293925 | 293925 | 25532 | 2020
Vintage2001 | petroleum | TRUE | 219.423.AK.IC | 423 | N | . | Hydaburg | Alaska Power and Telephone Co | 219 | AK | PACN |  |  | 22 | 1 | Electric Utility | IC | DFO | DFO |  | A | barrels | 7 | 5 | 5 | 5 | 4 | 5 | 6 | 7 | 4 | 5 | 4 | 4 | 7 | 5 | 5 | 5 | 4 | 5 | 6 | 7 | 4 | 5 | 4 | 4 | 5.825 | 5.825 | 5.825 | 5.825 | 5.825 | 5.825 | 5.825 | 5.825 | 5.825 | 5.825 | 5.825 | 5.825 | 41 | 29 | 29 | 29 | 23 | 29 | 35 | 41 | 23 | 29 | 23 | 23 | 41 | 29 | 29 | 29 | 23 | 29 | 35 | 41 | 23 | 29 | 23 | 23 | 0.243 | 0.158 | 0.16 | 0.153 | 0.13 | 0.163 | 0.213 | 0.218 | 0.139 | 0.166 | 0.129 | 0.128 | 61 | 61 | 354 | 354 | 2 | 2020
Vintage1966 | hydro | TRUE | 15127.424.CA.HY | 424 | N | . | French Meadows | Placer County Water Agency | 15127 | CA | PACC | WECC |  | 22 | 1 | Electric Utility | HY | WAT | HYC | CISO | A |  | 0 | 0 | 0 | 0 | 0 | 0 | 0 | 0 | 0 | 0 | 0 | 0 | 0 | 0 | 0 | 0 | 0 | 0 | 0 | 0 | 0 | 0 | 0 | 0 | 0 | 0 | 0 | 0 | 0 | 0 | 0 | 0 | 0 | 0 | 0 | 0 | 19327 | 14419 | 15265 | 22407 | 30689 | 28675 | 30318 | 30550 | 21277 | 17498 | 13234 | 10901 | 19327 | 14419 | 15265 | 22407 | 30689 | 28675 | 30318 | 30550 | 21277 | 17498 | 13234 | 10901 | 2204.466 | 1644.656 | 1741.17 | 2555.864 | 3500.556 | 3270.795 | 3458.157 | 3484.628 | 2426.913 | 1995.856 | 1509.501 | 1243.438 | 0 | 0 | 254560 | 254560 | 29036 | 2020
Vintage1966 | hydro | TRUE | 15127.425.CA.HY | 425 | N | . | Middle Fork | Placer County Water Agency | 15127 | CA | PACC | WECC |  | 22 | 1 | Electric Utility | HY | WAT | HYC | CISO | M |  | 0 | 0 | 0 | 0 | 0 | 0 | 0 | 0 | 0 | 0 | 0 | 0 | 0 | 0 | 0 | 0 | 0 | 0 | 0 | 0 | 0 | 0 | 0 | 0 | 0 | 0 | 0 | 0 | 0 | 0 | 0 | 0 | 0 | 0 | 0 | 0 | 107746 | 12598 | 7952 | 17797 | 130374 | 243293 | 415801 | 565910 | 437149 | 2560 | 290267 | 99786 | 107746 | 12598 | 7952 | 17797 | 130374 | 243293 | 415801 | 565910 | 437149 | 2560 | 290267 | 99786 | 12290 | 1437 | 907 | 2030 | 14871 | 27751 | 47428 | 64550 | 49863 | 292 | 33109 | 11382 | 0 | 0 | 2331233 | 2331233 | 265910 | 2020
Vintage1966 | hydro | TRUE | 15127.426.CA.HY | 426 | N | . | Oxbow (CA) | Placer County Water Agency | 15127 | CA | PACC | WECC |  | 22 | 1 | Electric Utility | HY | WAT | HYC | CISO | A |  | 0 | 0 | 0 | 0 | 0 | 0 | 0 | 0 | 0 | 0 | 0 | 0 | 0 | 0 | 0 | 0 | 0 | 0 | 0 | 0 | 0 | 0 | 0 | 0 | 0 | 0 | 0 | 0 | 0 | 0 | 0 | 0 | 0 | 0 | 0 | 0 | 11901 | 8879 | 9400 | 13798 | 18898 | 17658 | 18669 | 18812 | 13102 | 10775 | 8149 | 6713 | 11901 | 8879 | 9400 | 13798 | 18898 | 17658 | 18669 | 18812 | 13102 | 10775 | 8149 | 6713 | 1357.482 | 1012.758 | 1072.19 | 1573.869 | 2155.598 | 2014.114 | 2129.489 | 2145.789 | 1494.462 | 1229.023 | 929.532 | 765.694 | 0 | 0 | 156754 | 156754 | 17880 | 2020
Vintage1966 | hydro | TRUE | 15127.427.CA.HY | 427 | N | . | Ralston | Placer County Water Agency | 15127 | CA | PACC | WECC |  | 22 | 1 | Electric Utility | HY | WAT | HYC | CISO | A |  | 0 | 0 | 0 | 0 | 0 | 0 | 0 | 0 | 0 | 0 | 0 | 0 | 0 | 0 | 0 | 0 | 0 | 0 | 0 | 0 | 0 | 0 | 0 | 0 | 0 | 0 | 0 | 0 | 0 | 0 | 0 | 0 | 0 | 0 | 0 | 0 | 132655 | 98968 | 104776 | 153801 | 210649 | 196823 | 208097 | 209690 | 146041 | 120102 | 90835 | 74825 | 132655 | 98968 | 104776 | 153801 | 210649 | 196823 | 208097 | 209690 | 146041 | 120102 | 90835 | 74825 | 15131.209 | 11288.743 | 11951.205 | 17543.177 | 24027.444 | 22450.387 | 23736.422 | 23918.111 | 16658.073 | 13699.345 | 10361.055 | 8534.829 | 0 | 0 | 1747262 | 1747262 | 199300 | 2020
Vintage1982 | hydro | TRUE | 12312.428.CA.HY | 428 | N | . | Parker | Merced Irrigation District | 12312 | CA | PACC | WECC |  | 22 | 2 | NAICS-22 Non-Cogen | HY | WAT | HYC | CISO | A |  | 0 | 0 | 0 | 0 | 0 | 0 | 0 | 0 | 0 | 0 | 0 | 0 | 0 | 0 | 0 | 0 | 0 | 0 | 0 | 0 | 0 | 0 | 0 | 0 | 0 | 0 | 0 | 0 | 0 | 0 | 0 | 0 | 0 | 0 | 0 | 0 | 3450 | 2574 | 2725 | 4001 | 5479 | 5120 | 5413 | 5454 | 3799 | 3124 | 2363 | 1946 | 3450 | 2574 | 2725 | 4001 | 5479 | 5120 | 5413 | 5454 | 3799 | 3124 | 2363 | 1946 | 393.578 | 293.632 | 310.863 | 456.316 | 624.979 | 583.958 | 617.409 | 622.135 | 433.294 | 356.334 | 269.502 | 222 | 0 | 0 | 45448 | 45448 | 5184 | 2020
Vintage1968 | hydro | TRUE | 16534.430.CA.HY | 430 | N | . | Camino | Sacramento Municipal Util Dist | 16534 | CA | PACC | WECC |  | 22 | 1 | Electric Utility | HY | WAT | HYC | BANC | M |  | 0 | 0 | 0 | 0 | 0 | 0 | 0 | 0 | 0 | 0 | 0 | 0 | 0 | 0 | 0 | 0 | 0 | 0 | 0 | 0 | 0 | 0 | 0 | 0 | 0 | 0 | 0 | 0 | 0 | 0 | 0 | 0 | 0 | 0 | 0 | 0 | 33244 | 42327 | 52891 | 97831 | 49937 | 109737 | 210478 | 323958 | 132469 | 127867 | 96937 | 508 | 33244 | 42327 | 52891 | 97831 | 49937 | 109737 | 210478 | 323958 | 132469 | 127867 | 96937 | 508 | 3792 | 4828 | 6033 | 11159 | 5696 | 12517 | 24008 | 36952 | 15110 | 14585 | 11057 | 58 | 0 | 0 | 1278184 | 1278184 | 145795 | 2020
Vintage1962 | hydro | TRUE | 16534.431.CA.HY | 431 | N | . | Jaybird | Sacramento Municipal Util Dist | 16534 | CA | PACC | WECC |  | 22 | 1 | Electric Utility | HY | WAT | HYC | BANC | M |  | 0 | 0 | 0 | 0 | 0 | 0 | 0 | 0 | 0 | 0 | 0 | 0 | 0 | 0 | 0 | 0 | 0 | 0 | 0 | 0 | 0 | 0 | 0 | 0 | 0 | 0 | 0 | 0 | 0 | 0 | 0 | 0 | 0 | 0 | 0 | 0 | 52795 | 69671 | 84163 | 64490 | 74783 | 230309 | 359009 | 541555 | 267797 | 255637 | 217860 | 148031 | 52795 | 69671 | 84163 | 64490 | 74783 | 230309 | 359009 | 541555 | 267797 | 255637 | 217860 | 148031 | 6022 | 7947 | 9600 | 7356 | 8530 | 26270 | 40950 | 61772 | 30546 | 29159 | 24850 | 16885 | 0 | 0 | 2366100 | 2366100 | 269887 | 2020
Vintage1971 | hydro | TRUE | 16534.432.CA.HY | 432 | N | . | Loon Lake | Sacramento Municipal Util Dist | 16534 | CA | PACC | WECC |  | 22 | 1 | Electric Utility | HY | WAT | HYC | BANC | A |  | 0 | 0 | 0 | 0 | 0 | 0 | 0 | 0 | 0 | 0 | 0 | 0 | 0 | 0 | 0 | 0 | 0 | 0 | 0 | 0 | 0 | 0 | 0 | 0 | 0 | 0 | 0 | 0 | 0 | 0 | 0 | 0 | 0 | 0 | 0 | 0 | 29229 | 21807 | 23087 | 33889 | 46415 | 43368 | 45852 | 46203 | 32179 | 26463 | 20015 | 16487 | 29229 | 21807 | 23087 | 33889 | 46415 | 43368 | 45852 | 46203 | 32179 | 26463 | 20015 | 16487 | 3334.029 | 2487.375 | 2633.343 | 3865.485 | 5294.236 | 4946.745 | 5230.111 | 5270.145 | 3670.46 | 3018.53 | 2282.967 | 1880.574 | 0 | 0 | 384994 | 384994 | 43914 | 2020
Vintage1965 | hydro | TRUE | 16534.433.CA.HY | 433 | N | . | Robbs Peak | Sacramento Municipal Util Dist | 16534 | CA | PACC | WECC |  | 22 | 1 | Electric Utility | HY | WAT | HYC | BANC | A |  | 0 | 0 | 0 | 0 | 0 | 0 | 0 | 0 | 0 | 0 | 0 | 0 | 0 | 0 | 0 | 0 | 0 | 0 | 0 | 0 | 0 | 0 | 0 | 0 | 0 | 0 | 0 | 0 | 0 | 0 | 0 | 0 | 0 | 0 | 0 | 0 | 14138 | 10548 | 11167 | 16392 | 22451 | 20977 | 22179 | 22348 | 15565 | 12800 | 9681 | 7975 | 14138 | 10548 | 11167 | 16392 | 22451 | 20977 | 22179 | 22348 | 15565 | 12800 | 9681 | 7975 | 1612.654 | 1203.132 | 1273.736 | 1869.717 | 2560.798 | 2392.718 | 2529.781 | 2549.145 | 1775.384 | 1460.049 | 1104.261 | 909.625 | 0 | 0 | 186221 | 186221 | 21241 | 2020
Vintage2020 | hydro | TRUE | 16534.435.CA.HY | 435 | N | . | White Rock/Slab Creek | Sacramento Municipal Util Dist | 16534 | CA | PACC | WECC |  | 22 | 1 | Electric Utility | HY | WAT | HYC | BANC | M |  | 0 | 0 | 0 | 0 | 0 | 0 | 0 | 0 | 0 | 0 | 0 | 0 | 0 | 0 | 0 | 0 | 0 | 0 | 0 | 0 | 0 | 0 | 0 | 0 | 0 | 0 | 0 | 0 | 0 | 0 | 0 | 0 | 0 | 0 | 0 | 0 | 0 | 0 | 0 | 283455 | 355107 | 191734 | 169606 | 256365 | 127972 | 106309 | 59467 | 51673 | 0 | 0 | 0 | 283455 | 355107 | 191734 | 169606 | 256365 | 127972 | 106309 | 59467 | 51673 | 0 | 0 | 0 | 32332 | 40505 | 21870 | 19346 | 29242 | 14597 | 12126 | 6783 | 5894 | 0 | 0 | 1601688 | 1601688 | 182695 | 2020
Vintage1994 | hydro | TRUE | 3255.436.CA.HY | 436 | N | . | Devil Canyon | California Dept. of Water Resources | 3255 | CA | PACC | WECC |  | 22 | 1 | Electric Utility | HY | WAT | HYC | CISO | M |  | 0 | 0 | 0 | 0 | 0 | 0 | 0 | 0 | 0 | 0 | 0 | 0 | 0 | 0 | 0 | 0 | 0 | 0 | 0 | 0 | 0 | 0 | 0 | 0 | 0 | 0 | 0 | 0 | 0 | 0 | 0 | 0 | 0 | 0 | 0 | 0 | 376867 | 604230 | 356326 | 109430 | 162663 | 266561 | 258477 | 309379 | 252533 | 221042 | 295246 | 154396 | 376867 | 604230 | 356326 | 109430 | 162663 | 266561 | 258477 | 309379 | 252533 | 221042 | 295246 | 154396 | 42987 | 68921 | 40644 | 12482 | 18554 | 30405 | 29483 | 35289 | 28805 | 25213 | 33677 | 17611 | 0 | 0 | 3367150 | 3367150 | 384071 | 2020
Vintage1968 | hydro | TRUE | 3255.437.CA.HY | 437 | N | . | Edward C Hyatt | California Dept. of Water Resources | 3255 | CA | PACC | WECC |  | 22 | 1 | Electric Utility | HY | WAT | HYC | CISO | M |  | 0 | 0 | 0 | 0 | 0 | 0 | 0 | 0 | 0 | 0 | 0 | 0 | 0 | 0 | 0 | 0 | 0 | 0 | 0 | 0 | 0 | 0 | 0 | 0 | 0 | 0 | 0 | 0 | 0 | 0 | 0 | 0 | 0 | 0 | 0 | 0 | 655386 | 447994 | 458356 | 512054 | 1311806 | 1640306 | 1745150 | 1156639 | 705761 | 786935 | 492171 | 381093 | 655386 | 447994 | 458356 | 512054 | 1311806 | 1640306 | 1745150 | 1156639 | 705761 | 786935 | 492171 | 381093 | 74756 | 51100 | 52282 | 58407 | 149630 | 187100 | 199059 | 131931 | 80502 | 89761 | 56139 | 43469 | 0 | 0 | 10293651 | 10293651 | 1174136 | 2020
Vintage1969 | other | TRUE | 3255.437.CA.PS | 437 | N | . | Edward C Hyatt | California Dept. of Water Resources | 3255 | CA | PACC | WECC |  | 22 | 1 | Electric Utility | PS | WAT | HPS | CISO | M | megawatthours | 0 | 0 | 0 | 0 | 0 | 0 | 0 | 0 | 0 | 0 | 0 | 0 | 0 | 0 | 0 | 0 | 0 | 0 | 0 | 0 | 0 | 0 | 0 | 0 | 0 | 0 | 0 | 0 | 0 | 0 | 0 | 0 | 0 | 0 | 0 | 0 | 0 | 0 | 0 | 0 | 0 | 0 | 0 | 0 | 0 | 0 | 0 | 0 | 0 | 0 | 0 | 0 | 0 | 0 | 0 | 0 | 0 | 0 | 0 | 0 | 0 | 0 | 0 | 0 | 0 | 0 | 0 | 0 | 0 | 0 | 0 | 0 | 0 | 0 | 0 | 0 | 0 | 2020
Vintage1968 | hydro | TRUE | 3255.438.CA.HY | 438 | N | . | Thermalito | California Dept. of Water Resources | 3255 | CA | PACC | WECC |  | 22 | 1 | Electric Utility | HY | WAT | HYC | CISO | M |  | . | . | . | . | . | . | . | . | 0 | 0 | 0 | 0 | . | . | . | . | . | . | . | . | 0 | 0 | 0 | 0 | . | . | . | . | . | . | . | . | 0 | 0 | 0 | 0 | . | . | . | . | . | . | . | . | 85996 | 112928 | 153913 | 68760 | . | . | . | . | . | . | . | . | 85996 | 112928 | 153913 | 68760 | . | . | . | . | . | . | . | . | 9809 | 12881 | 17556 | 7843 | 0 | 0 | 421597 | 421597 | 48089 | 2020
Vintage1968 | other | TRUE | 3255.438.CA.PS | 438 | N | . | Thermalito | California Dept. of Water Resources | 3255 | CA | PACC | WECC |  | 22 | 1 | Electric Utility | PS | WAT | HPS | CISO | M | megawatthours | . | . | . | . | . | . | . | . | 0 | 0 | 0 | 0 | . | . | . | . | . | . | . | . | 0 | 0 | 0 | 0 | . | . | . | . | . | . | . | . | 0 | 0 | 0 | 0 | . | . | . | . | . | . | . | . | 0 | 0 | 0 | 0 | . | . | . | . | . | . | . | . | 0 | 0 | 0 | 0 | . | . | . | . | . | . | . | . | 0 | 0 | 0 | 0 | 0 | 0 | 0 | 0 | 0 | 2020
Vintage1989 | hydro | TRUE | 19281.439.CA.HY | 439 | N | . | Don Pedro | Turlock Irrigation District | 19281 | CA | PACC | WECC |  | 22 | 1 | Electric Utility | HY | WAT | HYC | TIDC | M |  | 0 | 0 | 0 | 0 | 0 | 0 | 0 | 0 | 0 | 0 | 0 | 0 | 0 | 0 | 0 | 0 | 0 | 0 | 0 | 0 | 0 | 0 | 0 | 0 | 0 | 0 | 0 | 0 | 0 | 0 | 0 | 0 | 0 | 0 | 0 | 0 | 95990 | 59624 | 182722 | 265780 | 316287 | 311483 | 370905 | 309887 | 168756 | 0 | 8627 | 30141 | 95990 | 59624 | 182722 | 265780 | 316287 | 311483 | 370905 | 309887 | 168756 | 0 | 8627 | 30141 | 10949 | 6801 | 20842 | 30316 | 36077 | 35529 | 42307 | 35347 | 19249 | -117 | 984 | 3438 | 0 | 0 | 2120202 | 2120202 | 241722 | 2020
Vintage1924 | hydro | TRUE | 19281.440.CA.HY | 440 | N | . | La Grange | Turlock Irrigation District | 19281 | CA | PACC | WECC |  | 22 | 1 | Electric Utility | HY | WAT | HYC | TIDC | A |  | 0 | 0 | 0 | 0 | 0 | 0 | 0 | 0 | 0 | 0 | 0 | 0 | 0 | 0 | 0 | 0 | 0 | 0 | 0 | 0 | 0 | 0 | 0 | 0 | 0 | 0 | 0 | 0 | 0 | 0 | 0 | 0 | 0 | 0 | 0 | 0 | 9081 | 6775 | 7172 | 10528 | 14420 | 13473 | 14245 | 14354 | 9997 | 8222 | 6218 | 5122 | 9081 | 6775 | 7172 | 10528 | 14420 | 13473 | 14245 | 14354 | 9997 | 8222 | 6218 | 5122 | 1035.801 | 772.766 | 818.115 | 1200.911 | 1644.789 | 1536.832 | 1624.867 | 1637.304 | 1140.322 | 937.783 | 709.262 | 584.248 | 0 | 0 | 119607 | 119607 | 13643 | 2020
Vintage1955 | hydro | TRUE | 2518.441.CA.HY | 441 | N | . | Folsom | U S Bureau of Reclamation | 2518 | CA | PACC | WECC |  | 22 | 1 | Electric Utility | HY | WAT | HYC | WALC | M |  | 0 | 0 | 0 | 0 | 0 | 0 | 0 | 0 | 0 | 0 | 0 | 0 | 0 | 0 | 0 | 0 | 0 | 0 | 0 | 0 | 0 | 0 | 0 | 0 | 0 | 0 | 0 | 0 | 0 | 0 | 0 | 0 | 0 | 0 | 0 | 0 | 286760 | 232615 | 220849 | 193567 | 217211 | 398820 | 552409 | 367714 | 253384 | 202062 | 92965 | 143674 | 286760 | 232615 | 220849 | 193567 | 217211 | 398820 | 552409 | 367714 | 253384 | 202062 | 92965 | 143674 | 32709 | 26533 | 25191 | 22079 | 24776 | 45491 | 63010 | 41943 | 28902 | 23048 | 10604 | 16388 | 0 | 0 | 3162030 | 3162030 | 360674 | 2020
Vintage1963 | hydro | TRUE | 2518.442.CA.HY | 442 | N | . | Judge F Carr | U S Bureau of Reclamation | 2518 | CA | PACC | WECC |  | 22 | 1 | Electric Utility | HY | WAT | HYC | WALC | M |  | 0 | 0 | 0 | 0 | 0 | 0 | 0 | 0 | 0 | 0 | 0 | 0 | 0 | 0 | 0 | 0 | 0 | 0 | 0 | 0 | 0 | 0 | 0 | 0 | 0 | 0 | 0 | 0 | 0 | 0 | 0 | 0 | 0 | 0 | 0 | 0 | 32648 | 14764 | 366390 | 538215 | 450764 | 480774 | 503682 | 512808 | 519138 | 150161 | 79271 | 89038 | 32648 | 14764 | 366390 | 538215 | 450764 | 480774 | 503682 | 512808 | 519138 | 150161 | 79271 | 89038 | 3724 | 1684 | 41792 | 61391 | 51416 | 54839 | 57452 | 58493 | 59215 | 17128 | 9042 | 10156 | 0 | 0 | 3737653 | 3737653 | 426332 | 2020
Vintage1950 | hydro | TRUE | 2518.443.CA.HY | 443 | N | . | Keswick | U S Bureau of Reclamation | 2518 | CA | PACC | WECC |  | 22 | 1 | Electric Utility | HY | WAT | HYC | WALC | M |  | 0 | 0 | 0 | 0 | 0 | 0 | 0 | 0 | 0 | 0 | 0 | 0 | 0 | 0 | 0 | 0 | 0 | 0 | 0 | 0 | 0 | 0 | 0 | 0 | 0 | 0 | 0 | 0 | 0 | 0 | 0 | 0 | 0 | 0 | 0 | 0 | 182511 | 136073 | 177935 | 236928 | 346928 | 354573 | 361753 | 363489 | 242846 | 197652 | 159349 | 114997 | 182511 | 136073 | 177935 | 236928 | 346928 | 354573 | 361753 | 363489 | 242846 | 197652 | 159349 | 114997 | 20818 | 15521 | 20296 | 27025 | 39572 | 40444 | 41263 | 41461 | 27700 | 22545 | 18176 | 13117 | 0 | 0 | 2875034 | 2875034 | 327938 | 2020
Vintage1955 | hydro | TRUE | 2518.444.CA.HY | 444 | N | . | Nimbus | U S Bureau of Reclamation | 2518 | CA | PACC | WECC |  | 22 | 1 | Electric Utility | HY | WAT | HYC | WALC | A |  | 0 | 0 | 0 | 0 | 0 | 0 | 0 | 0 | 0 | 0 | 0 | 0 | 0 | 0 | 0 | 0 | 0 | 0 | 0 | 0 | 0 | 0 | 0 | 0 | 0 | 0 | 0 | 0 | 0 | 0 | 0 | 0 | 0 | 0 | 0 | 0 | 31401 | 23427 | 24801 | 36406 | 49862 | 46590 | 49258 | 49635 | 34569 | 28429 | 21502 | 17712 | 31401 | 23427 | 24801 | 36406 | 49862 | 46590 | 49258 | 49635 | 34569 | 28429 | 21502 | 17712 | 3581.685 | 2672.141 | 2828.952 | 4152.619 | 5687.5 | 5314.197 | 5618.612 | 5661.62 | 3943.107 | 3242.751 | 2452.55 | 2020.266 | 0 | 0 | 413592 | 413592 | 47176 | 2020
Vintage1949 | hydro | TRUE | 2518.445.CA.HY | 445 | N | . | Shasta | U S Bureau of Reclamation | 2518 | CA | PACC | WECC |  | 22 | 1 | Electric Utility | HY | WAT | HYC | WALC | M |  | 0 | 0 | 0 | 0 | 0 | 0 | 0 | 0 | 0 | 0 | 0 | 0 | 0 | 0 | 0 | 0 | 0 | 0 | 0 | 0 | 0 | 0 | 0 | 0 | 0 | 0 | 0 | 0 | 0 | 0 | 0 | 0 | 0 | 0 | 0 | 0 | 1010134 | 839011 | 829332 | 1052750 | 1735682 | 2115907 | 2210695 | 1587712 | 990382 | 920439 | 782762 | 574554 | 1010134 | 839011 | 829332 | 1052750 | 1735682 | 2115907 | 2210695 | 1587712 | 990382 | 920439 | 782762 | 574554 | 115220 | 95701 | 94597 | 120081 | 197979 | 241349 | 252161 | 181101 | 112967 | 104989 | 89285 | 65536 | 0 | 0 | 14649360 | 14649360 | 1670966 | 2020
Vintage1968 | other | TRUE | 2518.446.CA.PS | 446 | N | . | ONeill | U S Bureau of Reclamation | 2518 | CA | PACC | WECC |  | 22 | 1 | Electric Utility | PS | WAT | HPS | WALC | M | megawatthours | 12633 | 2756 | 7033 | 4390 | 1 | 1146 | 3196 | 5313 | 5868 | 4319 | 1603 | 1684 | 12633 | 2756 | 7033 | 4390 | 1 | 1146 | 3196 | 5313 | 5868 | 4319 | 1603 | 1684 | 0 | 0 | 0 | 0 | 0 | 0 | 0 | 0 | 0 | 0 | 0 | 0 | 0 | 0 | 0 | 0 | 0 | 0 | 0 | 0 | 0 | 0 | 0 | 0 | 0 | 0 | 0 | 0 | 0 | 0 | 0 | 0 | 0 | 0 | 0 | 0 | -12633 | -1450 | -7022 | -4175 | 1466 | -565 | -3119 | -5115 | -5702 | -4316 | -1400 | -1621 | 49942 | 49942 | 0 | 0 | -45652 | 2020
Vintage1943 | hydro | TRUE | 2518.447.CA.HY | 447 | N | . | Parker Dam | U S Bureau of Reclamation | 2518 | CA | PACC | WECC |  | 22 | 1 | Electric Utility | HY | WAT | HYC | WALC | M |  | 0 | 0 | 0 | 0 | 0 | 0 | 0 | 0 | 0 | 0 | 0 | 0 | 0 | 0 | 0 | 0 | 0 | 0 | 0 | 0 | 0 | 0 | 0 | 0 | 0 | 0 | 0 | 0 | 0 | 0 | 0 | 0 | 0 | 0 | 0 | 0 | 191068 | 243889 | 261704 | 388159 | 452693 | 426278 | 424051 | 392919 | 329052 | 280474 | 207962 | 171632 | 191068 | 243889 | 261704 | 388159 | 452693 | 426278 | 424051 | 392919 | 329052 | 280474 | 207962 | 171632 | 21794 | 27819 | 29851 | 44275 | 51636 | 48623 | 48369 | 44818 | 37533 | 31992 | 23721 | 19577 | 0 | 0 | 3769881 | 3769881 | 430008 | 2020
Vintage1968 | other | TRUE | 3255.448.CA.PS | 448 | N | . | W R Gianelli | California Dept. of Water Resources | 3255 | CA | PACC | WECC |  | 22 | 1 | Electric Utility | PS | WAT | HPS | CISO | M | megawatthours | 77390 | 8390 | 42040 | 18740 | 0 | 0 | 3000 | 21580 | 12200 | 1490 | 8620 | 12850 | 77390 | 8390 | 42040 | 18740 | 0 | 0 | 3000 | 21580 | 12200 | 1490 | 8620 | 12850 | 0 | 0 | 0 | 0 | 0 | 0 | 0 | 0 | 0 | 0 | 0 | 0 | 0 | 0 | 0 | 0 | 0 | 0 | 0 | 0 | 0 | 0 | 0 | 0 | 0 | 0 | 0 | 0 | 0 | 0 | 0 | 0 | 0 | 0 | 0 | 0 | -77390 | 21290 | -37670 | -7520 | 45320 | 46380 | 16360 | -12610 | -6710 | 4820 | -5290 | -11360 | 206300 | 206300 | 0 | 0 | -24380 | 2020
Vintage1964 | hydro | TRUE | 2518.450.CA.HY | 450 | N | . | Spring Creek | U S Bureau of Reclamation | 2518 | CA | PACC | WECC |  | 22 | 1 | Electric Utility | HY | WAT | HYC | WALC | M |  | 0 | 0 | 0 | 0 | 0 | 0 | 0 | 0 | 0 | 0 | 0 | 0 | 0 | 0 | 0 | 0 | 0 | 0 | 0 | 0 | 0 | 0 | 0 | 0 | 0 | 0 | 0 | 0 | 0 | 0 | 0 | 0 | 0 | 0 | 0 | 0 | 37523 | 4620 | 286795 | 449037 | 408227 | 437123 | 453438 | 440331 | 449668 | 202579 | 27449 | 16657 | 37523 | 4620 | 286795 | 449037 | 408227 | 437123 | 453438 | 440331 | 449668 | 202579 | 27449 | 16657 | 4280 | 527 | 32713 | 51219 | 46564 | 49860 | 51721 | 50226 | 51291 | 23107 | 3131 | 1900 | 0 | 0 | 3213447 | 3213447 | 366539 | 2020
Vintage1964 | hydro | TRUE | 2518.451.CA.HY | 451 | N | . | Trinity | U S Bureau of Reclamation | 2518 | CA | PACC | WECC |  | 22 | 1 | Electric Utility | HY | WAT | HYC | WALC | M |  | 0 | 0 | 0 | 0 | 0 | 0 | 0 | 0 | 0 | 0 | 0 | 0 | 0 | 0 | 0 | 0 | 0 | 0 | 0 | 0 | 0 | 0 | 0 | 0 | 0 | 0 | 0 | 0 | 0 | 0 | 0 | 0 | 0 | 0 | 0 | 0 | 71837 | 56617 | 312447 | 566787 | 514597 | 472699 | 418142 | 419150 | 418896 | 161400 | 57205 | 112875 | 71837 | 56617 | 312447 | 566787 | 514597 | 472699 | 418142 | 419150 | 418896 | 161400 | 57205 | 112875 | 8194 | 6458 | 35639 | 64650 | 58697 | 53918 | 47695 | 47810 | 47781 | 18410 | 6525 | 12875 | 0 | 0 | 3582652 | 3582652 | 408652 | 2020
Vintage1969 | hydro | TRUE | 21140.454.CA.HY | 454 | N | . | Colgate | Yuba County Water Agency | 21140 | CA | PACC | WECC |  | 22 | 1 | Electric Utility | HY | WAT | HYC | CISO | M |  | 0 | 0 | 0 | 0 | 0 | 0 | 0 | 0 | 0 | 0 | 0 | 0 | 0 | 0 | 0 | 0 | 0 | 0 | 0 | 0 | 0 | 0 | 0 | 0 | 0 | 0 | 0 | 0 | 0 | 0 | 0 | 0 | 0 | 0 | 0 | 0 | 521505 | 351320 | 249097 | 241601 | 500894 | 718736 | 1016507 | 1041642 | 417362 | 591729 | 489646 | 412943 | 521505 | 351320 | 249097 | 241601 | 500894 | 718736 | 1016507 | 1041642 | 417362 | 591729 | 489646 | 412943 | 59485 | 40073 | 28413 | 27558 | 57134 | 81982 | 115947 | 118814 | 47606 | 67495 | 55851 | 47102 | 0 | 0 | 6552982 | 6552982 | 747460 | 2020
Vintage1969 | hydro | TRUE | 21140.455.CA.HY | 455 | N | . | Narrows 2 | Yuba County Water Agency | 21140 | CA | PACC | WECC |  | 22 | 1 | Electric Utility | HY | WAT | HYC | CISO | A |  | 0 | 0 | 0 | 0 | 0 | 0 | 0 | 0 | 0 | 0 | 0 | 0 | 0 | 0 | 0 | 0 | 0 | 0 | 0 | 0 | 0 | 0 | 0 | 0 | 0 | 0 | 0 | 0 | 0 | 0 | 0 | 0 | 0 | 0 | 0 | 0 | 78053 | 58232 | 61649 | 90495 | 123943 | 115808 | 122442 | 123379 | 85929 | 70667 | 53447 | 44026 | 78053 | 58232 | 61649 | 90495 | 123943 | 115808 | 122442 | 123379 | 85929 | 70667 | 53447 | 44026 | 8903.04 | 6642.177 | 7031.962 | 10322.219 | 14137.493 | 13209.569 | 13966.258 | 14073.162 | 9801.433 | 8060.549 | 6096.335 | 5021.803 | 0 | 0 | 1028070 | 1028070 | 117266 | 2020
Vintage1986 | hydro | TRUE | 5969.457.CA.HY | 457 | N | . | Bear Valley | City of Escondido - (CA) | 5969 | CA | PACC | WECC |  | 22 | 1 | Electric Utility | HY | WAT | HYC | CISO | A |  | 0 | 0 | 0 | 0 | 0 | 0 | 0 | 0 | 0 | 0 | 0 | 0 | 0 | 0 | 0 | 0 | 0 | 0 | 0 | 0 | 0 | 0 | 0 | 0 | 0 | 0 | 0 | 0 | 0 | 0 | 0 | 0 | 0 | 0 | 0 | 0 | 1006 | 750 | 794 | 1166 | 1597 | 1492 | 1578 | 1590 | 1107 | 911 | 689 | 567 | 1006 | 750 | 794 | 1166 | 1597 | 1492 | 1578 | 1590 | 1107 | 911 | 689 | 567 | 114.718 | 85.586 | 90.608 | 133.004 | 182.165 | 170.208 | 179.959 | 181.336 | 126.294 | 103.862 | 78.553 | 64.707 | 0 | 0 | 13247 | 13247 | 1511 | 2020
Vintage1964 | petroleum | TRUE | 56146.460.CO.IC | 460 | N | . | Pueblo | Black Hills Colorado Electric, LLC | 56146 | CO | MTN | WECC |  | 22 | 1 | Electric Utility | IC | DFO | DFO | PSCO | A | barrels | 3 | 2 | 2 | 3 | 2 | 2 | 2 | 3 | 3 | 3 | 3 | 3 | 3 | 2 | 2 | 3 | 2 | 2 | 2 | 3 | 3 | 3 | 3 | 3 | 5.6 | 5.6 | 5.6 | 5.6 | 5.6 | 5.6 | 5.6 | 5.6 | 5.6 | 5.6 | 5.6 | 5.6 | 17 | 11 | 11 | 17 | 11 | 11 | 11 | 17 | 17 | 17 | 17 | 17 | 17 | 11 | 11 | 17 | 11 | 11 | 11 | 17 | 17 | 17 | 17 | 17 | -11.487 | -9.162 | -8.453 | -11.316 | -7.721 | -9.773 | -9.208 | -10.217 | -12.269 | -10.431 | -13.56 | -12.403 | 31 | 31 | 174 | 174 | -126 | 2020
Vintage1964 | natural gas peaker | TRUE | 56146.460.CO.IC | 460 | N | . | Pueblo | Black Hills Colorado Electric, LLC | 56146 | CO | MTN | WECC |  | 22 | 1 | Electric Utility | IC | NG | NG | PSCO | A | mcf | 0 | 0 | 0 | 0 | 0 | 0 | 0 | 0 | 0 | 0 | 0 | 0 | 0 | 0 | 0 | 0 | 0 | 0 | 0 | 0 | 0 | 0 | 0 | 0 | 0 | 0 | 0 | 0 | 0 | 0 | 0 | 0 | 0 | 0 | 0 | 0 | 0 | 0 | 0 | 0 | 0 | 0 | 0 | 0 | 0 | 0 | 0 | 0 | 0 | 0 | 0 | 0 | 0 | 0 | 0 | 0 | 0 | 0 | 0 | 0 | 0 | 0 | 0 | 0 | 0 | 0 | 0 | 0 | 0 | 0 | 0 | 0 | 0 | 0 | 0 | 0 | 0 | 2020
Vintage1977 | petroleum | TRUE | 15466.464.CO.GT | 464 | N | . | Alamosa | Public Service Co of Colorado | 15466 | CO | MTN | WECC |  | 22 | 1 | Electric Utility | GT | DFO | DFO | PSCO | A | barrels | 126 | 101 | 93 | 124 | 85 | 107 | 101 | 112 | 135 | 114 | 149 | 136 | 126 | 101 | 93 | 124 | 85 | 107 | 101 | 112 | 135 | 114 | 149 | 136 | 5.767 | 5.767 | 5.767 | 5.767 | 5.767 | 5.767 | 5.767 | 5.767 | 5.767 | 5.767 | 5.767 | 5.767 | 727 | 582 | 536 | 715 | 490 | 617 | 582 | 646 | 779 | 657 | 859 | 784 | 727 | 582 | 536 | 715 | 490 | 617 | 582 | 646 | 779 | 657 | 859 | 784 | 34.53 | 27.54 | 25.407 | 34.015 | 23.209 | 29.375 | 27.676 | 30.71 | 36.879 | 31.353 | 40.758 | 37.282 | 1383 | 1383 | 7974 | 7974 | 378.734 | 2020
Vintage1977 | natural gas peaker | TRUE | 15466.464.CO.GT | 464 | N | . | Alamosa | Public Service Co of Colorado | 15466 | CO | MTN | WECC |  | 22 | 1 | Electric Utility | GT | NG | NG | PSCO | A | mcf | 17906 | 25831 | 24085 | 21642 | 18973 | 25840 | 28956 | 29468 | 22562 | 20821 | 18654 | 20801 | 17906 | 25831 | 24085 | 21642 | 18973 | 25840 | 28956 | 29468 | 22562 | 20821 | 18654 | 20801 | 0.966 | 0.966 | 0.966 | 0.966 | 0.966 | 0.966 | 0.966 | 0.966 | 0.966 | 0.966 | 0.966 | 0.966 | 17297 | 24953 | 23266 | 20906 | 18328 | 24961 | 27971 | 28466 | 21795 | 20113 | 18020 | 20094 | 17297 | 24953 | 23266 | 20906 | 18328 | 24961 | 27971 | 28466 | 21795 | 20113 | 18020 | 20094 | 821.366 | 1184.889 | 1104.815 | 992.76 | 870.322 | 1185.297 | 1328.243 | 1351.728 | 1034.94 | 955.071 | 855.67 | 954.165 | 275539 | 275539 | 266170 | 266170 | 12639.266 | 2020
Vintage2013 | hydro | TRUE | 1994.466.CO.HY | 466 | N | . | Boulder Canyon Hydro | Boulder City of | 1994 | CO | MTN | WECC |  | 22 | 2 | NAICS-22 Non-Cogen | HY | WAT | HYC | PSCO | A |  | 0 | 0 | 0 | 0 | 0 | 0 | 0 | 0 | 0 | 0 | 0 | 0 | 0 | 0 | 0 | 0 | 0 | 0 | 0 | 0 | 0 | 0 | 0 | 0 | 0 | 0 | 0 | 0 | 0 | 0 | 0 | 0 | 0 | 0 | 0 | 0 | 7148 | 7528 | 7832 | 8811 | 10023 | 9763 | 9893 | 9960 | 7235 | 7915 | 7715 | 7165 | 7148 | 7528 | 7832 | 8811 | 10023 | 9763 | 9893 | 9960 | 7235 | 7915 | 7715 | 7165 | 815.305 | 858.717 | 893.384 | 1005.067 | 1143.274 | 1113.639 | 1128.381 | 1136.038 | 825.198 | 902.776 | 880 | 817.221 | 0 | 0 | 100988 | 100988 | 11519 | 2020
Vintage1967 | other | TRUE | 15466.467.CO.PS | 467 | N | . | Cabin Creek | Public Service Co of Colorado | 15466 | CO | MTN | WECC |  | 22 | 1 | Electric Utility | PS | WAT | HPS | PSCO | M | megawatthours | 25005 | 20894 | 18079 | 15273 | 11164 | 2372 | 10406 | 12944 | 106 | 115 | 11624 | 18730 | 25005 | 20894 | 18079 | 15273 | 11164 | 2372 | 10406 | 12944 | 106 | 115 | 11624 | 18730 | 0 | 0 | 0 | 0 | 0 | 0 | 0 | 0 | 0 | 0 | 0 | 0 | 0 | 0 | 0 | 0 | 0 | 0 | 0 | 0 | 0 | 0 | 0 | 0 | 0 | 0 | 0 | 0 | 0 | 0 | 0 | 0 | 0 | 0 | 0 | 0 | -9909 | -7574 | -6999 | -6016 | -3453 | -1790 | -3293 | -4028 | -106 | -115 | -7785 | -10876 | 146712 | 146712 | 0 | 0 | -61944 | 2020
Vintage2015 | natural gas combined cycle | TRUE | 15466.469.CO.CA | 469 | N | . | Cherokee | Public Service Co of Colorado | 15466 | CO | MTN | WECC |  | 22 | 1 | Electric Utility | CA | NG | NG | PSCO | M | mcf | 0 | 0 | 0 | 0 | 0 | 0 | 0 | 0 | 0 | 0 | 0 | 0 | 0 | 0 | 0 | 0 | 0 | 0 | 0 | 0 | 0 | 0 | 0 | 0 | 0 | 0 | 0 | 0 | 0 | 0 | 0 | 0 | 0 | 0 | 0 | 0 | 0 | 0 | 0 | 0 | 0 | 0 | 0 | 0 | 0 | 0 | 0 | 0 | 0 | 0 | 0 | 0 | 0 | 0 | 0 | 0 | 0 | 0 | 0 | 0 | 108254 | 103884 | 114967 | 108297 | 69749 | 107327 | 113917 | 87008 | 66932 | 88542 | 84672 | 95578 | 0 | 0 | 0 | 0 | 1149127 | 2020
Vintage2015 | natural gas combined cycle | TRUE | 15466.469.CO.CT | 469 | N | . | Cherokee | Public Service Co of Colorado | 15466 | CO | MTN | WECC |  | 22 | 1 | Electric Utility | CT | NG | NG | PSCO | M | mcf | 1810087 | 1716624 | 1942380 | 1819437 | 1120177 | 1739777 | 1893694 | 1499880 | 1175038 | 1494377 | 1409152 | 1582368 | 1810087 | 1716624 | 1942380 | 1819437 | 1120177 | 1739777 | 1893694 | 1499880 | 1175038 | 1494377 | 1409152 | 1582368 | 1.093 | 1.101 | 1.089 | 1.093 | 1.081 | 1.093 | 1.097 | 1.096 | 1.092 | 1.095 | 1.089 | 1.071 | 1978425 | 1890003 | 2115252 | 1988645 | 1210911 | 1901576 | 2077382 | 1643868 | 1283141 | 1636343 | 1534567 | 1694716 | 1978425 | 1890003 | 2115252 | 1988645 | 1210911 | 1901576 | 2077382 | 1643868 | 1283141 | 1636343 | 1534567 | 1694716 | 169452 | 174073 | 195239 | 177217 | 97661 | 163055 | 176081 | 137816 | 109996 | 135802 | 126397 | 133500 | 19202991 | 19202991 | 20954829 | 20954829 | 1796289 | 2020
Vintage1968 | hard coal | TRUE | 15466.469.CO.ST | 469 | N | . | Cherokee | Public Service Co of Colorado | 15466 | CO | MTN | WECC |  | 22 | 1 | Electric Utility | ST | BIT | COL | PSCO | M | short tons | 0 | 0 | 0 | 0 | 0 | 0 | 0 | 0 | 0 | 0 | 0 | 0 | 0 | 0 | 0 | 0 | 0 | 0 | 0 | 0 | 0 | 0 | 0 | 0 | 0 | 0 | 0 | 0 | 0 | 0 | 0 | 0 | 0 | 0 | 0 | 0 | 0 | 0 | 0 | 0 | 0 | 0 | 0 | 0 | 0 | 0 | 0 | 0 | 0 | 0 | 0 | 0 | 0 | 0 | 0 | 0 | 0 | 0 | 0 | 0 | 0 | 0 | 0 | 0 | 0 | 0 | 0 | 0 | 0 | 0 | 0 | 0 | 0 | 0 | 0 | 0 | 0 | 2020
Vintage1968 | natural gas steam turbine | TRUE | 15466.469.CO.ST | 469 | N | . | Cherokee | Public Service Co of Colorado | 15466 | CO | MTN | WECC |  | 22 | 1 | Electric Utility | ST | NG | NG | PSCO | M | mcf | 0 | 471285 | 0 | 0 | 541107 | 1064568 | 1632098 | 1713959 | 1660783 | 1049281 | 913607 | 518520 | 0 | 471285 | 0 | 0 | 541107 | 1064568 | 1632098 | 1713959 | 1660783 | 1049281 | 913607 | 518520 | 0 | 1.101 | 0 | 0 | 1.081 | 1.052 | 1.097 | 1.096 | 1.092 | 1.095 | 1.089 | 1.071 | 0 | 518885 | 0 | 0 | 584937 | 1119926 | 1790412 | 1878499 | 1813575 | 1148963 | 994918 | 555335 | 0 | 518885 | 0 | 0 | 584937 | 1119926 | 1790412 | 1878499 | 1813575 | 1148963 | 994918 | 555335 | -1887 | 40051 | -1726 | -1552 | 53629 | 97336 | 144799 | 161655 | 159920 | 98333 | 85311 | 47939 | 9565208 | 9565208 | 10405450 | 10405450 | 883808 | 2020
Vintage2010 | natural gas steam turbine | TRUE | 15466.470.CO.ST | 470 | N | . | Comanche (CO) | Public Service Co of Colorado | 15466 | CO | MTN | WECC |  | 22 | 1 | Electric Utility | ST | NG | NG | WACM | M | mcf | 197477 | 140731 | 184311 | 208747 | 154855 | 219713 | 117896 | 117765 | 128473 | 176807 | 150770 | 196441 | 197477 | 140731 | 184311 | 208747 | 154855 | 219713 | 117896 | 117765 | 128473 | 176807 | 150770 | 196441 | 0.982 | 0.988 | 1.009 | 1.026 | 1.057 | 1.052 | 1.056 | 1.056 | 1.05 | 1.05 | 1.01 | 0.981 | 193922 | 139042 | 185970 | 214174 | 163682 | 231138 | 124498 | 124360 | 134897 | 185647 | 152278 | 192709 | 193922 | 139042 | 185970 | 214174 | 163682 | 231138 | 124498 | 124360 | 134897 | 185647 | 152278 | 192709 | 17175.001 | 11726.495 | 15816.167 | 16896.787 | 12783.733 | 18783.516 | 10673.8 | 10256.878 | 11108.92 | 15316.329 | 12645.306 | 16097.359 | 1993986 | 1993986 | 2042317 | 2042317 | 169280.29 | 2020
Vintage2010 | hard coal | TRUE | 15466.470.CO.ST | 470 | N | . | Comanche (CO) | Public Service Co of Colorado | 15466 | CO | MTN | WECC |  | 22 | 1 | Electric Utility | ST | SUB | COL | WACM | M | short tons | 309104 | 227238 | 238159 | 170940 | 134330 | 194655 | 243038 | 244151 | 224199 | 249357 | 223222 | 256698 | 309104 | 227238 | 238159 | 170940 | 134330 | 194655 | 243038 | 244151 | 224199 | 249357 | 223222 | 256698 | 17.599 | 17.712 | 17.73 | 17.656 | 17.614 | 17.582 | 17.262 | 17.614 | 17.526 | 17.618 | 17.506 | 17.458 | 5439921 | 4024839 | 4222559 | 3018117 | 2366089 | 3422424 | 4195322 | 4300476 | 3929312 | 4393172 | 3907724 | 4481434 | 5439921 | 4024839 | 4222559 | 3018117 | 2366089 | 3422424 | 4195322 | 4300476 | 3929312 | 4393172 | 3907724 | 4481434 | 481794 | 339445.51 | 359115.83 | 238107.21 | 184794.27 | 278124.48 | 359684.2 | 354692.12 | 323584.08 | 362446.67 | 324501.69 | 374343.64 | 2715091 | 2715091 | 47701389 | 47701389 | 3980633.7 | 2020
Vintage1973 | petroleum | TRUE | 15466.471.CO.GT | 471 | N | . | Fruita | Public Service Co of Colorado | 15466 | CO | MTN | WECC |  | 22 | 1 | Electric Utility | GT | DFO | DFO | PSCO | A | barrels | 4 | 3 | 3 | 4 | 3 | 3 | 3 | 3 | 4 | 3 | 5 | 4 | 4 | 3 | 3 | 4 | 3 | 3 | 3 | 3 | 4 | 3 | 5 | 4 | 5.744 | 5.744 | 5.744 | 5.744 | 5.744 | 5.744 | 5.744 | 5.744 | 5.744 | 5.744 | 5.744 | 5.744 | 23 | 17 | 17 | 23 | 17 | 17 | 17 | 17 | 23 | 17 | 29 | 23 | 23 | 17 | 17 | 23 | 17 | 17 | 17 | 17 | 23 | 17 | 29 | 23 | 1.209 | 0.964 | 0.889 | 1.19 | 0.812 | 1.028 | 0.968 | 1.075 | 1.29 | 1.097 | 1.426 | 1.304 | 42 | 42 | 240 | 240 | 13.252 | 2020
Vintage1973 | natural gas peaker | TRUE | 15466.471.CO.GT | 471 | N | . | Fruita | Public Service Co of Colorado | 15466 | CO | MTN | WECC |  | 22 | 1 | Electric Utility | GT | NG | NG | PSCO | A | mcf | 1272 | 1834 | 1710 | 1537 | 1347 | 1835 | 2056 | 2093 | 1602 | 1478 | 1325 | 1477 | 1272 | 1834 | 1710 | 1537 | 1347 | 1835 | 2056 | 2093 | 1602 | 1478 | 1325 | 1477 | 1.04 | 1.04 | 1.04 | 1.04 | 1.04 | 1.04 | 1.04 | 1.04 | 1.04 | 1.04 | 1.04 | 1.04 | 1323 | 1907 | 1778 | 1598 | 1401 | 1908 | 2138 | 2177 | 1666 | 1537 | 1378 | 1536 | 1323 | 1907 | 1778 | 1598 | 1401 | 1908 | 2138 | 2177 | 1666 | 1537 | 1378 | 1536 | 72.638 | 104.785 | 97.704 | 87.794 | 76.967 | 104.821 | 117.463 | 119.539 | 91.524 | 84.461 | 75.671 | 84.381 | 19566 | 19566 | 20347 | 20347 | 1117.748 | 2020
Vintage1908 | hydro | TRUE | 15466.472.CO.HY | 472 | N | . | Georgetown Hydro | Public Service Co of Colorado | 15466 | CO | MTN | WECC |  | 22 | 1 | Electric Utility | HY | WAT | HYC | PSCO | A |  | 0 | 0 | 0 | 0 | 0 | 0 | 0 | 0 | 0 | 0 | 0 | 0 | 0 | 0 | 0 | 0 | 0 | 0 | 0 | 0 | 0 | 0 | 0 | 0 | 0 | 0 | 0 | 0 | 0 | 0 | 0 | 0 | 0 | 0 | 0 | 0 | 1412 | 1488 | 1548 | 1741 | 1980 | 1929 | 1955 | 1968 | 1429 | 1564 | 1524 | 1416 | 1412 | 1488 | 1548 | 1741 | 1980 | 1929 | 1955 | 1968 | 1429 | 1564 | 1524 | 1416 | 161.093 | 169.671 | 176.521 | 198.588 | 225.896 | 220.04 | 222.953 | 224.466 | 163.048 | 178.376 | 173.876 | 161.472 | 0 | 0 | 19954 | 19954 | 2276 | 2020
Vintage1932 | hydro | TRUE | 57301.473.CO.HY | 473 | N | . | Grand Valley Project Power Plant | Orchard Mesa Irrigation District | 57301 | CO | MTN | WECC |  | 22 | 1 | Electric Utility | HY | WAT | HYC | PSCO | A |  | 0 | 0 | 0 | 0 | 0 | 0 | 0 | 0 | 0 | 0 | 0 | 0 | 0 | 0 | 0 | 0 | 0 | 0 | 0 | 0 | 0 | 0 | 0 | 0 | 0 | 0 | 0 | 0 | 0 | 0 | 0 | 0 | 0 | 0 | 0 | 0 | 4153 | 4374 | 4550 | 5119 | 5823 | 5672 | 5747 | 5786 | 4203 | 4598 | 4482 | 4162 | 4153 | 4374 | 4550 | 5119 | 5823 | 5672 | 5747 | 5786 | 4203 | 4598 | 4482 | 4162 | 473.653 | 498.875 | 519.014 | 583.897 | 664.189 | 646.972 | 655.537 | 659.985 | 479.401 | 524.471 | 511.239 | 474.767 | 0 | 0 | 58669 | 58669 | 6692 | 2020
Vintage1908 | hydro | TRUE | 15466.474.CO.HY | 474 | N | . | Salida | Public Service Co of Colorado | 15466 | CO | MTN | WECC |  | 22 | 1 | Electric Utility | HY | WAT | HYC | PSCO | A |  | 0 | 0 | 0 | 0 | 0 | 0 | 0 | 0 | 0 | 0 | 0 | 0 | 0 | 0 | 0 | 0 | 0 | 0 | 0 | 0 | 0 | 0 | 0 | 0 | 0 | 0 | 0 | 0 | 0 | 0 | 0 | 0 | 0 | 0 | 0 | 0 | 1059 | 1116 | 1161 | 1306 | 1485 | 1447 | 1466 | 1476 | 1072 | 1173 | 1143 | 1062 | 1059 | 1116 | 1161 | 1306 | 1485 | 1447 | 1466 | 1476 | 1072 | 1173 | 1143 | 1062 | 120.82 | 127.253 | 132.391 | 148.941 | 169.422 | 165.03 | 167.215 | 168.349 | 122.286 | 133.782 | 130.407 | 121.104 | 0 | 0 | 14966 | 14966 | 1707 | 2020
Vintage1909 | hydro | TRUE | 15466.476.CO.HY | 476 | N | . | Shoshone (CO) | Public Service Co of Colorado | 15466 | CO | MTN | WECC |  | 22 | 1 | Electric Utility | HY | WAT | HYC | PSCO | A |  | 0 | 0 | 0 | 0 | 0 | 0 | 0 | 0 | 0 | 0 | 0 | 0 | 0 | 0 | 0 | 0 | 0 | 0 | 0 | 0 | 0 | 0 | 0 | 0 | 0 | 0 | 0 | 0 | 0 | 0 | 0 | 0 | 0 | 0 | 0 | 0 | 12569 | 13239 | 13773 | 15495 | 17625 | 17169 | 17396 | 17514 | 12722 | 13918 | 13567 | 12599 | 12569 | 13239 | 13773 | 15495 | 17625 | 17169 | 17396 | 17514 | 12722 | 13918 | 13567 | 12599 | 1433.7 | 1510.043 | 1571.004 | 1767.396 | 2010.431 | 1958.318 | 1984.243 | 1997.707 | 1451.099 | 1587.519 | 1547.468 | 1437.072 | 0 | 0 | 177586 | 177586 | 20256 | 2020
Vintage1973 | natural gas peaker | TRUE | 15466.477.CO.GT | 477 | N | . | Valmont | Public Service Co of Colorado | 15466 | CO | MTN | WECC |  | 22 | 1 | Electric Utility | GT | NG | NG | PSCO | M | mcf | 1758 | 326 | 1272 | 0 | 2112 | 3658 | 5351 | 21952 | 7842 | 4648 | 535 | 889 | 1758 | 326 | 1272 | 0 | 2112 | 3658 | 5351 | 21952 | 7842 | 4648 | 535 | 889 | 1.07 | 1.071 | 1.054 | 0 | 1.059 | 1.052 | 1.052 | 1.056 | 1.056 | 1.033 | 1.06 | 1.06 | 1881 | 349 | 1341 | 0 | 2237 | 3848 | 5629 | 23181 | 8281 | 4801 | 567 | 942 | 1881 | 349 | 1341 | 0 | 2237 | 3848 | 5629 | 23181 | 8281 | 4801 | 567 | 942 | 132 | -102 | 87 | -15 | 150 | 208 | 384 | 1957 | 575 | 347 | 21 | 47 | 50343 | 50343 | 53057 | 53057 | 3791 | 2020
Vintage1983 | hydro | TRUE | 12397.479.CA.HY | 479 | N | . | Temescal | Metropolitan Water District of S CA | 12397 | CA | PACC | WECC |  | 22 | 1 | Electric Utility | HY | WAT | HYC | CISO | A |  | 0 | 0 | 0 | 0 | 0 | 0 | 0 | 0 | 0 | 0 | 0 | 0 | 0 | 0 | 0 | 0 | 0 | 0 | 0 | 0 | 0 | 0 | 0 | 0 | 0 | 0 | 0 | 0 | 0 | 0 | 0 | 0 | 0 | 0 | 0 | 0 | 5596 | 4175 | 4420 | 6489 | 8887 | 8303 | 8779 | 8846 | 6161 | 5067 | 3832 | 3157 | 5596 | 4175 | 4420 | 6489 | 8887 | 8303 | 8779 | 8846 | 6161 | 5067 | 3832 | 3157 | 638.35 | 476.246 | 504.193 | 740.106 | 1013.662 | 947.129 | 1001.384 | 1009.049 | 702.765 | 577.943 | 437.109 | 360.064 | 0 | 0 | 73712 | 73712 | 8408 | 2020
Vintage1983 | hydro | TRUE | 12397.480.CA.HY | 480 | N | . | Corona | Metropolitan Water District of S CA | 12397 | CA | PACC | WECC |  | 22 | 1 | Electric Utility | HY | WAT | HYC | CISO | A |  | 0 | 0 | 0 | 0 | 0 | 0 | 0 | 0 | 0 | 0 | 0 | 0 | 0 | 0 | 0 | 0 | 0 | 0 | 0 | 0 | 0 | 0 | 0 | 0 | 0 | 0 | 0 | 0 | 0 | 0 | 0 | 0 | 0 | 0 | 0 | 0 | 7511 | 5603 | 5932 | 8708 | 11927 | 11144 | 11782 | 11872 | 8269 | 6800 | 5143 | 4236 | 7511 | 5603 | 5932 | 8708 | 11927 | 11144 | 11782 | 11872 | 8269 | 6800 | 5143 | 4236 | 856.7 | 639.148 | 676.655 | 993.262 | 1360.39 | 1271.1 | 1343.913 | 1354.2 | 943.15 | 775.632 | 586.624 | 483.226 | 0 | 0 | 98927 | 98927 | 11284 | 2020
Vintage1983 | hydro | TRUE | 12397.481.CA.HY | 481 | N | . | Perris | Metropolitan Water District of S CA | 12397 | CA | PACC | WECC |  | 22 | 1 | Electric Utility | HY | WAT | HYC | CISO | A |  | 0 | 0 | 0 | 0 | 0 | 0 | 0 | 0 | 0 | 0 | 0 | 0 | 0 | 0 | 0 | 0 | 0 | 0 | 0 | 0 | 0 | 0 | 0 | 0 | 0 | 0 | 0 | 0 | 0 | 0 | 0 | 0 | 0 | 0 | 0 | 0 | 92 | 69 | 73 | 106 | 146 | 136 | 144 | 145 | 101 | 83 | 63 | 52 | 92 | 69 | 73 | 106 | 146 | 136 | 144 | 145 | 101 | 83 | 63 | 52 | 10.478 | 7.817 | 8.275 | 12.147 | 16.637 | 15.545 | 16.436 | 16.561 | 11.534 | 9.486 | 7.174 | 5.91 | 0 | 0 | 1210 | 1210 | 138 | 2020
Vintage1984 | hydro | TRUE | 12397.482.CA.HY | 482 | N | . | Rio Hondo | Metropolitan Water District of S CA | 12397 | CA | PACC | WECC |  | 22 | 1 | Electric Utility | HY | WAT | HYC | CISO | A |  | 0 | 0 | 0 | 0 | 0 | 0 | 0 | 0 | 0 | 0 | 0 | 0 | 0 | 0 | 0 | 0 | 0 | 0 | 0 | 0 | 0 | 0 | 0 | 0 | 0 | 0 | 0 | 0 | 0 | 0 | 0 | 0 | 0 | 0 | 0 | 0 | 0 | 0 | 0 | 0 | 0 | 0 | 0 | 0 | 0 | 0 | 0 | 0 | 0 | 0 | 0 | 0 | 0 | 0 | 0 | 0 | 0 | 0 | 0 | 0 | 0 | 0 | 0 | 0 | 0 | 0 | 0 | 0 | 0 | 0 | 0 | 0 | 0 | 0 | 0 | 0 | 0 | 2020
Vintage1984 | hydro | TRUE | 12397.483.CA.HY | 483 | N | . | Coyote Creek | Metropolitan Water District of S CA | 12397 | CA | PACC | WECC |  | 22 | 1 | Electric Utility | HY | WAT | HYC | CISO | A |  | 0 | 0 | 0 | 0 | 0 | 0 | 0 | 0 | 0 | 0 | 0 | 0 | 0 | 0 | 0 | 0 | 0 | 0 | 0 | 0 | 0 | 0 | 0 | 0 | 0 | 0 | 0 | 0 | 0 | 0 | 0 | 0 | 0 | 0 | 0 | 0 | 0 | 0 | 0 | 0 | 0 | 0 | 0 | 0 | 0 | 0 | 0 | 0 | 0 | 0 | 0 | 0 | 0 | 0 | 0 | 0 | 0 | 0 | 0 | 0 | 0 | 0 | 0 | 0 | 0 | 0 | 0 | 0 | 0 | 0 | 0 | 0 | 0 | 0 | 0 | 0 | 0 | 2020
Vintage1985 | hydro | TRUE | 12397.484.CA.HY | 484 | N | . | Red Mountain | Metropolitan Water District of S CA | 12397 | CA | PACC | WECC |  | 22 | 1 | Electric Utility | HY | WAT | HYC | CISO | A |  | 0 | 0 | 0 | 0 | 0 | 0 | 0 | 0 | 0 | 0 | 0 | 0 | 0 | 0 | 0 | 0 | 0 | 0 | 0 | 0 | 0 | 0 | 0 | 0 | 0 | 0 | 0 | 0 | 0 | 0 | 0 | 0 | 0 | 0 | 0 | 0 | 0 | 0 | 0 | 0 | 0 | 0 | 0 | 0 | 0 | 0 | 0 | 0 | 0 | 0 | 0 | 0 | 0 | 0 | 0 | 0 | 0 | 0 | 0 | 0 | 0 | 0 | 0 | 0 | 0 | 0 | 0 | 0 | 0 | 0 | 0 | 0 | 0 | 0 | 0 | 0 | 0 | 2020
Vintage1985 | hydro | TRUE | 12397.487.CA.HY | 487 | N | . | Valley View | Metropolitan Water District of S CA | 12397 | CA | PACC | WECC |  | 22 | 1 | Electric Utility | HY | WAT | HYC | CISO | A |  | 0 | 0 | 0 | 0 | 0 | 0 | 0 | 0 | 0 | 0 | 0 | 0 | 0 | 0 | 0 | 0 | 0 | 0 | 0 | 0 | 0 | 0 | 0 | 0 | 0 | 0 | 0 | 0 | 0 | 0 | 0 | 0 | 0 | 0 | 0 | 0 | 0 | 0 | 0 | 0 | 0 | 0 | 0 | 0 | 0 | 0 | 0 | 0 | 0 | 0 | 0 | 0 | 0 | 0 | 0 | 0 | 0 | 0 | 0 | 0 | 0 | 0 | 0 | 0 | 0 | 0 | 0 | 0 | 0 | 0 | 0 | 0 | 0 | 0 | 0 | 0 | 0 | 2020
Vintage1983 | hydro | TRUE | 19281.489.CA.HY | 489 | N | . | Upper Dawson | Turlock Irrigation District | 19281 | CA | PACC | WECC |  | 22 | 1 | Electric Utility | HY | WAT | HYC | TIDC | A |  | 0 | 0 | 0 | 0 | 0 | 0 | 0 | 0 | 0 | 0 | 0 | 0 | 0 | 0 | 0 | 0 | 0 | 0 | 0 | 0 | 0 | 0 | 0 | 0 | 0 | 0 | 0 | 0 | 0 | 0 | 0 | 0 | 0 | 0 | 0 | 0 | 5518 | 4117 | 4358 | 6397 | 8762 | 8187 | 8656 | 8722 | 6075 | 4996 | 3778 | 3112 | 5518 | 4117 | 4358 | 6397 | 8762 | 8187 | 8656 | 8722 | 6075 | 4996 | 3778 | 3112 | 629.392 | 469.562 | 497.117 | 729.719 | 999.436 | 933.837 | 987.33 | 994.888 | 692.902 | 569.832 | 430.974 | 355.011 | 0 | 0 | 72678 | 72678 | 8290 | 2020
Vintage1963 | petroleum | TRUE | 3227.491.CO.IC | 491 | N | . | Center | City of Center - (CO) | 3227 | CO | MTN | WECC |  | 22 | 1 | Electric Utility | IC | DFO | DFO | PSCO | A | barrels | 0 | 0 | 0 | 0 | 0 | 0 | 0 | 0 | 0 | 0 | 0 | 0 | 0 | 0 | 0 | 0 | 0 | 0 | 0 | 0 | 0 | 0 | 0 | 0 | 0 | 0 | 0 | 0 | 0 | 0 | 0 | 0 | 0 | 0 | 0 | 0 | 0 | 0 | 0 | 0 | 0 | 0 | 0 | 0 | 0 | 0 | 0 | 0 | 0 | 0 | 0 | 0 | 0 | 0 | 0 | 0 | 0 | 0 | 0 | 0 | 0 | 0 | 0 | 0 | 0 | 0 | 0 | 0 | 0 | 0 | 0 | 0 | 0 | 0 | 0 | 0 | 0 | 2020
Vintage1963 | natural gas peaker | TRUE | 3227.491.CO.IC | 491 | N | . | Center | City of Center - (CO) | 3227 | CO | MTN | WECC |  | 22 | 1 | Electric Utility | IC | NG | NG | PSCO | A | mcf | 0 | 0 | 0 | 0 | 0 | 0 | 0 | 0 | 0 | 0 | 0 | 0 | 0 | 0 | 0 | 0 | 0 | 0 | 0 | 0 | 0 | 0 | 0 | 0 | 0 | 0 | 0 | 0 | 0 | 0 | 0 | 0 | 0 | 0 | 0 | 0 | 0 | 0 | 0 | 0 | 0 | 0 | 0 | 0 | 0 | 0 | 0 | 0 | 0 | 0 | 0 | 0 | 0 | 0 | 0 | 0 | 0 | 0 | 0 | 0 | 0 | 0 | 0 | 0 | 0 | 0 | 0 | 0 | 0 | 0 | 0 | 0 | 0 | 0 | 0 | 0 | 0 | 2020
Vintage1974 | hard coal | TRUE | 3989.492.CO.ST | 492 | N | . | Martin Drake | City of Colorado Springs - (CO) | 3989 | CO | MTN | WECC |  | 22 | 1 | Electric Utility | ST | BIT | COL | WACM | M | short tons | 0 | 0 | 0 | 0 | 0 | 0 | 0 | 0 | 0 | 0 | 0 | 0 | 0 | 0 | 0 | 0 | 0 | 0 | 0 | 0 | 0 | 0 | 0 | 0 | 0 | 0 | 0 | 0 | 0 | 0 | 0 | 0 | 0 | 0 | 0 | 0 | 0 | 0 | 0 | 0 | 0 | 0 | 0 | 0 | 0 | 0 | 0 | 0 | 0 | 0 | 0 | 0 | 0 | 0 | 0 | 0 | 0 | 0 | 0 | 0 | 0 | 0 | 0 | 0 | 0 | 0 | 0 | 0 | 0 | 0 | 0 | 0 | 0 | 0 | 0 | 0 | 0 | 2020
Vintage1974 | natural gas steam turbine | TRUE | 3989.492.CO.ST | 492 | N | . | Martin Drake | City of Colorado Springs - (CO) | 3989 | CO | MTN | WECC |  | 22 | 1 | Electric Utility | ST | NG | NG | WACM | M | mcf | 29193 | 9969 | 33855 | 0 | 10348 | 63287 | 179187 | 300497 | 179889 | 53752 | 82470 | 5952 | 29193 | 9969 | 33855 | 0 | 10348 | 63287 | 179187 | 300497 | 179889 | 53752 | 82470 | 5952 | 1.059 | 1.054 | 1.048 | 0 | 1.052 | 1.041 | 1.044 | 1.044 | 1.041 | 1.044 | 1.047 | 1.048 | 30915 | 10507 | 35480 | 0 | 10886 | 65882 | 187071 | 313719 | 187264 | 56117 | 86346 | 6238 | 30915 | 10507 | 35480 | 0 | 10886 | 65882 | 187071 | 313719 | 187264 | 56117 | 86346 | 6238 | 2573.93 | 874.231 | 3086.777 | 0 | 117.805 | 5441.355 | 15344.438 | 25564.203 | 15188.989 | 4570.75 | 7033.947 | 512.488 | 948399 | 948399 | 990425 | 990425 | 80308.913 | 2020
Vintage1974 | hard coal | TRUE | 3989.492.CO.ST | 492 | N | . | Martin Drake | City of Colorado Springs - (CO) | 3989 | CO | MTN | WECC |  | 22 | 1 | Electric Utility | ST | SUB | COL | WACM | M | short tons | 26182 | 21723 | 19271 | 0 | 1586 | 20967 | 23181 | 24918 | 23193 | 18768 | 22085 | 22217 | 26182 | 21723 | 19271 | 0 | 1586 | 20967 | 23181 | 24918 | 23193 | 18768 | 22085 | 22217 | 17.349 | 17 | 17.5 | 0 | 17.782 | 17.8 | 17.4 | 17.3 | 17.8 | 17.7 | 17.6 | 17.5 | 454232 | 369291 | 337243 | 0 | 28202 | 373213 | 403349 | 431081 | 412835 | 332194 | 388696 | 388798 | 454232 | 369291 | 337243 | 0 | 28202 | 373213 | 403349 | 431081 | 412835 | 332194 | 388696 | 388798 | 37818.07 | 30725.769 | 29340.223 | 0 | 305.195 | 30824.645 | 33084.562 | 35127.797 | 33485.011 | 27057.25 | 31664.053 | 31943.512 | 224091 | 224091 | 3919134 | 3919134 | 321376.09 | 2020
Vintage1957 | petroleum | TRUE | 3989.493.CO.ST | 493 | N | . | George Birdsall | City of Colorado Springs - (CO) | 3989 | CO | MTN | WECC |  | 22 | 1 | Electric Utility | ST | DFO | DFO | WACM | M | barrels | 0 | 0 | 0 | 0 | 0 | 236 | 0 | 0 | 0 | 0 | 0 | 0 | 0 | 0 | 0 | 0 | 0 | 236 | 0 | 0 | 0 | 0 | 0 | 0 | 0 | 0 | 0 | 0 | 0 | 5.7 | 0 | 0 | 0 | 0 | 0 | 0 | 0 | 0 | 0 | 0 | 0 | 1345 | 0 | 0 | 0 | 0 | 0 | 0 | 0 | 0 | 0 | 0 | 0 | 1345 | 0 | 0 | 0 | 0 | 0 | 0 | 0 | 0 | 0 | 0 | 0 | 88.447 | 0 | 0 | 0 | 0 | 0 | 0 | 236 | 236 | 1345 | 1345 | 88.447 | 2020
Vintage1957 | natural gas steam turbine | TRUE | 3989.493.CO.ST | 493 | N | . | George Birdsall | City of Colorado Springs - (CO) | 3989 | CO | MTN | WECC |  | 22 | 1 | Electric Utility | ST | NG | NG | WACM | M | mcf | 1 | 4 | 12 | 3 | 1 | 22493 | 35744 | 52114 | 12 | 1 | 1 | 3 | 1 | 4 | 12 | 3 | 1 | 22493 | 35744 | 52114 | 12 | 1 | 1 | 3 | 1.059 | 1.054 | 1.048 | 1.05 | 1.052 | 1.041 | 1.044 | 1.044 | 1.041 | 1.044 | 1.047 | 1.048 | 1 | 4 | 13 | 3 | 1 | 23415 | 37317 | 54407 | 12 | 1 | 1 | 3 | 1 | 4 | 13 | 3 | 1 | 23415 | 37317 | 54407 | 12 | 1 | 1 | 3 | 0 | 0 | 0 | 0 | 0 | 1539.553 | 2283 | 3488 | 0 | 0 | 0 | 0 | 110389 | 110389 | 115178 | 115178 | 7310.553 | 2020
Vintage2006 | hydro | TRUE | 3989.494.CO.HY | 494 | N | . | Manitou Springs | City of Colorado Springs - (CO) | 3989 | CO | MTN | WECC |  | 22 | 1 | Electric Utility | HY | WAT | HYC | WACM | A |  | 0 | 0 | 0 | 0 | 0 | 0 | 0 | 0 | 0 | 0 | 0 | 0 | 0 | 0 | 0 | 0 | 0 | 0 | 0 | 0 | 0 | 0 | 0 | 0 | 0 | 0 | 0 | 0 | 0 | 0 | 0 | 0 | 0 | 0 | 0 | 0 | 9071 | 9554 | 9940 | 11183 | 12720 | 12391 | 12555 | 12640 | 9181 | 10045 | 9791 | 9093 | 9071 | 9554 | 9940 | 11183 | 12720 | 12391 | 12555 | 12640 | 9181 | 10045 | 9791 | 9093 | 1034.719 | 1089.816 | 1133.812 | 1275.551 | 1450.952 | 1413.342 | 1432.052 | 1441.769 | 1047.276 | 1145.732 | 1116.826 | 1037.153 | 0 | 0 | 128164 | 128164 | 14619 | 2020
Vintage1925 | hydro | TRUE | 3989.495.CO.HY | 495 | N | . | Ruxton Park | City of Colorado Springs - (CO) | 3989 | CO | MTN | WECC |  | 22 | 1 | Electric Utility | HY | WAT | HYC | WACM | A |  | 0 | 0 | 0 | 0 | 0 | 0 | 0 | 0 | 0 | 0 | 0 | 0 | 0 | 0 | 0 | 0 | 0 | 0 | 0 | 0 | 0 | 0 | 0 | 0 | 0 | 0 | 0 | 0 | 0 | 0 | 0 | 0 | 0 | 0 | 0 | 0 | 166 | 175 | 182 | 205 | 233 | 227 | 230 | 232 | 168 | 184 | 179 | 167 | 166 | 175 | 182 | 205 | 233 | 227 | 230 | 232 | 168 | 184 | 179 | 167 | 18.969 | 19.979 | 20.785 | 23.384 | 26.599 | 25.91 | 26.253 | 26.431 | 19.199 | 21.004 | 20.474 | 19.013 | 0 | 0 | 2348 | 2348 | 268 | 2020
Vintage2007 | petroleum | TRUE | 8751.502.CO.IC | 502 | N | . | Holly | Town of Holly - (CO) | 8751 | CO | MTN | WECC |  | 22 | 1 | Electric Utility | IC | DFO | DFO | WACM | A | barrels | 0 | 0 | 0 | 0 | 0 | 0 | 0 | 0 | 0 | 0 | 0 | 0 | 0 | 0 | 0 | 0 | 0 | 0 | 0 | 0 | 0 | 0 | 0 | 0 | 0 | 0 | 0 | 0 | 0 | 0 | 0 | 0 | 0 | 0 | 0 | 0 | 0 | 0 | 0 | 0 | 0 | 0 | 0 | 0 | 0 | 0 | 0 | 0 | 0 | 0 | 0 | 0 | 0 | 0 | 0 | 0 | 0 | 0 | 0 | 0 | 0 | 0 | 0 | 0 | 0 | 0 | 0 | 0 | 0 | 0 | 0 | 0 | 0 | 0 | 0 | 0 | 0 | 2020
Vintage2007 | natural gas peaker | TRUE | 8751.502.CO.IC | 502 | N | . | Holly | Town of Holly - (CO) | 8751 | CO | MTN | WECC |  | 22 | 1 | Electric Utility | IC | NG | NG | WACM | A | mcf | 0 | 0 | 0 | 0 | 0 | 0 | 0 | 0 | 0 | 0 | 0 | 0 | 0 | 0 | 0 | 0 | 0 | 0 | 0 | 0 | 0 | 0 | 0 | 0 | 0 | 0 | 0 | 0 | 0 | 0 | 0 | 0 | 0 | 0 | 0 | 0 | 0 | 0 | 0 | 0 | 0 | 0 | 0 | 0 | 0 | 0 | 0 | 0 | 0 | 0 | 0 | 0 | 0 | 0 | 0 | 0 | 0 | 0 | 0 | 0 | 0 | 0 | 0 | 0 | 0 | 0 | 0 | 0 | 0 | 0 | 0 | 0 | 0 | 0 | 0 | 0 | 0 | 2020
Vintage1964 | petroleum | TRUE | 9928.504.CO.IC | 504 | N | . | Julesburg | City of Julesburg - (CO) | 9928 | CO | MTN | WECC |  | 22 | 1 | Electric Utility | IC | DFO | DFO | WACM | A | barrels | 0 | 0 | 0 | 0 | 0 | 0 | 0 | 0 | 0 | 0 | 0 | 0 | 0 | 0 | 0 | 0 | 0 | 0 | 0 | 0 | 0 | 0 | 0 | 0 | 0 | 0 | 0 | 0 | 0 | 0 | 0 | 0 | 0 | 0 | 0 | 0 | 0 | 0 | 0 | 0 | 0 | 0 | 0 | 0 | 0 | 0 | 0 | 0 | 0 | 0 | 0 | 0 | 0 | 0 | 0 | 0 | 0 | 0 | 0 | 0 | 0 | 0 | 0 | 0 | 0 | 0 | 0 | 0 | 0 | 0 | 0 | 0 | 0 | 0 | 0 | 0 | 0 | 2020
Vintage1952 | hydro | TRUE | 2518.505.WY.HY | 505 | N | . | Boysen | U S Bureau of Reclamation | 2518 | WY | MTN | WECC |  | 22 | 1 | Electric Utility | HY | WAT | HYC | WAUW | A |  | 0 | 0 | 0 | 0 | 0 | 0 | 0 | 0 | 0 | 0 | 0 | 0 | 0 | 0 | 0 | 0 | 0 | 0 | 0 | 0 | 0 | 0 | 0 | 0 | 0 | 0 | 0 | 0 | 0 | 0 | 0 | 0 | 0 | 0 | 0 | 0 | 40969 | 43150 | 44892 | 50504 | 57449 | 55960 | 56701 | 57085 | 41466 | 45364 | 44220 | 41065 | 40969 | 43150 | 44892 | 50504 | 57449 | 55960 | 56701 | 57085 | 41466 | 45364 | 44220 | 41065 | 4673.044 | 4921.877 | 5120.575 | 5760.702 | 6552.857 | 6383.001 | 6467.5 | 6511.384 | 4729.755 | 5174.407 | 5043.862 | 4684.036 | 0 | 0 | 578825 | 578825 | 66023 | 2020
Vintage0 | petroleum | TRUE | 10536.506.CO.IC | 506 | N | . | La Junta | City of La Junta - (CO) | 10536 | CO | MTN | WECC |  | 22 | 1 | Electric Utility | IC | DFO | DFO | PSCO | A | barrels | 0 | 0 | 0 | 0 | 0 | 0 | 0 | 0 | 0 | . | . | . | 0 | 0 | 0 | 0 | 0 | 0 | 0 | 0 | 0 | . | . | . | 0 | 0 | 0 | 0 | 0 | 0 | 0 | 0 | 0 | . | . | . | 0 | 0 | 0 | 0 | 0 | 0 | 0 | 0 | 0 | . | . | . | 0 | 0 | 0 | 0 | 0 | 0 | 0 | 0 | 0 | . | . | . | -25226.02 | -20117.67 | -18560.05 | -24847.81 | -16954.08 | -21458.51 | -20217.51 | -22433.51 | -26939.84 | . | . | . | 0 | 0 | 0 | 0 | -196755 | 2020
Vintage0 | natural gas peaker | TRUE | 10536.506.CO.IC | 506 | N | . | La Junta | City of La Junta - (CO) | 10536 | CO | MTN | WECC |  | 22 | 1 | Electric Utility | IC | NG | NG | PSCO | A | mcf | 0 | 0 | 0 | 0 | 0 | 0 | 0 | 0 | 0 | . | . | . | 0 | 0 | 0 | 0 | 0 | 0 | 0 | 0 | 0 | . | . | . | 0 | 0 | 0 | 0 | 0 | 0 | 0 | 0 | 0 | . | . | . | 0 | 0 | 0 | 0 | 0 | 0 | 0 | 0 | 0 | . | . | . | 0 | 0 | 0 | 0 | 0 | 0 | 0 | 0 | 0 | . | . | . | 0 | 0 | 0 | 0 | 0 | 0 | 0 | 0 | 0 | . | . | . | 0 | 0 | 0 | 0 | 0 | 2020
Vintage1967 | petroleum | TRUE | 10730.507.CO.IC | 507 | N | . | Las Animas | City of Las Animas - (CO) | 10730 | CO | MTN | WECC |  | 22 | 1 | Electric Utility | IC | DFO | DFO | WACM | A | barrels | 0 | 0 | 0 | 0 | 0 | 0 | 0 | 0 | 0 | 0 | 0 | 0 | 0 | 0 | 0 | 0 | 0 | 0 | 0 | 0 | 0 | 0 | 0 | 0 | 0 | 0 | 0 | 0 | 0 | 0 | 0 | 0 | 0 | 0 | 0 | 0 | 0 | 0 | 0 | 0 | 0 | 0 | 0 | 0 | 0 | 0 | 0 | 0 | 0 | 0 | 0 | 0 | 0 | 0 | 0 | 0 | 0 | 0 | 0 | 0 | 0 | 0 | 0 | 0 | 0 | 0 | 0 | 0 | 0 | 0 | 0 | 0 | 0 | 0 | 0 | 0 | 0 | 2020
Vintage1967 | natural gas peaker | TRUE | 10730.507.CO.IC | 507 | N | . | Las Animas | City of Las Animas - (CO) | 10730 | CO | MTN | WECC |  | 22 | 1 | Electric Utility | IC | NG | NG | WACM | A | mcf | 0 | 0 | 0 | 0 | 0 | 0 | 0 | 0 | 0 | 0 | 0 | 0 | 0 | 0 | 0 | 0 | 0 | 0 | 0 | 0 | 0 | 0 | 0 | 0 | 0 | 0 | 0 | 0 | 0 | 0 | 0 | 0 | 0 | 0 | 0 | 0 | 0 | 0 | 0 | 0 | 0 | 0 | 0 | 0 | 0 | 0 | 0 | 0 | 0 | 0 | 0 | 0 | 0 | 0 | 0 | 0 | 0 | 0 | 0 | 0 | 0 | 0 | 0 | 0 | 0 | 0 | 0 | 0 | 0 | 0 | 0 | 0 | 0 | 0 | 0 | 0 | 0 | 2020
Vintage0 | petroleum | TRUE | 10633.508.CO.ST | 508 | N | . | Lamar Plant | City of Lamar - (CO) | 10633 | CO | MTN | WECC |  | 22 | 1 | Electric Utility | ST | DFO | DFO | PSCO | A | barrels | 0 | 0 | 0 | 0 | 0 | 0 | 0 | 0 | 0 | 0 | 0 | 0 | 0 | 0 | 0 | 0 | 0 | 0 | 0 | 0 | 0 | 0 | 0 | 0 | 0 | 0 | 0 | 0 | 0 | 0 | 0 | 0 | 0 | 0 | 0 | 0 | 0 | 0 | 0 | 0 | 0 | 0 | 0 | 0 | 0 | 0 | 0 | 0 | 0 | 0 | 0 | 0 | 0 | 0 | 0 | 0 | 0 | 0 | 0 | 0 | 0 | 0 | 0 | 0 | 0 | 0 | 0 | 0 | 0 | 0 | 0 | 0 | 0 | 0 | 0 | 0 | 0 | 2020
Vintage0 | natural gas steam turbine | TRUE | 10633.508.CO.ST | 508 | N | . | Lamar Plant | City of Lamar - (CO) | 10633 | CO | MTN | WECC |  | 22 | 1 | Electric Utility | ST | NG | NG | PSCO | A | mcf | 0 | 0 | 0 | 0 | 0 | 0 | 0 | 0 | 0 | 0 | 0 | 0 | 0 | 0 | 0 | 0 | 0 | 0 | 0 | 0 | 0 | 0 | 0 | 0 | 0 | 0 | 0 | 0 | 0 | 0 | 0 | 0 | 0 | 0 | 0 | 0 | 0 | 0 | 0 | 0 | 0 | 0 | 0 | 0 | 0 | 0 | 0 | 0 | 0 | 0 | 0 | 0 | 0 | 0 | 0 | 0 | 0 | 0 | 0 | 0 | 0 | 0 | 0 | 0 | 0 | 0 | 0 | 0 | 0 | 0 | 0 | 0 | 0 | 0 | 0 | 0 | 0 | 2020
Vintage0 | hard coal | TRUE | 10633.508.CO.ST | 508 | N | . | Lamar Plant | City of Lamar - (CO) | 10633 | CO | MTN | WECC |  | 22 | 1 | Electric Utility | ST | SUB | COL | PSCO | A | short tons | 0 | 0 | 0 | 0 | 0 | 0 | 0 | 0 | 0 | 0 | 0 | 0 | 0 | 0 | 0 | 0 | 0 | 0 | 0 | 0 | 0 | 0 | 0 | 0 | 0 | 0 | 0 | 0 | 0 | 0 | 0 | 0 | 0 | 0 | 0 | 0 | 0 | 0 | 0 | 0 | 0 | 0 | 0 | 0 | 0 | 0 | 0 | 0 | 0 | 0 | 0 | 0 | 0 | 0 | 0 | 0 | 0 | 0 | 0 | 0 | 0 | 0 | 0 | 0 | 0 | 0 | 0 | 0 | 0 | 0 | 0 | 0 | 0 | 0 | 0 | 0 | 0 | 2020
Vintage2004 | onshore wind | TRUE | 10633.508.CO.WT | 508 | N | . | Lamar Plant | City of Lamar - (CO) | 10633 | CO | MTN | WECC |  | 22 | 1 | Electric Utility | WT | WND | WND | PSCO | A |  | 0 | 0 | 0 | 0 | 0 | 0 | 0 | 0 | 0 | 0 | 0 | 0 | 0 | 0 | 0 | 0 | 0 | 0 | 0 | 0 | 0 | 0 | 0 | 0 | 0 | 0 | 0 | 0 | 0 | 0 | 0 | 0 | 0 | 0 | 0 | 0 | 11988 | 9633 | 8692 | 8504 | 11994 | 8868 | 9619 | 9136 | 7905 | 8352 | 9581 | 11733 | 11988 | 9633 | 8692 | 8504 | 11994 | 8868 | 9619 | 9136 | 7905 | 8352 | 9581 | 11733 | 1367.376 | 1098.836 | 991.476 | 969.997 | 1368.073 | 1011.494 | 1097.18 | 1042.126 | 901.626 | 952.676 | 1092.82 | 1338.32 | 0 | 0 | 116005 | 116005 | 13232 | 2020
Vintage1983 | geothermal | TRUE | 7160.510.CA.ST | 510 | N | . | Sonoma California Geothermal | Geysers Power Co LLC | 7160 | CA | PACC | WECC |  | 22 | 2 | NAICS-22 Non-Cogen | ST | GEO | GEO | CISO | A |  | 0 | 0 | 0 | 0 | 0 | 0 | 0 | 0 | 0 | 0 | 0 | 0 | 0 | 0 | 0 | 0 | 0 | 0 | 0 | 0 | 0 | 0 | 0 | 0 | 0 | 0 | 0 | 0 | 0 | 0 | 0 | 0 | 0 | 0 | 0 | 0 | 247950 | 271784 | 344833 | 331366 | 328291 | 305769 | 330470 | 331599 | 311250 | 298982 | 328991 | 322121 | 247950 | 271784 | 344833 | 331366 | 328291 | 305769 | 330470 | 331599 | 311250 | 298982 | 328991 | 322121 | 28282.175 | 31000.827 | 39333.026 | 37796.939 | 37446.237 | 34877.31 | 37694.783 | 37823.571 | 35502.501 | 34103.141 | 37526.018 | 36742.472 | 0 | 0 | 3753406 | 3753406 | 428129 | 2020
Vintage1999 | hard coal | TRUE | 19204.511.CO.IC | 511 | N | . | Trinidad (CO) | City of Trinidad - (CO) | 19204 | CO | MTN | WECC |  | 22 | 1 | Electric Utility | IC | BIT | COL | WACM | A | short tons | 0 | 0 | 0 | 0 | 0 | 0 | 0 | 0 | 0 | 0 | 0 | 0 | 0 | 0 | 0 | 0 | 0 | 0 | 0 | 0 | 0 | 0 | 0 | 0 | 0 | 0 | 0 | 0 | 0 | 0 | 0 | 0 | 0 | 0 | 0 | 0 | 0 | 0 | 0 | 0 | 0 | 0 | 0 | 0 | 0 | 0 | 0 | 0 | 0 | 0 | 0 | 0 | 0 | 0 | 0 | 0 | 0 | 0 | 0 | 0 | 0 | 0 | 0 | 0 | 0 | 0 | 0 | 0 | 0 | 0 | 0 | 0 | 0 | 0 | 0 | 0 | 0 | 2020
Vintage1999 | petroleum | TRUE | 19204.511.CO.IC | 511 | N | . | Trinidad (CO) | City of Trinidad - (CO) | 19204 | CO | MTN | WECC |  | 22 | 1 | Electric Utility | IC | DFO | DFO | WACM | A | barrels | 3 | 1 | 1 | 2 | 1 | 1 | 1 | 1 | 2 | 1 | 2 | 2 | 3 | 1 | 1 | 2 | 1 | 1 | 1 | 1 | 2 | 1 | 2 | 2 | 5.5 | 5.5 | 5.5 | 5.5 | 5.5 | 5.5 | 5.5 | 5.5 | 5.5 | 5.5 | 5.5 | 5.5 | 17 | 6 | 6 | 11 | 6 | 6 | 6 | 6 | 11 | 6 | 11 | 11 | 17 | 6 | 6 | 11 | 6 | 6 | 6 | 6 | 11 | 6 | 11 | 11 | 1.002 | 0.8 | 0.738 | 0.988 | 0.674 | 0.853 | 0.804 | 0.892 | 1.071 | 0.911 | 1.184 | 1.083 | 18 | 18 | 103 | 103 | 11 | 2020
Vintage1999 | natural gas peaker | TRUE | 19204.511.CO.IC | 511 | N | . | Trinidad (CO) | City of Trinidad - (CO) | 19204 | CO | MTN | WECC |  | 22 | 1 | Electric Utility | IC | NG | NG | WACM | A | mcf | 0 | 0 | 0 | 0 | 0 | 0 | 0 | 0 | 0 | 0 | 0 | 0 | 0 | 0 | 0 | 0 | 0 | 0 | 0 | 0 | 0 | 0 | 0 | 0 | 0 | 0 | 0 | 0 | 0 | 0 | 0 | 0 | 0 | 0 | 0 | 0 | 0 | 0 | 0 | 0 | 0 | 0 | 0 | 0 | 0 | 0 | 0 | 0 | 0 | 0 | 0 | 0 | 0 | 0 | 0 | 0 | 0 | 0 | 0 | 0 | 0 | 0 | 0 | 0 | 0 | 0 | 0 | 0 | 0 | 0 | 0 | 0 | 0 | 0 | 0 | 0 | 0 | 2020
Vintage1967 | hydro | TRUE | 2518.512.CO.HY | 512 | N | . | Blue Mesa | U S Bureau of Reclamation | 2518 | CO | MTN | WECC |  | 22 | 1 | Electric Utility | HY | WAT | HYC | WACM | A |  | 0 | 0 | 0 | 0 | 0 | 0 | 0 | 0 | 0 | 0 | 0 | 0 | 0 | 0 | 0 | 0 | 0 | 0 | 0 | 0 | 0 | 0 | 0 | 0 | 0 | 0 | 0 | 0 | 0 | 0 | 0 | 0 | 0 | 0 | 0 | 0 | 160891 | 169458 | 176299 | 198338 | 225612 | 219764 | 222673 | 224184 | 162843 | 178153 | 173658 | 161269 | 160891 | 169458 | 176299 | 198338 | 225612 | 219764 | 222673 | 224184 | 162843 | 178153 | 173658 | 161269 | 18351.872 | 19329.082 | 20109.404 | 22623.297 | 25734.229 | 25067.173 | 25399.015 | 25571.357 | 18574.585 | 20320.811 | 19808.138 | 18395.037 | 0 | 0 | 2273142 | 2273142 | 259284 | 2020
Vintage1950 | hydro | TRUE | 2518.513.CO.HY | 513 | N | . | Estes | U S Bureau of Reclamation | 2518 | CO | MTN | WECC |  | 22 | 1 | Electric Utility | HY | WAT | HYC | WACM | A |  | 0 | 0 | 0 | 0 | 0 | 0 | 0 | 0 | 0 | 0 | 0 | 0 | 0 | 0 | 0 | 0 | 0 | 0 | 0 | 0 | 0 | 0 | 0 | 0 | 0 | 0 | 0 | 0 | 0 | 0 | 0 | 0 | 0 | 0 | 0 | 0 | 59521 | 62690 | 65221 | 73374 | 83464 | 81301 | 82377 | 82936 | 60243 | 65907 | 64244 | 59661 | 59521 | 62690 | 65221 | 73374 | 83464 | 81301 | 82377 | 82936 | 60243 | 65907 | 64244 | 59661 | 6789.197 | 7150.711 | 7439.388 | 8369.391 | 9520.267 | 9273.493 | 9396.256 | 9460.013 | 6871.588 | 7517.596 | 7327.935 | 6805.165 | 0 | 0 | 840939 | 840939 | 95921 | 2020
Vintage1971 | hydro | TRUE | 2518.514.CO.HY | 514 | N | . | Morrow Point | U S Bureau of Reclamation | 2518 | CO | MTN | WECC |  | 22 | 1 | Electric Utility | HY | WAT | HYC | WACM | A |  | 0 | 0 | 0 | 0 | 0 | 0 | 0 | 0 | 0 | 0 | 0 | 0 | 0 | 0 | 0 | 0 | 0 | 0 | 0 | 0 | 0 | 0 | 0 | 0 | 0 | 0 | 0 | 0 | 0 | 0 | 0 | 0 | 0 | 0 | 0 | 0 | 192965 | 203240 | 211445 | 237878 | 270588 | 263574 | 267064 | 268876 | 195307 | 213668 | 208277 | 193419 | 192965 | 203240 | 211445 | 237878 | 270588 | 263574 | 267064 | 268876 | 195307 | 213668 | 208277 | 193419 | 22010.371 | 23182.389 | 24118.271 | 27133.315 | 30864.421 | 30064.384 | 30462.381 | 30669.079 | 22277.481 | 24371.822 | 23756.946 | 22062.14 | 0 | 0 | 2726301 | 2726301 | 310973 | 2020
Vintage1959 | hydro | TRUE | 2518.515.CO.HY | 515 | N | . | Big Thompson | U S Bureau of Reclamation | 2518 | CO | MTN | WECC |  | 22 | 1 | Electric Utility | HY | WAT | HYC | WACM | A |  | 0 | 0 | 0 | 0 | 0 | 0 | 0 | 0 | 0 | 0 | 0 | 0 | 0 | 0 | 0 | 0 | 0 | 0 | 0 | 0 | 0 | 0 | 0 | 0 | 0 | 0 | 0 | 0 | 0 | 0 | 0 | 0 | 0 | 0 | 0 | 0 | 3059 | 3221 | 3351 | 3770 | 4289 | 4178 | 4233 | 4262 | 3096 | 3387 | 3301 | 3066 | 3059 | 3221 | 3351 | 3770 | 4289 | 4178 | 4233 | 4262 | 3096 | 3387 | 3301 | 3066 | 348.869 | 367.447 | 382.281 | 430.07 | 489.209 | 476.528 | 482.836 | 486.113 | 353.104 | 386.299 | 376.554 | 349.69 | 0 | 0 | 43213 | 43213 | 4929 | 2020
Vintage1943 | hydro | TRUE | 2518.516.CO.HY | 516 | N | . | Green Mountain | U S Bureau of Reclamation | 2518 | CO | MTN | WECC |  | 22 | 1 | Electric Utility | HY | WAT | HYC | WACM | A |  | 0 | 0 | 0 | 0 | 0 | 0 | 0 | 0 | 0 | 0 | 0 | 0 | 0 | 0 | 0 | 0 | 0 | 0 | 0 | 0 | 0 | 0 | 0 | 0 | 0 | 0 | 0 | 0 | 0 | 0 | 0 | 0 | 0 | 0 | 0 | 0 | 26116 | 27506 | 28617 | 32194 | 36621 | 35672 | 36144 | 36390 | 26433 | 28918 | 28188 | 26177 | 26116 | 27506 | 28617 | 32194 | 36621 | 35672 | 36144 | 36390 | 26433 | 28918 | 28188 | 26177 | 2978.878 | 3137.498 | 3264.16 | 3672.215 | 4177.182 | 4068.905 | 4122.77 | 4150.745 | 3015.028 | 3298.476 | 3215.259 | 2985.884 | 0 | 0 | 368976 | 368976 | 42087 | 2020
Vintage1951 | hydro | TRUE | 2518.517.CO.HY | 517 | N | . | Marys Lake | U S Bureau of Reclamation | 2518 | CO | MTN | WECC |  | 22 | 1 | Electric Utility | HY | WAT | HYC | WACM | A |  | 0 | 0 | 0 | 0 | 0 | 0 | 0 | 0 | 0 | 0 | 0 | 0 | 0 | 0 | 0 | 0 | 0 | 0 | 0 | 0 | 0 | 0 | 0 | 0 | 0 | 0 | 0 | 0 | 0 | 0 | 0 | 0 | 0 | 0 | 0 | 0 | 21040 | 22160 | 23055 | 25937 | 29504 | 28739 | 29119 | 29317 | 21295 | 23297 | 22710 | 21089 | 21040 | 22160 | 23055 | 25937 | 29504 | 28739 | 29119 | 29317 | 21295 | 23297 | 22710 | 21089 | 2399.906 | 2527.696 | 2629.74 | 2958.486 | 3365.308 | 3278.076 | 3321.471 | 3344.009 | 2429.029 | 2657.386 | 2590.343 | 2405.55 | 0 | 0 | 297262 | 297262 | 33907 | 2020
Vintage1954 | hydro | TRUE | 2518.518.CO.HY | 518 | N | . | Flatiron | U S Bureau of Reclamation | 2518 | CO | MTN | WECC |  | 22 | 1 | Electric Utility | HY | WAT | HYC | WACM | M |  | 0 | 0 | 0 | 0 | 0 | 0 | 0 | 0 | 0 | 0 | 0 | 0 | 0 | 0 | 0 | 0 | 0 | 0 | 0 | 0 | 0 | 0 | 0 | 0 | 0 | 0 | 0 | 0 | 0 | 0 | 0 | 0 | 0 | 0 | 0 | 0 | 146681 | 173394 | 165477 | 50866 | 147619 | 226136 | 165162 | 128594 | 28659 | 47649 | 39013 | 158805 | 146681 | 173394 | 165477 | 50866 | 147619 | 226136 | 165162 | 128594 | 28659 | 47649 | 39013 | 158805 | 16731 | 19778 | 18875 | 5802 | 16838 | 25794 | 18839 | 14668 | 3269 | 5435 | 4450 | 18114 | 0 | 0 | 1478055 | 1478055 | 168593 | 2020
Vintage1954 | other | TRUE | 2518.518.CO.PS | 518 | N | . | Flatiron | U S Bureau of Reclamation | 2518 | CO | MTN | WECC |  | 22 | 1 | Electric Utility | PS | WAT | HPS | WACM | M | megawatthours | 3400 | 6125 | 6287 | 1053 | 747 | 6064 | 6143 | 6265 | 1506 | 594 | 0 | 3617 | 3400 | 6125 | 6287 | 1053 | 747 | 6064 | 6143 | 6265 | 1506 | 594 | 0 | 3617 | 0 | 0 | 0 | 0 | 0 | 0 | 0 | 0 | 0 | 0 | 0 | 0 | 0 | 0 | 0 | 0 | 0 | 0 | 0 | 0 | 0 | 0 | 0 | 0 | 0 | 0 | 0 | 0 | 0 | 0 | 0 | 0 | 0 | 0 | 0 | 0 | -3400 | -6125 | -6287 | -1053 | -747 | -6064 | -6143 | -6265 | -1506 | -594 | 0 | -3617 | 41801 | 41801 | 0 | 0 | -41801 | 2020
Vintage1954 | hydro | TRUE | 2518.519.CO.HY | 519 | N | . | Pole Hill | U S Bureau of Reclamation | 2518 | CO | MTN | WECC |  | 22 | 1 | Electric Utility | HY | WAT | HYC | WACM | A |  | 0 | 0 | 0 | 0 | 0 | 0 | 0 | 0 | 0 | 0 | 0 | 0 | 0 | 0 | 0 | 0 | 0 | 0 | 0 | 0 | 0 | 0 | 0 | 0 | 0 | 0 | 0 | 0 | 0 | 0 | 0 | 0 | 0 | 0 | 0 | 0 | 81386 | 85720 | 89180 | 100329 | 114125 | 111167 | 112639 | 113403 | 82374 | 90118 | 87844 | 81578 | 81386 | 85720 | 89180 | 100329 | 114125 | 111167 | 112639 | 113403 | 82374 | 90118 | 87844 | 81578 | 9283.237 | 9777.556 | 10172.279 | 11443.924 | 13017.579 | 12680.151 | 12848.012 | 12935.191 | 9395.896 | 10279.219 | 10019.884 | 9305.072 | 0 | 0 | 1149863 | 1149863 | 131158 | 2020
Vintage1962 | hydro | TRUE | 2518.520.CO.HY | 520 | N | . | Lower Molina | U S Bureau of Reclamation | 2518 | CO | MTN | WECC |  | 22 | 1 | Electric Utility | HY | WAT | HYC | WACM | A |  | 0 | 0 | 0 | 0 | 0 | 0 | 0 | 0 | 0 | 0 | 0 | 0 | 0 | 0 | 0 | 0 | 0 | 0 | 0 | 0 | 0 | 0 | 0 | 0 | 0 | 0 | 0 | 0 | 0 | 0 | 0 | 0 | 0 | 0 | 0 | 0 | 8205 | 8642 | 8991 | 10115 | 11506 | 11208 | 11356 | 11433 | 8305 | 9085 | 8856 | 8224 | 8205 | 8642 | 8991 | 10115 | 11506 | 11208 | 11356 | 11433 | 8305 | 9085 | 8856 | 8224 | 935.912 | 985.747 | 1025.542 | 1153.746 | 1312.398 | 1278.379 | 1295.302 | 1304.091 | 947.269 | 1036.323 | 1010.178 | 938.113 | 0 | 0 | 115926 | 115926 | 13223 | 2020
Vintage1962 | hydro | TRUE | 2518.521.CO.HY | 521 | N | . | Upper Molina | U S Bureau of Reclamation | 2518 | CO | MTN | WECC |  | 22 | 1 | Electric Utility | HY | WAT | HYC | WACM | A |  | 0 | 0 | 0 | 0 | 0 | 0 | 0 | 0 | 0 | 0 | 0 | 0 | 0 | 0 | 0 | 0 | 0 | 0 | 0 | 0 | 0 | 0 | 0 | 0 | 0 | 0 | 0 | 0 | 0 | 0 | 0 | 0 | 0 | 0 | 0 | 0 | 13184 | 13886 | 14447 | 16253 | 18488 | 18009 | 18247 | 18371 | 13344 | 14599 | 14230 | 13215 | 13184 | 13886 | 14447 | 16253 | 18488 | 18009 | 18247 | 18371 | 13344 | 14599 | 14230 | 13215 | 1503.841 | 1583.92 | 1647.863 | 1853.864 | 2108.789 | 2054.127 | 2081.32 | 2095.442 | 1522.092 | 1665.187 | 1623.176 | 1507.379 | 0 | 0 | 186273 | 186273 | 21247 | 2020
Vintage1976 | hard coal | TRUE | 15466.525.CO.ST | 525 | N | . | Hayden | Public Service Co of Colorado | 15466 | CO | MTN | WECC |  | 22 | 1 | Electric Utility | ST | BIT | COL | PSCO | M | short tons | 99750 | 90115 | 96895 | 92530 | 68587 | 93991 | 97116 | 104471 | 61527 | 38544 | 58412 | 92942 | 99750 | 90115 | 96895 | 92530 | 68587 | 93991 | 97116 | 104471 | 61527 | 38544 | 58412 | 92942 | 22.476 | 22.516 | 22.325 | 22.368 | 22.212 | 22.128 | 22.198 | 22.436 | 22.343 | 22.122 | 22.377 | 22.43 | 2241981 | 2029029 | 2163181 | 2069711 | 1523454 | 2079833 | 2155781 | 2343911 | 1374698 | 852670 | 1307085 | 2084689 | 2241981 | 2029029 | 2163181 | 2069711 | 1523454 | 2079833 | 2155781 | 2343911 | 1374698 | 852670 | 1307085 | 2084689 | 204671.23 | 182414.64 | 198473.79 | 187444.17 | 135672.08 | 193591.36 | 199960.1 | 220575.1 | 124669.78 | 77864.558 | 112737.71 | 190816.76 | 994880 | 994880 | 22226023 | 22226023 | 2028891.3 | 2020
Vintage1976 | petroleum | TRUE | 15466.525.CO.ST | 525 | N | . | Hayden | Public Service Co of Colorado | 15466 | CO | MTN | WECC |  | 22 | 1 | Electric Utility | ST | DFO | DFO | PSCO | M | barrels | 92 | 103 | 420 | 11 | 648 | 1 | 9 | 18 | 414 | 307 | 888 | 131 | 92 | 103 | 420 | 11 | 648 | 1 | 9 | 18 | 414 | 307 | 888 | 131 | 5.768 | 5.768 | 5.768 | 5.768 | 5.786 | 5.768 | 5.768 | 5.768 | 5.768 | 5.768 | 5.722 | 5.722 | 531 | 594 | 2423 | 63 | 3749 | 6 | 52 | 104 | 2388 | 1771 | 5081 | 750 | 531 | 594 | 2423 | 63 | 3749 | 6 | 52 | 104 | 2388 | 1771 | 5081 | 750 | 48.444 | 53.411 | 222.272 | 5.746 | 333.898 | 0.537 | 4.815 | 9.77 | 216.561 | 161.705 | 438.254 | 68.611 | 3042 | 3042 | 17512 | 17512 | 1564.024 | 2020
Vintage1976 | natural gas steam turbine | TRUE | 15466.525.CO.ST | 525 | N | . | Hayden | Public Service Co of Colorado | 15466 | CO | MTN | WECC |  | 22 | 1 | Electric Utility | ST | NG | NG | PSCO | M | mcf | 1749 | 3395 | 751 | 562 | 2942 | 606 | 455 | 376 | 659 | 899 | 588 | 1533 | 1749 | 3395 | 751 | 562 | 2942 | 606 | 455 | 376 | 659 | 899 | 588 | 1533 | 1.048 | 1.045 | 1.044 | 1.043 | 1.023 | 1.03 | 1.021 | 1.021 | 1.015 | 1.02 | 1.026 | 1.045 | 1833 | 3548 | 784 | 586 | 3010 | 624 | 465 | 384 | 669 | 917 | 603 | 1602 | 1833 | 3548 | 784 | 586 | 3010 | 624 | 465 | 384 | 669 | 917 | 603 | 1602 | 167.331 | 318.954 | 71.937 | 53.086 | 268.027 | 58.099 | 43.09 | 36.127 | 60.66 | 83.737 | 52.034 | 146.634 | 14515 | 14515 | 15025 | 15025 | 1359.716 | 2020
Vintage1985 | hydro | TRUE | 16534.531.CA.HY | 531 | N | . | Camp Far West | Sacramento Municipal Util Dist | 16534 | CA | PACC | WECC |  | 22 | 1 | Electric Utility | HY | WAT | HYC | CISO | A |  | 0 | 0 | 0 | 0 | 0 | 0 | 0 | 0 | 0 | 0 | 0 | 0 | 0 | 0 | 0 | 0 | 0 | 0 | 0 | 0 | 0 | 0 | 0 | 0 | 0 | 0 | 0 | 0 | 0 | 0 | 0 | 0 | 0 | 0 | 0 | 0 | 8594 | 6411 | 6788 | 9963 | 13646 | 12751 | 13481 | 13584 | 9461 | 7780 | 5884 | 4847 | 8594 | 6411 | 6788 | 9963 | 13646 | 12751 | 13481 | 13584 | 9461 | 7780 | 5884 | 4847 | 980.226 | 731.304 | 774.22 | 1136.477 | 1556.54 | 1454.375 | 1537.687 | 1549.457 | 1079.139 | 887.467 | 671.207 | 552.901 | 0 | 0 | 113190 | 113190 | 12911 | 2020
Vintage2002 | petroleum | TRUE | 189.533.AL.CA | 533 | N | . | McWilliams | PowerSouth Energy Cooperative | 189 | AL | ESC | SERC |  | 22 | 1 | Electric Utility | CA | DFO | DFO | AEC | M | barrels | 0 | 0 | 0 | 0 | 0 | 0 | 0 | 0 | 0 | 0 | 0 | 0 | 0 | 0 | 0 | 0 | 0 | 0 | 0 | 0 | 0 | 0 | 0 | 0 | 0 | 0 | 0 | 0 | 0 | 0 | 0 | 0 | 0 | 0 | 0 | 0 | 0 | 0 | 0 | 0 | 0 | 0 | 0 | 0 | 0 | 0 | 0 | 0 | 0 | 0 | 0 | 0 | 0 | 0 | 0 | 0 | 0 | 0 | 0 | 0 | 0 | 0 | 0 | 0 | 0 | 0 | 0 | 0 | 0 | 0 | 0 | 0 | 0 | 0 | 0 | 0 | 0 | 2020
Vintage2002 | natural gas combined cycle | TRUE | 189.533.AL.CA | 533 | N | . | McWilliams | PowerSouth Energy Cooperative | 189 | AL | ESC | SERC |  | 22 | 1 | Electric Utility | CA | NG | NG | AEC | M | mcf | 0 | 0 | 0 | 0 | 0 | 0 | 0 | 0 | 0 | 0 | 0 | 0 | 0 | 0 | 0 | 0 | 0 | 0 | 0 | 0 | 0 | 0 | 0 | 0 | 0 | 0 | 0 | 0 | 0 | 0 | 0 | 0 | 0 | 0 | 0 | 0 | 0 | 0 | 0 | 0 | 0 | 0 | 0 | 0 | 0 | 0 | 0 | 0 | 0 | 0 | 0 | 0 | 0 | 0 | 0 | 0 | 0 | 0 | 0 | 0 | 131594 | 121317 | 121698 | 64184 | 128867 | 130594 | 137657 | 139760 | 131042 | 84925 | 54410 | 127057 | 0 | 0 | 0 | 0 | 1373105 | 2020
Vintage2002 | petroleum | TRUE | 189.533.AL.CT | 533 | N | . | McWilliams | PowerSouth Energy Cooperative | 189 | AL | ESC | SERC |  | 22 | 1 | Electric Utility | CT | DFO | DFO | AEC | M | barrels | 0 | 0 | 0 | 0 | 0 | 0 | 0 | 0 | 0 | 0 | 0 | 0 | 0 | 0 | 0 | 0 | 0 | 0 | 0 | 0 | 0 | 0 | 0 | 0 | 0 | 0 | 0 | 0 | 0 | 0 | 0 | 0 | 0 | 0 | 0 | 0 | 0 | 0 | 0 | 0 | 0 | 0 | 0 | 0 | 0 | 0 | 0 | 0 | 0 | 0 | 0 | 0 | 0 | 0 | 0 | 0 | 0 | 0 | 0 | 0 | 0 | 0 | 0 | 0 | 0 | 0 | 0 | 0 | 0 | 0 | 0 | 0 | 0 | 0 | 0 | 0 | 0 | 2020
Vintage2002 | natural gas combined cycle | TRUE | 189.533.AL.CT | 533 | N | . | McWilliams | PowerSouth Energy Cooperative | 189 | AL | ESC | SERC |  | 22 | 1 | Electric Utility | CT | NG | NG | AEC | M | mcf | 2860272 | 2590280 | 2510443 | 1509393 | 2784355 | 2891241 | 3054020 | 3100967 | 2822289 | 1922969 | 1323019 | 2817580 | 2860272 | 2590280 | 2510443 | 1509393 | 2784355 | 2891241 | 3054020 | 3100967 | 2822289 | 1922969 | 1323019 | 2817580 | 1.027 | 1.026 | 1.028 | 1.026 | 1.024 | 1.022 | 1.024 | 1.025 | 1.029 | 1.027 | 1.027 | 1.028 | 2937499 | 2657627 | 2580735 | 1548637 | 2851180 | 2954848 | 3127316 | 3178491 | 2904135 | 1974889 | 1358741 | 2896472 | 2937499 | 2657627 | 2580735 | 1548637 | 2851180 | 2954848 | 3127316 | 3178491 | 2904135 | 1974889 | 1358741 | 2896472 | 268655 | 242916 | 230789 | 135703 | 256522 | 263484 | 280696 | 282676 | 260590 | 179391 | 117313 | 266273 | 30186828 | 30186828 | 30970570 | 30970570 | 2785008 | 2020
Vintage1985 | hydro | TRUE | 16534.534.CA.HY | 534 | N | . | Jones Fork | Sacramento Municipal Util Dist | 16534 | CA | PACC | WECC |  | 22 | 1 | Electric Utility | HY | WAT | HYC | BANC | A |  | 0 | 0 | 0 | 0 | 0 | 0 | 0 | 0 | 0 | 0 | 0 | 0 | 0 | 0 | 0 | 0 | 0 | 0 | 0 | 0 | 0 | 0 | 0 | 0 | 0 | 0 | 0 | 0 | 0 | 0 | 0 | 0 | 0 | 0 | 0 | 0 | 282 | 210 | 222 | 326 | 447 | 418 | 442 | 445 | 310 | 255 | 193 | 159 | 282 | 210 | 222 | 326 | 447 | 418 | 442 | 445 | 310 | 255 | 193 | 159 | 32.113 | 23.96 | 25.366 | 37.234 | 50.997 | 47.649 | 50.379 | 50.764 | 35.356 | 29.076 | 21.991 | 18.115 | 0 | 0 | 3709 | 3709 | 423 | 2020
Vintage1986 | natural gas peaker | TRUE | 16534.535.CA.GT | 535 | N | . | McClellan (CA) | Sacramento Municipal Util Dist | 16534 | CA | PACC | WECC |  | 22 | 1 | Electric Utility | GT | NG | NG | BANC | A | mcf | 1374 | 1213 | 1347 | 952 | 896 | 1260 | 1762 | 2192 | 1908 | 1982 | 1583 | 1755 | 1374 | 1213 | 1347 | 952 | 896 | 1260 | 1762 | 2192 | 1908 | 1982 | 1583 | 1755 | 1.02 | 1.02 | 1.02 | 1.02 | 1.02 | 1.02 | 1.02 | 1.02 | 1.02 | 1.02 | 1.02 | 1.02 | 1401 | 1237 | 1374 | 971 | 914 | 1285 | 1797 | 2236 | 1946 | 2022 | 1615 | 1790 | 1401 | 1237 | 1374 | 971 | 914 | 1285 | 1797 | 2236 | 1946 | 2022 | 1615 | 1790 | 111.27 | 98.263 | 109.078 | 77.14 | 72.533 | 102.032 | 142.733 | 177.498 | 154.573 | 160.528 | 128.224 | 142.128 | 18224 | 18224 | 18588 | 18588 | 1476 | 2020
Vintage1983 | hydro | TRUE | 5571.537.CA.HY | 537 | N | . | Camanche | East Bay Municipal Util Dist | 5571 | CA | PACC | WECC |  | 22 | 1 | Electric Utility | HY | WAT | HYC | CISO | A |  | 0 | 0 | 0 | 0 | 0 | 0 | 0 | 0 | 0 | 0 | 0 | 0 | 0 | 0 | 0 | 0 | 0 | 0 | 0 | 0 | 0 | 0 | 0 | 0 | 0 | 0 | 0 | 0 | 0 | 0 | 0 | 0 | 0 | 0 | 0 | 0 | 10246 | 7644 | 8092 | 11879 | 16270 | 15202 | 16072 | 16195 | 11280 | 9276 | 7016 | 5779 | 10246 | 7644 | 8092 | 11879 | 16270 | 15202 | 16072 | 16195 | 11280 | 9276 | 7016 | 5779 | 1168.665 | 871.89 | 923.055 | 1354.953 | 1855.767 | 1733.963 | 1833.29 | 1847.323 | 1286.592 | 1058.073 | 800.239 | 659.19 | 0 | 0 | 134951 | 134951 | 15393 | 2020
Vintage1929 | other | TRUE | 54895.539.CT.PS | 539 | N | . | Rocky River (CT) | FirstLight Power Resources Services LLC | 54895 | CT | NEW | NPCC |  | 22 | 2 | NAICS-22 Non-Cogen | PS | WAT | HPS | ISNE | M | megawatthours | 798 | 2329 | 7358 | 70 | 2 | 1 | 2 | 1 | 0 | 1 | 2207 | 4 | 798 | 2329 | 7358 | 70 | 2 | 1 | 2 | 1 | 0 | 1 | 2207 | 4 | 0 | 0 | 0 | 0 | 0 | 0 | 0 | 0 | 0 | 0 | 0 | 0 | 0 | 0 | 0 | 0 | 0 | 0 | 0 | 0 | 0 | 0 | 0 | 0 | 0 | 0 | 0 | 0 | 0 | 0 | 0 | 0 | 0 | 0 | 0 | 0 | 5148 | -267 | -7352 | 1446 | 506 | 162 | 460 | 675 | 235 | 91 | -1780 | 1997 | 12773 | 12773 | 0 | 0 | 1321 | 2020
Vintage1967 | petroleum | TRUE | 22379.540.CT.GT | 540 | N | . | Branford | Connecticut Jet Power LLC | 22379 | CT | NEW | NPCC |  | 22 | 2 | NAICS-22 Non-Cogen | GT | JF | WOO | ISNE | A | barrels | 0 | 0 | 0 | 0 | 0 | 0 | 0 | 0 | 0 | 0 | 0 | 0 | 0 | 0 | 0 | 0 | 0 | 0 | 0 | 0 | 0 | 0 | 0 | 0 | 0 | 0 | 0 | 0 | 0 | 0 | 0 | 0 | 0 | 0 | 0 | 0 | 0 | 0 | 0 | 0 | 0 | 0 | 0 | 0 | 0 | 0 | 0 | 0 | 0 | 0 | 0 | 0 | 0 | 0 | 0 | 0 | 0 | 0 | 0 | 0 | 0 | 0 | 0 | 0 | 0 | 0 | 0 | 0 | 0 | 0 | 0 | 0 | 0 | 0 | 0 | 0 | 0 | 2020
Vintage1967 | petroleum | TRUE | 22379.540.CT.GT | 540 | N | . | Branford | Connecticut Jet Power LLC | 22379 | CT | NEW | NPCC |  | 22 | 2 | NAICS-22 Non-Cogen | GT | KER | WOO | ISNE | A | barrels | 20 | 21 | 17 | 18 | 13 | 12 | 15 | 14 | 16 | 25 | 25 | 140 | 20 | 21 | 17 | 18 | 13 | 12 | 15 | 14 | 16 | 25 | 25 | 140 | 5.67 | 5.67 | 5.67 | 5.67 | 5.67 | 5.67 | 5.67 | 5.67 | 5.67 | 5.67 | 5.67 | 5.67 | 113 | 119 | 96 | 102 | 74 | 68 | 85 | 79 | 91 | 142 | 142 | 794 | 113 | 119 | 96 | 102 | 74 | 68 | 85 | 79 | 91 | 142 | 142 | 794 | 6.456 | 6.889 | 5.354 | 5.948 | 4.162 | 4.042 | 4.803 | 4.531 | 5.138 | 8.066 | 8.122 | 45.489 | 336 | 336 | 1905 | 1905 | 109 | 2020
Vintage1903 | hydro | TRUE | 54895.541.CT.HY | 541 | N | . | Bulls Bridge | FirstLight Power Resources Services LLC | 54895 | CT | NEW | NPCC |  | 22 | 2 | NAICS-22 Non-Cogen | HY | WAT | HYC | ISNE | A |  | 0 | 0 | 0 | 0 | 0 | 0 | 0 | 0 | 0 | 0 | 0 | 0 | 0 | 0 | 0 | 0 | 0 | 0 | 0 | 0 | 0 | 0 | 0 | 0 | 0 | 0 | 0 | 0 | 0 | 0 | 0 | 0 | 0 | 0 | 0 | 0 | 28363 | 24173 | 32987 | 35591 | 32074 | 10616 | 13484 | 7290 | 4150 | 15435 | 18201 | 24550 | 28363 | 24173 | 32987 | 35591 | 32074 | 10616 | 13484 | 7290 | 4150 | 15435 | 18201 | 24550 | 3235.217 | 2757.246 | 3762.618 | 4059.655 | 3658.471 | 1210.907 | 1538.062 | 831.565 | 473.374 | 1760.609 | 2076.038 | 2800.238 | 0 | 0 | 246914 | 246914 | 28164 | 2020
Vintage2008 | petroleum | TRUE | 22379.542.CT.GT | 542 | N | . | Cos Cob | Connecticut Jet Power LLC | 22379 | CT | NEW | NPCC |  | 22 | 2 | NAICS-22 Non-Cogen | GT | JF | WOO | ISNE | A | barrels | 0 | 0 | 0 | 0 | 0 | 0 | 0 | 0 | 0 | 0 | 0 | 0 | 0 | 0 | 0 | 0 | 0 | 0 | 0 | 0 | 0 | 0 | 0 | 0 | 0 | 0 | 0 | 0 | 0 | 0 | 0 | 0 | 0 | 0 | 0 | 0 | 0 | 0 | 0 | 0 | 0 | 0 | 0 | 0 | 0 | 0 | 0 | 0 | 0 | 0 | 0 | 0 | 0 | 0 | 0 | 0 | 0 | 0 | 0 | 0 | 0 | 0 | 0 | 0 | 0 | 0 | 0 | 0 | 0 | 0 | 0 | 0 | 0 | 0 | 0 | 0 | 0 | 2020
Vintage2008 | petroleum | TRUE | 22379.542.CT.GT | 542 | N | . | Cos Cob | Connecticut Jet Power LLC | 22379 | CT | NEW | NPCC |  | 22 | 2 | NAICS-22 Non-Cogen | GT | KER | WOO | ISNE | A | barrels | 138 | 146 | 114 | 126 | 88 | 86 | 102 | 96 | 109 | 171 | 172 | 965 | 138 | 146 | 114 | 126 | 88 | 86 | 102 | 96 | 109 | 171 | 172 | 965 | 5.67 | 5.67 | 5.67 | 5.67 | 5.67 | 5.67 | 5.67 | 5.67 | 5.67 | 5.67 | 5.67 | 5.67 | 782 | 828 | 646 | 714 | 499 | 488 | 578 | 544 | 618 | 970 | 975 | 5472 | 782 | 828 | 646 | 714 | 499 | 488 | 578 | 544 | 618 | 970 | 975 | 5472 | 55.075 | 58.781 | 45.681 | 50.752 | 35.508 | 34.491 | 40.977 | 38.661 | 43.836 | 68.818 | 69.3 | 388.12 | 2313 | 2313 | 13114 | 13114 | 930 | 2020
Vintage1996 | petroleum | TRUE | 22350.544.CT.GT | 544 | N | . | Devon Station | Devon Power LLC | 22350 | CT | NEW | NPCC |  | 22 | 2 | NAICS-22 Non-Cogen | GT | DFO | DFO | ISNE | A | barrels | 0 | 0 | 0 | 0 | 0 | 0 | 0 | 0 | 0 | 0 | 0 | 0 | 0 | 0 | 0 | 0 | 0 | 0 | 0 | 0 | 0 | 0 | 0 | 0 | 0 | 0 | 0 | 0 | 0 | 0 | 0 | 0 | 0 | 0 | 0 | 0 | 0 | 0 | 0 | 0 | 0 | 0 | 0 | 0 | 0 | 0 | 0 | 0 | 0 | 0 | 0 | 0 | 0 | 0 | 0 | 0 | 0 | 0 | 0 | 0 | 0 | 0 | 0 | 0 | 0 | 0 | 0 | 0 | 0 | 0 | 0 | 0 | 0 | 0 | 0 | 0 | 0 | 2020
Vintage1996 | petroleum | TRUE | 22350.544.CT.GT | 544 | N | . | Devon Station | Devon Power LLC | 22350 | CT | NEW | NPCC |  | 22 | 2 | NAICS-22 Non-Cogen | GT | JF | WOO | ISNE | A | barrels | 0 | 0 | 0 | 0 | 0 | 0 | 0 | 0 | 0 | 0 | 0 | 0 | 0 | 0 | 0 | 0 | 0 | 0 | 0 | 0 | 0 | 0 | 0 | 0 | 0 | 0 | 0 | 0 | 0 | 0 | 0 | 0 | 0 | 0 | 0 | 0 | 0 | 0 | 0 | 0 | 0 | 0 | 0 | 0 | 0 | 0 | 0 | 0 | 0 | 0 | 0 | 0 | 0 | 0 | 0 | 0 | 0 | 0 | 0 | 0 | 0 | 0 | 0 | 0 | 0 | 0 | 0 | 0 | 0 | 0 | 0 | 0 | 0 | 0 | 0 | 0 | 0 | 2020
Vintage1996 | petroleum | TRUE | 22350.544.CT.GT | 544 | N | . | Devon Station | Devon Power LLC | 22350 | CT | NEW | NPCC |  | 22 | 2 | NAICS-22 Non-Cogen | GT | KER | WOO | ISNE | A | barrels | 265 | 280 | 218 | 242 | 169 | 164 | 195 | 184 | 209 | 328 | 330 | 1851 | 265 | 280 | 218 | 242 | 169 | 164 | 195 | 184 | 209 | 328 | 330 | 1851 | 5.67 | 5.67 | 5.67 | 5.67 | 5.67 | 5.67 | 5.67 | 5.67 | 5.67 | 5.67 | 5.67 | 5.67 | 1503 | 1588 | 1236 | 1372 | 958 | 930 | 1106 | 1043 | 1185 | 1860 | 1871 | 10495 | 1503 | 1588 | 1236 | 1372 | 958 | 930 | 1106 | 1043 | 1185 | 1860 | 1871 | 10495 | -2.844 | -3.036 | -2.36 | -2.621 | -1.834 | -1.782 | -2.117 | -1.997 | -2.264 | -3.555 | -3.579 | -20.047 | 4435 | 4435 | 25147 | 25147 | -48.036 | 2020
Vintage1996 | natural gas peaker | TRUE | 22350.544.CT.GT | 544 | N | . | Devon Station | Devon Power LLC | 22350 | CT | NEW | NPCC |  | 22 | 2 | NAICS-22 Non-Cogen | GT | NG | NG | ISNE | A | mcf | 871 | 816 | 740 | 757 | 671 | 898 | 1079 | 961 | 847 | 692 | 773 | 872 | 871 | 816 | 740 | 757 | 671 | 898 | 1079 | 961 | 847 | 692 | 773 | 872 | 1.1 | 1.1 | 1.1 | 1.1 | 1.1 | 1.1 | 1.1 | 1.1 | 1.1 | 1.1 | 1.1 | 1.1 | 958 | 898 | 814 | 833 | 738 | 988 | 1187 | 1057 | 932 | 761 | 850 | 959 | 958 | 898 | 814 | 833 | 738 | 988 | 1187 | 1057 | 932 | 761 | 850 | 959 | -1.829 | -1.715 | -1.554 | -1.591 | -1.411 | -1.886 | -2.267 | -2.02 | -1.78 | -1.453 | -1.625 | -1.833 | 9977 | 9977 | 10975 | 10975 | -20.964 | 2020
Vintage1996 | petroleum | TRUE | 22350.544.CT.GT | 544 | N | . | Devon Station | Devon Power LLC | 22350 | CT | NEW | NPCC |  | 22 | 2 | NAICS-22 Non-Cogen | GT | RFO | RFO | ISNE | A | barrels | 0 | 0 | 0 | 0 | 0 | 0 | 0 | 0 | 0 | 0 | 0 | 0 | 0 | 0 | 0 | 0 | 0 | 0 | 0 | 0 | 0 | 0 | 0 | 0 | 0 | 0 | 0 | 0 | 0 | 0 | 0 | 0 | 0 | 0 | 0 | 0 | 0 | 0 | 0 | 0 | 0 | 0 | 0 | 0 | 0 | 0 | 0 | 0 | 0 | 0 | 0 | 0 | 0 | 0 | 0 | 0 | 0 | 0 | 0 | 0 | 0 | 0 | 0 | 0 | 0 | 0 | 0 | 0 | 0 | 0 | 0 | 0 | 0 | 0 | 0 | 0 | 0 | 2020
Vintage1967 | petroleum | TRUE | 22380.546.CT.IC | 546 | N | . | Montville Station | NRG Montville Operations Inc | 22380 | CT | NEW | NPCC |  | 22 | 2 | NAICS-22 Non-Cogen | IC | DFO | DFO | ISNE | A | barrels | 5 | 6 | 5 | 5 | 4 | 3 | 4 | 4 | 4 | 7 | 7 | 38 | 5 | 6 | 5 | 5 | 4 | 3 | 4 | 4 | 4 | 7 | 7 | 38 | 5.8 | 5.8 | 5.8 | 5.8 | 5.8 | 5.8 | 5.8 | 5.8 | 5.8 | 5.8 | 5.8 | 5.8 | 29 | 35 | 29 | 29 | 23 | 17 | 23 | 23 | 23 | 41 | 41 | 220 | 29 | 35 | 29 | 29 | 23 | 17 | 23 | 23 | 23 | 41 | 41 | 220 | 2.605 | 2.781 | 2.161 | 2.401 | 1.68 | 1.632 | 1.939 | 1.829 | 2.074 | 3.256 | 3.279 | 18.363 | 92 | 92 | 533 | 533 | 44 | 2020
Vintage1971 | petroleum | TRUE | 22380.546.CT.ST | 546 | N | . | Montville Station | NRG Montville Operations Inc | 22380 | CT | NEW | NPCC |  | 22 | 2 | NAICS-22 Non-Cogen | ST | DFO | DFO | ISNE | AM | barrels | 56 | 79 | 0 | 0 | 1 | 132 | 0 | 0 | 0 | 0 | 3 | 0 | 56 | 79 | 0 | 0 | 1 | 132 | 0 | 0 | 0 | 0 | 3 | 0 | 5.8 | 5.8 | 0 | 0 | 5.8 | 5.8 | 0 | 0 | 0 | 0 | 5.8 | 0 | 325 | 458 | 0 | 0 | 6 | 766 | 0 | 0 | 0 | 0 | 17 | 0 | 325 | 458 | 0 | 0 | 6 | 766 | 0 | 0 | 0 | 0 | 17 | 0 | 8.283 | 35.67 | -3.754 | -3.347 | -40.514 | 57.194 | 0 | 0 | -3.815 | -2.905 | -64.428 | -3.892 | 271 | 271 | 1572 | 1572 | -21.508 | 2020
Vintage1971 | natural gas steam turbine | TRUE | 22380.546.CT.ST | 546 | N | . | Montville Station | NRG Montville Operations Inc | 22380 | CT | NEW | NPCC |  | 22 | 2 | NAICS-22 Non-Cogen | ST | NG | NG | ISNE | AM | mcf | 6794 | 22646 | 0 | 0 | 0 | 37292 | 24546 | 30925 | 0 | 0 | 5 | 0 | 6794 | 22646 | 0 | 0 | 0 | 37292 | 24546 | 30925 | 0 | 0 | 5 | 0 | 1.03 | 1.03 | 0 | 0 | 0 | 1.03 | 1.03 | 1.03 | 0 | 0 | 1.03 | 0 | 6998 | 23325 | 0 | 0 | 0 | 38411 | 25282 | 31853 | 0 | 0 | 5 | 0 | 6998 | 23325 | 0 | 0 | 0 | 38411 | 25282 | 31853 | 0 | 0 | 5 | 0 | 178.463 | 1815.817 | -545.286 | -486.273 | 0 | 2869.489 | 1343 | 1875 | -554.138 | -421.948 | -19.069 | -565.351 | 122208 | 122208 | 125874 | 125874 | 5489.704 | 2020
Vintage1971 | petroleum | TRUE | 22380.546.CT.ST | 546 | N | . | Montville Station | NRG Montville Operations Inc | 22380 | CT | NEW | NPCC |  | 22 | 2 | NAICS-22 Non-Cogen | ST | RFO | RFO | ISNE | AM | barrels | 3045 | 10365 | 0 | 0 | 18 | 9085 | 0 | 0 | 0 | 0 | 31 | 0 | 3045 | 10365 | 0 | 0 | 18 | 9085 | 0 | 0 | 0 | 0 | 31 | 0 | 6.12 | 6.144 | 0 | 0 | 6.12 | 6.177 | 0 | 0 | 0 | 0 | 6.155 | 0 | 18635 | 63683 | 0 | 0 | 110 | 56118 | 0 | 0 | 0 | 0 | 191 | 0 | 18635 | 63683 | 0 | 0 | 110 | 56118 | 0 | 0 | 0 | 0 | 191 | 0 | 475.254 | 4957.513 | -374.96 | -334.38 | -769.486 | 4192.317 | 0 | 0 | -381.047 | -290.147 | -706.503 | -388.757 | 22544 | 22544 | 138737 | 138737 | 6379.804 | 2020
Vintage1973 | other | TRUE | 58185.547.MA.PS | 547 | N | . | Northfield Mountain | FirstLight Power Resources, Inc. - MA | 58185 | MA | NEW | NPCC |  | 22 | 2 | NAICS-22 Non-Cogen | PS | WAT | HPS | ISNE | M | megawatthours | 65498 | 63959 | 83062 | 68826 | 83718 | 88613 | 88455 | 123527 | 69529 | 115760 | 96280 | 85492 | 65498 | 63959 | 83062 | 68826 | 83718 | 88613 | 88455 | 123527 | 69529 | 115760 | 96280 | 85492 | 0 | 0 | 0 | 0 | 0 | 0 | 0 | 0 | 0 | 0 | 0 | 0 | 0 | 0 | 0 | 0 | 0 | 0 | 0 | 0 | 0 | 0 | 0 | 0 | 0 | 0 | 0 | 0 | 0 | 0 | 0 | 0 | 0 | 0 | 0 | 0 | -13076 | -19031 | -24562 | -16625 | -21223 | -25630 | -17304 | -35503 | -13699 | -30317 | -26017 | -19185 | 1032719 | 1032719 | 0 | 0 | -262172 | 2020
Vintage2002 | natural gas peaker | TRUE | 20169.550.WA.GT | 550 | N | . | Kettle Falls Generating Station | Avista Corp | 20169 | WA | PACC | WECC |  | 22 | 1 | Electric Utility | GT | NG | NG | AVA | A | mcf | 1340 | 936 | 1656 | 1479 | 349 | 299 | 945 | 1346 | 1744 | 1302 | 693 | 1309 | 1340 | 936 | 1656 | 1479 | 349 | 299 | 945 | 1346 | 1744 | 1302 | 693 | 1309 | 1.042 | 1.042 | 1.042 | 1.042 | 1.042 | 1.042 | 1.042 | 1.042 | 1.042 | 1.042 | 1.042 | 1.042 | 1396 | 975 | 1726 | 1541 | 364 | 312 | 985 | 1403 | 1817 | 1357 | 722 | 1364 | 1396 | 975 | 1726 | 1541 | 364 | 312 | 985 | 1403 | 1817 | 1357 | 722 | 1364 | 123.663 | 86.294 | 152.605 | 136.375 | 32.142 | 27.579 | 87.09 | 124.038 | 160.724 | 119.983 | 63.839 | 120.668 | 13398 | 13398 | 13962 | 13962 | 1235 | 2020
Vintage1983 | natural gas steam turbine | TRUE | 20169.550.WA.ST | 550 | N | . | Kettle Falls Generating Station | Avista Corp | 20169 | WA | PACC | WECC |  | 22 | 1 | Electric Utility | ST | NG | NG | AVA | AM | mcf | 2 | 1161 | 332 | 577 | 0 | 539 | 286 | 598 | 17 | 693 | 534 | 3 | 2 | 1161 | 332 | 577 | 0 | 539 | 286 | 598 | 17 | 693 | 534 | 3 | 1.044 | 1.042 | 1.045 | 1.039 | 0 | 1.035 | 1.035 | 1.044 | 1.039 | 1.058 | 1.048 | 1.039 | 2 | 1210 | 347 | 600 | 0 | 558 | 296 | 624 | 18 | 733 | 560 | 3 | 2 | 1210 | 347 | 600 | 0 | 558 | 296 | 624 | 18 | 733 | 560 | 3 | 0.143 | 80.913 | 23.117 | 38.517 | -0.594 | -15.567 | 16.907 | 35.089 | 1.067 | 48.675 | 37.655 | 0.221 | 4742 | 4742 | 4951 | 4951 | 266.143 | 2020
Vintage1983 | biomass | TRUE | 20169.550.WA.ST | 550 | N | . | Kettle Falls Generating Station | Avista Corp | 20169 | WA | PACC | WECC |  | 22 | 1 | Electric Utility | ST | WDS | WWW | AVA | AM | short tons | 53540 | 47910 | 43672 | 49482 | 0 | 372 | 26216 | 50247 | 58137 | 53378 | 31012 | 48592 | 53540 | 47910 | 43672 | 49482 | 0 | 372 | 26216 | 50247 | 58137 | 53378 | 31012 | 48592 | 9.37 | 8.68 | 8.66 | 8.12 | 0 | 16.707 | 7.86 | 8.26 | 9.04 | 9.01 | 9.79 | 9.47 | 501670 | 415859 | 378200 | 401794 | 0 | 6215 | 206058 | 415040 | 525558 | 480936 | 303607 | 460166 | 501670 | 415859 | 378200 | 401794 | 0 | 6215 | 206058 | 415040 | 525558 | 480936 | 303607 | 460166 | 34327.857 | 27814.087 | 25199.883 | 25814.483 | -290.406 | -173.433 | 11769.093 | 23326.911 | 31742.933 | 31928.325 | 20428.345 | 32696.779 | 462558 | 462558 | 4095103 | 4095103 | 264584.86 | 2020
Vintage1937 | hydro | TRUE | 54895.551.CT.HY | 551 | N | . | Scotland Dam | FirstLight Power Resources Services LLC | 54895 | CT | NEW | NPCC |  | 22 | 2 | NAICS-22 Non-Cogen | HY | WAT | HYC | ISNE | A |  | 0 | 0 | 0 | 0 | 0 | 0 | 0 | 0 | 0 | 0 | 0 | 0 | 0 | 0 | 0 | 0 | 0 | 0 | 0 | 0 | 0 | 0 | 0 | 0 | 0 | 0 | 0 | 0 | 0 | 0 | 0 | 0 | 0 | 0 | 0 | 0 | 6268 | 5342 | 7290 | 7865 | 7088 | 2346 | 2980 | 1611 | 917 | 3411 | 4022 | 5425 | 6268 | 5342 | 7290 | 7865 | 7088 | 2346 | 2980 | 1611 | 917 | 3411 | 4022 | 5425 | 714.956 | 609.327 | 831.506 | 897.149 | 808.491 | 267.6 | 339.898 | 183.769 | 104.611 | 389.079 | 458.786 | 618.828 | 0 | 0 | 54565 | 54565 | 6224 | 2020
Vintage1955 | hydro | TRUE | 54895.552.CT.HY | 552 | N | . | Shepaug | FirstLight Power Resources Services LLC | 54895 | CT | NEW | NPCC |  | 22 | 2 | NAICS-22 Non-Cogen | HY | WAT | HYC | ISNE | A |  | 0 | 0 | 0 | 0 | 0 | 0 | 0 | 0 | 0 | 0 | 0 | 0 | 0 | 0 | 0 | 0 | 0 | 0 | 0 | 0 | 0 | 0 | 0 | 0 | 0 | 0 | 0 | 0 | 0 | 0 | 0 | 0 | 0 | 0 | 0 | 0 | 107728 | 91813 | 125290 | 135181 | 121822 | 40322 | 51215 | 27690 | 15763 | 58626 | 69129 | 93244 | 107728 | 91813 | 125290 | 135181 | 121822 | 40322 | 51215 | 27690 | 15763 | 58626 | 69129 | 93244 | 12287.943 | 10472.521 | 14291.109 | 15419.309 | 13895.541 | 4599.247 | 5841.838 | 3158.435 | 1797.959 | 6687.114 | 7885.171 | 10635.813 | 0 | 0 | 937823 | 937823 | 106972 | 2020
Vintage1936 | hydro | TRUE | 54895.553.CT.HY | 553 | N | . | Stevenson | FirstLight Power Resources Services LLC | 54895 | CT | NEW | NPCC |  | 22 | 2 | NAICS-22 Non-Cogen | HY | WAT | HYC | ISNE | A |  | 0 | 0 | 0 | 0 | 0 | 0 | 0 | 0 | 0 | 0 | 0 | 0 | 0 | 0 | 0 | 0 | 0 | 0 | 0 | 0 | 0 | 0 | 0 | 0 | 0 | 0 | 0 | 0 | 0 | 0 | 0 | 0 | 0 | 0 | 0 | 0 | 79937 | 68127 | 92969 | 100308 | 90395 | 29920 | 38003 | 20547 | 11696 | 43502 | 51296 | 69190 | 79937 | 68127 | 92969 | 100308 | 90395 | 29920 | 38003 | 20547 | 11696 | 43502 | 51296 | 69190 | 9117.975 | 7770.882 | 10604.374 | 11441.527 | 10310.852 | 3412.76 | 4334.795 | 2343.64 | 1334.132 | 4962.012 | 5851.002 | 7892.049 | 0 | 0 | 695890 | 695890 | 79376 | 2020
Vintage1949 | hydro | TRUE | 54895.554.CT.HY | 554 | N | . | Taftville | FirstLight Power Resources Services LLC | 54895 | CT | NEW | NPCC |  | 22 | 2 | NAICS-22 Non-Cogen | HY | WAT | HYC | ISNE | A |  | 0 | 0 | 0 | 0 | 0 | 0 | 0 | 0 | 0 | 0 | 0 | 0 | 0 | 0 | 0 | 0 | 0 | 0 | 0 | 0 | 0 | 0 | 0 | 0 | 0 | 0 | 0 | 0 | 0 | 0 | 0 | 0 | 0 | 0 | 0 | 0 | 3478 | 2965 | 4045 | 4365 | 3933 | 1302 | 1654 | 894 | 509 | 1893 | 2232 | 3011 | 3478 | 2965 | 4045 | 4365 | 3933 | 1302 | 1654 | 894 | 509 | 1893 | 2232 | 3011 | 396.764 | 338.145 | 461.443 | 497.871 | 448.671 | 148.504 | 188.626 | 101.982 | 58.054 | 215.919 | 254.603 | 343.418 | 0 | 0 | 30281 | 30281 | 3454 | 2020
Vintage1969 | petroleum | TRUE | 54895.557.CT.GT | 557 | N | . | Tunnel | FirstLight Power Resources Services LLC | 54895 | CT | NEW | NPCC |  | 22 | 2 | NAICS-22 Non-Cogen | GT | DFO | DFO | ISNE | A | barrels | 0 | 0 | 0 | 0 | 0 | 0 | 0 | 0 | 0 | 0 | 0 | 0 | 0 | 0 | 0 | 0 | 0 | 0 | 0 | 0 | 0 | 0 | 0 | 0 | 0 | 0 | 0 | 0 | 0 | 0 | 0 | 0 | 0 | 0 | 0 | 0 | 0 | 0 | 0 | 0 | 0 | 0 | 0 | 0 | 0 | 0 | 0 | 0 | 0 | 0 | 0 | 0 | 0 | 0 | 0 | 0 | 0 | 0 | 0 | 0 | 0 | 0 | 0 | 0 | 0 | 0 | 0 | 0 | 0 | 0 | 0 | 0 | 0 | 0 | 0 | 0 | 0 | 2020
Vintage1969 | petroleum | TRUE | 54895.557.CT.GT | 557 | N | . | Tunnel | FirstLight Power Resources Services LLC | 54895 | CT | NEW | NPCC |  | 22 | 2 | NAICS-22 Non-Cogen | GT | JF | WOO | ISNE | A | barrels | 88 | 93 | 72 | 80 | 56 | 55 | 65 | 61 | 70 | 109 | 110 | 616 | 88 | 93 | 72 | 80 | 56 | 55 | 65 | 61 | 70 | 109 | 110 | 616 | 6 | 6 | 6 | 6 | 6 | 6 | 6 | 6 | 6 | 6 | 6 | 6 | 528 | 558 | 432 | 480 | 336 | 330 | 390 | 366 | 420 | 654 | 660 | 3696 | 528 | 558 | 432 | 480 | 336 | 330 | 390 | 366 | 420 | 654 | 660 | 3696 | 32.451 | 34.637 | 26.918 | 29.906 | 20.923 | 20.324 | 24.145 | 22.781 | 25.83 | 40.551 | 40.835 | 228.699 | 1475 | 1475 | 8850 | 8850 | 548 | 2020
Vintage1949 | hydro | TRUE | 54895.557.CT.HY | 557 | N | . | Tunnel | FirstLight Power Resources Services LLC | 54895 | CT | NEW | NPCC |  | 22 | 2 | NAICS-22 Non-Cogen | HY | WAT | HYC | ISNE | A |  | 0 | 0 | 0 | 0 | 0 | 0 | 0 | 0 | 0 | 0 | 0 | 0 | 0 | 0 | 0 | 0 | 0 | 0 | 0 | 0 | 0 | 0 | 0 | 0 | 0 | 0 | 0 | 0 | 0 | 0 | 0 | 0 | 0 | 0 | 0 | 0 | 8005 | 6823 | 9310 | 10045 | 9053 | 2996 | 3806 | 2058 | 1171 | 4356 | 5137 | 6929 | 8005 | 6823 | 9310 | 10045 | 9053 | 2996 | 3806 | 2058 | 1171 | 4356 | 5137 | 6929 | 913.107 | 778.204 | 1061.96 | 1145.796 | 1032.566 | 341.766 | 434.102 | 234.701 | 133.605 | 496.914 | 585.941 | 790.338 | 0 | 0 | 69689 | 69689 | 7949 | 2020
Vintage1925 | hydro | TRUE | 6207.559.CT.HY | 559 | N | . | Rainbow (CT) | Farmington River Power Company | 6207 | CT | NEW | NPCC |  | 22 | 1 | Electric Utility | HY | WAT | HYC | ISNE | M |  | 0 | 0 | 0 | 0 | 0 | 0 | 0 | 0 | 0 | 0 | 0 | 0 | 0 | 0 | 0 | 0 | 0 | 0 | 0 | 0 | 0 | 0 | 0 | 0 | 0 | 0 | 0 | 0 | 0 | 0 | 0 | 0 | 0 | 0 | 0 | 0 | 31254 | 27496 | 29032 | 37217 | 26880 | 5572 | 4522 | 1137 | 78 | 5893 | 13731 | 31454 | 31254 | 27496 | 29032 | 37217 | 26880 | 5572 | 4522 | 1137 | 78 | 5893 | 13731 | 31454 | 3564.99 | 3136.32 | 3311.55 | 4245.12 | 3066.03 | 635.58 | 515.79 | 129.69 | 8.91 | 672.21 | 1566.18 | 3587.76 | 0 | 0 | 214266 | 214266 | 24440.13 | 2020
Vintage1914 | hydro | TRUE | 54895.560.CT.HY | 560 | N | . | Falls Village | FirstLight Power Resources Services LLC | 54895 | CT | NEW | NPCC |  | 22 | 2 | NAICS-22 Non-Cogen | HY | WAT | HYC | ISNE | A |  | 0 | 0 | 0 | 0 | 0 | 0 | 0 | 0 | 0 | 0 | 0 | 0 | 0 | 0 | 0 | 0 | 0 | 0 | 0 | 0 | 0 | 0 | 0 | 0 | 0 | 0 | 0 | 0 | 0 | 0 | 0 | 0 | 0 | 0 | 0 | 0 | 34796 | 29655 | 40469 | 43664 | 39349 | 13024 | 16543 | 8944 | 5091 | 18936 | 22329 | 30118 | 34796 | 29655 | 40469 | 43664 | 39349 | 13024 | 16543 | 8944 | 5091 | 18936 | 22329 | 30118 | 3969.011 | 3382.628 | 4616.034 | 4980.443 | 4488.265 | 1485.559 | 1886.916 | 1020.176 | 580.741 | 2159.941 | 2546.914 | 3435.372 | 0 | 0 | 302918 | 302918 | 34552 | 2020
Vintage1968 | petroleum | TRUE | 22379.561.CT.GT | 561 | N | . | Franklin Drive | Connecticut Jet Power LLC | 22379 | CT | NEW | NPCC |  | 22 | 2 | NAICS-22 Non-Cogen | GT | JF | WOO | ISNE | A | barrels | 0 | 0 | 0 | 0 | 0 | 0 | 0 | 0 | 0 | 0 | 0 | 0 | 0 | 0 | 0 | 0 | 0 | 0 | 0 | 0 | 0 | 0 | 0 | 0 | 0 | 0 | 0 | 0 | 0 | 0 | 0 | 0 | 0 | 0 | 0 | 0 | 0 | 0 | 0 | 0 | 0 | 0 | 0 | 0 | 0 | 0 | 0 | 0 | 0 | 0 | 0 | 0 | 0 | 0 | 0 | 0 | 0 | 0 | 0 | 0 | 0 | 0 | 0 | 0 | 0 | 0 | 0 | 0 | 0 | 0 | 0 | 0 | 0 | 0 | 0 | 0 | 0 | 2020
Vintage1968 | petroleum | TRUE | 22379.561.CT.GT | 561 | N | . | Franklin Drive | Connecticut Jet Power LLC | 22379 | CT | NEW | NPCC |  | 22 | 2 | NAICS-22 Non-Cogen | GT | KER | WOO | ISNE | A | barrels | 25 | 28 | 22 | 24 | 17 | 16 | 19 | 18 | 21 | 33 | 33 | 184 | 25 | 28 | 22 | 24 | 17 | 16 | 19 | 18 | 21 | 33 | 33 | 184 | 5.67 | 5.67 | 5.67 | 5.67 | 5.67 | 5.67 | 5.67 | 5.67 | 5.67 | 5.67 | 5.67 | 5.67 | 142 | 159 | 125 | 136 | 96 | 91 | 108 | 102 | 119 | 187 | 187 | 1043 | 142 | 159 | 125 | 136 | 96 | 91 | 108 | 102 | 119 | 187 | 187 | 1043 | 9.71 | 10.366 | 8.056 | 8.95 | 6.262 | 6.082 | 7.226 | 6.818 | 7.73 | 12.136 | 12.221 | 68.443 | 440 | 440 | 2495 | 2495 | 164 | 2020
Vintage1966 | petroleum | TRUE | 12490.562.CT.GT | 562 | N | . | Middletown | Middletown Power LLC | 12490 | CT | NEW | NPCC |  | 22 | 2 | NAICS-22 Non-Cogen | GT | KER | WOO | ISNE | A | barrels | 38 | 41 | 32 | 35 | 25 | 24 | 28 | 27 | 30 | 48 | 48 | 270 | 38 | 41 | 32 | 35 | 25 | 24 | 28 | 27 | 30 | 48 | 48 | 270 | 5.6 | 5.6 | 5.6 | 5.6 | 5.6 | 5.6 | 5.6 | 5.6 | 5.6 | 5.6 | 5.6 | 5.6 | 213 | 230 | 179 | 196 | 140 | 134 | 157 | 151 | 168 | 269 | 269 | 1512 | 213 | 230 | 179 | 196 | 140 | 134 | 157 | 151 | 168 | 269 | 269 | 1512 | 8.764 | 9.354 | 7.27 | 8.077 | 5.651 | 5.489 | 6.521 | 6.153 | 6.976 | 10.952 | 11.028 | 61.765 | 646 | 646 | 3618 | 3618 | 148 | 2020
Vintage1973 | petroleum | TRUE | 12490.562.CT.ST | 562 | N | . | Middletown | Middletown Power LLC | 12490 | CT | NEW | NPCC |  | 22 | 2 | NAICS-22 Non-Cogen | ST | DFO | DFO | ISNE | AM | barrels | 9 | 0 | 0 | 0 | 26 | 14 | 71 | 75 | 10 | 0 | 5 | 76 | 9 | 0 | 0 | 0 | 26 | 14 | 71 | 75 | 10 | 0 | 5 | 76 | 5.5 | 0 | 0 | 0 | 5.5 | 5.5 | 5.5 | 5.5 | 5.5 | 0 | 5.5 | 5.5 | 50 | 0 | 0 | 0 | 143 | 77 | 391 | 413 | 55 | 0 | 28 | 418 | 50 | 0 | 0 | 0 | 143 | 77 | 391 | 413 | 55 | 0 | 28 | 418 | -0.141 | -0.634 | -0.583 | 0 | 5.51 | 6.716 | 33.243 | 37.049 | 4.605 | 0 | 2.258 | 35.857 | 286 | 286 | 1575 | 1575 | 123.88 | 2020
Vintage1973 | natural gas steam turbine | TRUE | 12490.562.CT.ST | 562 | N | . | Middletown | Middletown Power LLC | 12490 | CT | NEW | NPCC |  | 22 | 2 | NAICS-22 Non-Cogen | ST | NG | NG | ISNE | AM | mcf | 21412 | 0 | 0 | 27875 | 0 | 715592 | 937585 | 704855 | 132529 | 437722 | 219008 | 0 | 21412 | 0 | 0 | 27875 | 0 | 715592 | 937585 | 704855 | 132529 | 437722 | 219008 | 0 | 1.03 | 0 | 0 | 1.03 | 0 | 1.03 | 1.03 | 1.03 | 1.03 | 1.03 | 1.03 | 0 | 22054 | 0 | 0 | 28711 | 0 | 737060 | 965713 | 726001 | 136505 | 450854 | 225578 | 0 | 22054 | 0 | 0 | 28711 | 0 | 737060 | 965713 | 726001 | 136505 | 450854 | 225578 | 0 | -62.859 | -1368.109 | -1259.294 | 855 | 0 | 64290.284 | 82210.757 | 65206.951 | 11430.395 | 37844 | 18520.742 | 0 | 3196578 | 3196578 | 3292476 | 3292476 | 277667.87 | 2020
Vintage1973 | petroleum | TRUE | 12490.562.CT.ST | 562 | N | . | Middletown | Middletown Power LLC | 12490 | CT | NEW | NPCC |  | 22 | 2 | NAICS-22 Non-Cogen | ST | RFO | RFO | ISNE | AM | barrels | 0 | 0 | 0 | 0 | 5678 | 0 | 0 | 0 | 0 | 0 | 0 | 29279 | 0 | 0 | 0 | 0 | 5678 | 0 | 0 | 0 | 0 | 0 | 0 | 29279 | 0 | 0 | 0 | 0 | 6.2 | 0 | 0 | 0 | 0 | 0 | 0 | 6.2 | 0 | 0 | 0 | 0 | 35204 | 0 | 0 | 0 | 0 | 0 | 0 | 181530 | 0 | 0 | 0 | 0 | 35204 | 0 | 0 | 0 | 0 | 0 | 0 | 181530 | 0 | -14.257 | -13.123 | 0 | 1356.49 | 0 | 0 | 0 | 0 | 0 | 0 | 15572.143 | 34957 | 34957 | 216734 | 216734 | 16901.253 | 2020
Vintage1970 | petroleum | TRUE | 4426.563.CT.GT | 563 | N | . | South Meadow | NAES Corp | 4426 | CT | NEW | NPCC |  | 22 | 2 | NAICS-22 Non-Cogen | GT | KER | WOO | ISNE | A | barrels | 230 | 245 | 190 | 211 | 148 | 143 | 170 | 161 | 182 | 286 | 288 | 1615 | 230 | 245 | 190 | 211 | 148 | 143 | 170 | 161 | 182 | 286 | 288 | 1615 | 5.592 | 5.592 | 5.592 | 5.592 | 5.592 | 5.592 | 5.592 | 5.592 | 5.592 | 5.592 | 5.592 | 5.592 | 1286 | 1370 | 1062 | 1180 | 828 | 800 | 951 | 900 | 1018 | 1599 | 1610 | 9031 | 1286 | 1370 | 1062 | 1180 | 828 | 800 | 951 | 900 | 1018 | 1599 | 1610 | 9031 | 92.561 | 98.79 | 76.774 | 85.297 | 59.676 | 57.967 | 68.867 | 64.976 | 73.673 | 115.658 | 116.469 | 652.292 | 3869 | 3869 | 21635 | 21635 | 1563 | 2020
Vintage2010 | petroleum | TRUE | 14610.564.FL.CA | 564 | N | . | Stanton Energy Center | Orlando Utilities Comm | 14610 | FL | SAT | SERC |  | 22 | 1 | Electric Utility | CA | DFO | DFO | FMPP | M | barrels | 0 | 0 | 0 | 0 | 0 | 0 | 0 | 0 | 0 | 0 | 0 | 0 | 0 | 0 | 0 | 0 | 0 | 0 | 0 | 0 | 0 | 0 | 0 | 0 | 0 | 0 | 0 | 0 | 0 | 0 | 0 | 0 | 0 | 0 | 0 | 0 | 0 | 0 | 0 | 0 | 0 | 0 | 0 | 0 | 0 | 0 | 0 | 0 | 0 | 0 | 0 | 0 | 0 | 0 | 0 | 0 | 0 | 0 | 0 | 0 | 0 | 0 | 0 | 0 | 0 | 0 | 0 | 0 | 0 | 457.374 | 136.7 | 0 | 0 | 0 | 0 | 0 | 594.074 | 2020
Vintage2010 | natural gas combined cycle | TRUE | 14610.564.FL.CA | 564 | N | . | Stanton Energy Center | Orlando Utilities Comm | 14610 | FL | SAT | SERC |  | 22 | 1 | Electric Utility | CA | NG | NG | FMPP | M | mcf | 62362 | 159668 | 169206 | 118041 | 162556 | 142835 | 122363 | 106121 | 38498 | 10094 | 84177 | 126036 | 62362 | 159668 | 169206 | 118041 | 162556 | 142835 | 122363 | 106121 | 38498 | 10094 | 84177 | 126036 | 1.028 | 1.026 | 1.028 | 1.026 | 1.026 | 1.023 | 1.025 | 1.025 | 1.028 | 1.028 | 1.026 | 1.028 | 64108 | 163819 | 173944 | 121110 | 166782 | 146120 | 125422 | 108774 | 39576 | 10377 | 86366 | 129565 | 64108 | 163819 | 173944 | 121110 | 166782 | 146120 | 125422 | 108774 | 39576 | 10377 | 86366 | 129565 | 63556 | 73893 | 77799 | 67663 | 75793 | 55168 | 78992 | 97583 | 35003 | 7319.626 | 64022.3 | 41634 | 1301957 | 1301957 | 1335963 | 1335963 | 738425.93 | 2020
Vintage2010 | petroleum | TRUE | 14610.564.FL.CT | 564 | N | . | Stanton Energy Center | Orlando Utilities Comm | 14610 | FL | SAT | SERC |  | 22 | 1 | Electric Utility | CT | DFO | DFO | FMPP | M | barrels | 0 | 0 | 0 | 0 | 0 | 0 | 0 | 0 | 0 | 1163 | 452 | 0 | 0 | 0 | 0 | 0 | 0 | 0 | 0 | 0 | 0 | 1163 | 452 | 0 | 0 | 0 | 0 | 0 | 0 | 0 | 0 | 0 | 0 | 5.796 | 5.796 | 0 | 0 | 0 | 0 | 0 | 0 | 0 | 0 | 0 | 0 | 6741 | 2620 | 0 | 0 | 0 | 0 | 0 | 0 | 0 | 0 | 0 | 0 | 6741 | 2620 | 0 | 0 | 0 | 0 | 0 | 0 | 0 | 0 | 0 | 0 | 302.505 | 239.328 | 0 | 1615 | 1615 | 9361 | 9361 | 541.833 | 2020
Vintage2010 | natural gas combined cycle | TRUE | 14610.564.FL.CT | 564 | N | . | Stanton Energy Center | Orlando Utilities Comm | 14610 | FL | SAT | SERC |  | 22 | 1 | Electric Utility | CT | NG | NG | FMPP | M | mcf | 1141921 | 1153443 | 1193165 | 1093425 | 1178442 | 816318 | 1261712 | 1063569 | 369247 | 94844 | 1111691 | 695530 | 1141921 | 1153443 | 1193165 | 1093425 | 1178442 | 816318 | 1261712 | 1063569 | 369247 | 94844 | 1111691 | 695530 | 1.028 | 1.026 | 1.028 | 1.026 | 1.026 | 1.023 | 1.025 | 1.025 | 1.028 | 1.028 | 1.026 | 1.028 | 1173895 | 1183433 | 1226574 | 1121854 | 1209081 | 835093 | 1293255 | 1090158 | 379586 | 97500 | 1140595 | 715005 | 1173895 | 1183433 | 1226574 | 1121854 | 1209081 | 835093 | 1293255 | 1090158 | 379586 | 97500 | 1140595 | 715005 | 106445 | 110671 | 113899 | 100834 | 109311 | 76510 | 113481 | 65014 | 23285 | 4375.495 | 104197.67 | 74073 | 11173307 | 11173307 | 11466029 | 11466029 | 1002096.2 | 2020
Vintage1996 | hard coal | TRUE | 14610.564.FL.ST | 564 | N | . | Stanton Energy Center | Orlando Utilities Comm | 14610 | FL | SAT | SERC |  | 22 | 1 | Electric Utility | ST | BIT | COL | FMPP | M | short tons | 123451 | 74357 | 69320 | 73538 | 101594 | 148567 | 156876 | 218084 | 189510 | 150537 | 111555 | 177048 | 123451 | 74357 | 69320 | 73538 | 101594 | 148567 | 156876 | 218084 | 189510 | 150537 | 111555 | 177048 | 23.79 | 23.71 | 23.82 | 23.98 | 24.02 | 23.55 | 23.73 | 23.62 | 23.26 | 23.48 | 23.26 | 23.26 | 2936899 | 1763004 | 1651202 | 1763441 | 2440288 | 3498753 | 3722667 | 5151144 | 4408003 | 3534609 | 2594769 | 4118136 | 2936899 | 1763004 | 1651202 | 1763441 | 2440288 | 3498753 | 3722667 | 5151144 | 4408003 | 3534609 | 2594769 | 4118136 | 263161.3 | 163552.85 | 149319.31 | 149403.41 | 214004.39 | 320562.57 | 343893.24 | 491459.23 | 425043.72 | 351339.49 | 256013.33 | 424886.8 | 1594437 | 1594437 | 37582915 | 37582915 | 3552639.6 | 2020
Vintage1996 | biomass | TRUE | 14610.564.FL.ST | 564 | N | . | Stanton Energy Center | Orlando Utilities Comm | 14610 | FL | SAT | SERC |  | 22 | 1 | Electric Utility | ST | LFG | MLG | FMPP | M | mcf | 76255 | 105284 | 128902 | 138901 | 135084 | 124661 | 135772 | 114401 | 117205 | 121607 | 109081 | 113723 | 76255 | 105284 | 128902 | 138901 | 135084 | 124661 | 135772 | 114401 | 117205 | 121607 | 109081 | 113723 | 0.54 | 0.54 | 0.54 | 0.54 | 0.54 | 0.54 | 0.54 | 0.54 | 0.54 | 0.54 | 0.54 | 0.54 | 41178 | 56853 | 69607 | 75007 | 72945 | 67317 | 73317 | 61777 | 63291 | 65668 | 58904 | 61410 | 41178 | 56853 | 69607 | 75007 | 72945 | 67317 | 73317 | 61777 | 63291 | 65668 | 58904 | 61410 | 3689.734 | 5274.252 | 6294.614 | 6354.753 | 6397.043 | 6167.709 | 6772.88 | 5893.963 | 6102.836 | 6527.366 | 5811.747 | 6335.991 | 1420876 | 1420876 | 767274 | 767274 | 71622.888 | 2020
Vintage1996 | natural gas steam turbine | TRUE | 14610.564.FL.ST | 564 | N | . | Stanton Energy Center | Orlando Utilities Comm | 14610 | FL | SAT | SERC |  | 22 | 1 | Electric Utility | ST | NG | NG | FMPP | M | mcf | 485376 | 301707 | 319871 | 339404 | 409291 | 545003 | 608019 | 171268 | 656913 | 431494 | 101451 | 79247 | 485376 | 301707 | 319871 | 339404 | 409291 | 545003 | 608019 | 171268 | 656913 | 431494 | 101451 | 79247 | 1.028 | 1.026 | 1.028 | 1.026 | 1.026 | 1.023 | 1.025 | 1.025 | 1.03 | 1.03 | 1.025 | 1.028 | 498967 | 309551 | 328827 | 348229 | 419933 | 557538 | 623219 | 175550 | 676620 | 444439 | 103987 | 81466 | 498967 | 309551 | 328827 | 348229 | 419933 | 557538 | 623219 | 175550 | 676620 | 444439 | 103987 | 81466 | 44709.97 | 28716.894 | 29736.075 | 29502.84 | 36826.563 | 51082.726 | 57571.88 | 16748.807 | 65243.44 | 44177.141 | 10259.921 | 8405.208 | 4449044 | 4449044 | 4568326 | 4568326 | 422981.47 | 2020
Vintage1967 | petroleum | TRUE | 22379.565.CT.GT | 565 | N | . | Torrington Terminal | Connecticut Jet Power LLC | 22379 | CT | NEW | NPCC |  | 22 | 2 | NAICS-22 Non-Cogen | GT | JF | WOO | ISNE | A | barrels | 0 | 0 | 0 | 0 | 0 | 0 | 0 | 0 | 0 | 0 | 0 | 0 | 0 | 0 | 0 | 0 | 0 | 0 | 0 | 0 | 0 | 0 | 0 | 0 | 0 | 0 | 0 | 0 | 0 | 0 | 0 | 0 | 0 | 0 | 0 | 0 | 0 | 0 | 0 | 0 | 0 | 0 | 0 | 0 | 0 | 0 | 0 | 0 | 0 | 0 | 0 | 0 | 0 | 0 | 0 | 0 | 0 | 0 | 0 | 0 | 0 | 0 | 0 | 0 | 0 | 0 | 0 | 0 | 0 | 0 | 0 | 0 | 0 | 0 | 0 | 0 | 0 | 2020
Vintage1967 | petroleum | TRUE | 22379.565.CT.GT | 565 | N | . | Torrington Terminal | Connecticut Jet Power LLC | 22379 | CT | NEW | NPCC |  | 22 | 2 | NAICS-22 Non-Cogen | GT | KER | WOO | ISNE | A | barrels | 61 | 63 | 49 | 55 | 38 | 37 | 44 | 42 | 47 | 74 | 75 | 419 | 61 | 63 | 49 | 55 | 38 | 37 | 44 | 42 | 47 | 74 | 75 | 419 | 5.67 | 5.67 | 5.67 | 5.67 | 5.67 | 5.67 | 5.67 | 5.67 | 5.67 | 5.67 | 5.67 | 5.67 | 346 | 357 | 278 | 312 | 215 | 210 | 249 | 238 | 266 | 420 | 425 | 2376 | 346 | 357 | 278 | 312 | 215 | 210 | 249 | 238 | 266 | 420 | 425 | 2376 | 9.71 | 10.366 | 8.056 | 8.95 | 6.262 | 6.082 | 7.226 | 6.818 | 7.73 | 12.136 | 12.221 | 68.443 | 1004 | 1004 | 5692 | 5692 | 164 | 2020
Vintage1986 | nuclear | TRUE | 5221.566.CT.ST | 566 | N | 3 | Millstone | Dominion Energy Nuclear Conn Inc | 5221 | CT | NEW | NPCC |  | 22 | 2 | NAICS-22 Non-Cogen | ST | NUC | NUC | ISNE | M |  | 0 | 0 | 0 | 0 | 0 | 0 | 0 | 0 | 0 | 0 | 0 | 0 | 0 | 0 | 0 | 0 | 0 | 0 | 0 | 0 | 0 | 0 | 0 | 0 | 0 | 0 | 0 | 0 | 0 | 0 | 0 | 0 | 0 | 0 | 0 | 0 | 9547802 | 8937955 | 9534128 | 5351913 | 9528498 | 9193098 | 9402122 | 9128187 | 9100359 | 193271 | 5331774 | 9019099 | 9547802 | 8937955 | 9534128 | 5351913 | 9528498 | 9193098 | 9402122 | 9128187 | 9100359 | 193271 | 5331774 | 9019099 | 914017 | 855636 | 912708 | 512342 | 912169 | 880061 | 900071 | 873847 | 871183 | 18502 | 510414 | 863404 | 0 | 0 | 94268206 | 94268206 | 9024354 | 2020
Vintage1986 | nuclear | TRUE | 5221.566.CT.ST | 566 | N | 2 | Millstone | Dominion Energy Nuclear Conn Inc | 5221 | CT | NEW | NPCC |  | 22 | 2 | NAICS-22 Non-Cogen | ST | NUC | NUC | ISNE | M |  | 0 | 0 | 0 | 0 | 0 | 0 | 0 | 0 | 0 | 0 | 0 | 0 | 0 | 0 | 0 | 0 | 0 | 0 | 0 | 0 | 0 | 0 | 0 | 0 | 0 | 0 | 0 | 0 | 0 | 0 | 0 | 0 | 0 | 0 | 0 | 0 | 6704699 | 6322115 | 6760470 | 4939026 | 0 | 5229006 | 6726991 | 6664659 | 6492238 | 6743025 | 6528716 | 6777883 | 6704699 | 6322115 | 6760470 | 4939026 | 0 | 5229006 | 6726991 | 6664659 | 6492238 | 6743025 | 6528716 | 6777883 | 641845 | 605220 | 647184 | 472816 | 0 | 500576 | 643979 | 638012 | 621506 | 645514 | 624998 | 648851 | 0 | 0 | 69888828 | 69888828 | 6690501 | 2020
Vintage2019 | natural gas combined cycle | TRUE | 15452.568.CT.CA | 568 | N | . | Bridgeport Station | PSEG Power Connecticut LLC | 15452 | CT | NEW | NPCC |  | 22 | 2 | NAICS-22 Non-Cogen | CA | NG | NG | ISNE | M | mcf | 429 | 4830 | 2568 | 3657 | 2278 | 16372 | 21230 | 16650 | 1598 | 4581 | 3808 | 1441 | 429 | 4830 | 2568 | 3657 | 2278 | 16372 | 21230 | 16650 | 1598 | 4581 | 3808 | 1441 | 1.046 | 1.05 | 1.045 | 1.044 | 1.04 | 1.034 | 1.038 | 1.041 | 1.039 | 1.043 | 1.047 | 1.048 | 449 | 5072 | 2684 | 3818 | 2369 | 16929 | 22037 | 17333 | 1660 | 4778 | 3987 | 1510 | 449 | 5072 | 2684 | 3818 | 2369 | 16929 | 22037 | 17333 | 1660 | 4778 | 3987 | 1510 | 97540 | 94356 | 96760 | 91409 | 74136 | 97171 | 100629 | 96210 | 90633 | 57134 | 91837 | 97046 | 79442 | 79442 | 82626 | 82626 | 1084861 | 2020
Vintage2019 | natural gas combined cycle | TRUE | 15452.568.CT.CT | 568 | N | . | Bridgeport Station | PSEG Power Connecticut LLC | 15452 | CT | NEW | NPCC |  | 22 | 2 | NAICS-22 Non-Cogen | CT | NG | NG | ISNE | M | mcf | 2099432 | 2025628 | 2071328 | 2012342 | 1639036 | 2062989 | 2143568 | 2043309 | 1955071 | 1264369 | 2010267 | 2144586 | 2099432 | 2025628 | 2071328 | 2012342 | 1639036 | 2062989 | 2143568 | 2043309 | 1955071 | 1264369 | 2010267 | 2144586 | 1.046 | 1.05 | 1.045 | 1.044 | 1.04 | 1.034 | 1.038 | 1.041 | 1.039 | 1.043 | 1.047 | 1.048 | 2196006 | 2126909 | 2164538 | 2100885 | 1704597 | 2133131 | 2225024 | 2127085 | 2031319 | 1318737 | 2104750 | 2247526 | 2196006 | 2126909 | 2164538 | 2100885 | 1704597 | 2133131 | 2225024 | 2127085 | 2031319 | 1318737 | 2104750 | 2247526 | 226080 | 222482 | 221057 | 218368 | 175936 | 224185 | 233197 | 219108 | 208170 | 136672 | 216406 | 237328 | 23471925 | 23471925 | 24480507 | 24480507 | 2538989 | 2020
Vintage1967 | petroleum | TRUE | 15452.568.CT.GT | 568 | N | . | Bridgeport Station | PSEG Power Connecticut LLC | 15452 | CT | NEW | NPCC |  | 22 | 2 | NAICS-22 Non-Cogen | GT | KER | WOO | ISNE | M | barrels | 17 | 0 | 0 | 0 | 0 | 0 | 107 | 110 | 147 | 50 | 0 | 0 | 17 | 0 | 0 | 0 | 0 | 0 | 107 | 110 | 147 | 50 | 0 | 0 | 5.796 | 0 | 0 | 0 | 0 | 0 | 5.796 | 5.796 | 5.796 | 5.796 | 0 | 0 | 99 | 0 | 0 | 0 | 0 | 0 | 620 | 638 | 852 | 290 | 0 | 0 | 99 | 0 | 0 | 0 | 0 | 0 | 620 | 638 | 852 | 290 | 0 | 0 | 3 | 0 | 0 | 0 | 0 | 0 | 38 | 42 | 52 | 21 | 0 | 0 | 431 | 431 | 2499 | 2499 | 156 | 2020
Vintage1968 | petroleum | TRUE | 15452.568.CT.ST | 568 | N | . | Bridgeport Station | PSEG Power Connecticut LLC | 15452 | CT | NEW | NPCC |  | 22 | 2 | NAICS-22 Non-Cogen | ST | DFO | DFO | ISNE | M | barrels | 0 | 0 | 0 | 0 | 0 | 0 | 999 | 0 | 0 | 0 | 0 | 907 | 0 | 0 | 0 | 0 | 0 | 0 | 999 | 0 | 0 | 0 | 0 | 907 | 0 | 0 | 0 | 0 | 0 | 0 | 5.838 | 0 | 0 | 0 | 0 | 5.838 | 0 | 0 | 0 | 0 | 0 | 0 | 5832 | 0 | 0 | 0 | 0 | 5295 | 0 | 0 | 0 | 0 | 0 | 0 | 5832 | 0 | 0 | 0 | 0 | 5295 | -58.189 | -53.769 | -53.952 | -49.624 | -41.266 | -46.556 | 80.435 | -38.976 | -26.724 | -29.61 | -30.549 | -216.593 | 1906 | 1906 | 11127 | 11127 | -565.373 | 2020
Vintage1968 | petroleum | TRUE | 15452.568.CT.ST | 568 | N | . | Bridgeport Station | PSEG Power Connecticut LLC | 15452 | CT | NEW | NPCC |  | 22 | 2 | NAICS-22 Non-Cogen | ST | RFO | RFO | ISNE | M | barrels | 0 | 0 | 0 | 0 | 0 | 0 | 0 | 0 | 0 | 0 | 0 | 0 | 0 | 0 | 0 | 0 | 0 | 0 | 0 | 0 | 0 | 0 | 0 | 0 | 0 | 0 | 0 | 0 | 0 | 0 | 0 | 0 | 0 | 0 | 0 | 0 | 0 | 0 | 0 | 0 | 0 | 0 | 0 | 0 | 0 | 0 | 0 | 0 | 0 | 0 | 0 | 0 | 0 | 0 | 0 | 0 | 0 | 0 | 0 | 0 | 0 | 0 | 0 | 0 | 0 | 0 | 0 | 0 | 0 | 0 | 0 | 0 | 0 | 0 | 0 | 0 | 0 | 2020
Vintage1968 | hard coal | TRUE | 15452.568.CT.ST | 568 | N | . | Bridgeport Station | PSEG Power Connecticut LLC | 15452 | CT | NEW | NPCC |  | 22 | 2 | NAICS-22 Non-Cogen | ST | SUB | COL | ISNE | M | short tons | 0 | 0 | 0 | 0 | 0 | 0 | 1966 | 0 | 0 | 0 | 0 | 1692 | 0 | 0 | 0 | 0 | 0 | 0 | 1966 | 0 | 0 | 0 | 0 | 1692 | 0 | 0 | 0 | 0 | 0 | 0 | 18.24 | 0 | 0 | 0 | 0 | 18.24 | 0 | 0 | 0 | 0 | 0 | 0 | 35860 | 0 | 0 | 0 | 0 | 30862 | 0 | 0 | 0 | 0 | 0 | 0 | 35860 | 0 | 0 | 0 | 0 | 30862 | -2482.811 | -2294.231 | -2302.048 | -2117.376 | -1760.734 | -1986.444 | 494.565 | -1663.024 | -1140.276 | -1263.39 | -1303.451 | -1262.407 | 3658 | 3658 | 66722 | 66722 | -19081.63 | 2020
Vintage1986 | hydro | TRUE | 3249.579.NY.HY | 579 | N | . | Central Hudson High Falls | Central Hudson Gas & Elec Corp | 3249 | NY | MAT | NPCC |  | 22 | 1 | Electric Utility | HY | WAT | HYC | NYIS | A |  | 0 | 0 | 0 | 0 | 0 | 0 | 0 | 0 | 0 | 0 | 0 | 0 | 0 | 0 | 0 | 0 | 0 | 0 | 0 | 0 | 0 | 0 | 0 | 0 | 0 | 0 | 0 | 0 | 0 | 0 | 0 | 0 | 0 | 0 | 0 | 0 | 2883 | 2690 | 2857 | 2801 | 2926 | 2738 | 2873 | 2817 | 2676 | 2689 | 2660 | 2810 | 2883 | 2690 | 2857 | 2801 | 2926 | 2738 | 2873 | 2817 | 2676 | 2689 | 2660 | 2810 | 328.829 | 306.836 | 325.859 | 319.547 | 333.784 | 312.268 | 327.684 | 321.356 | 305.245 | 306.752 | 303.371 | 320.469 | 0 | 0 | 33420 | 33420 | 3812 | 2020
Vintage1972 | petroleum | TRUE | 13831.581.CT.GT | 581 | N | . | North Main Street | City of Norwich - (CT) | 13831 | CT | NEW | NPCC |  | 22 | 1 | Electric Utility | GT | DFO | DFO | ISNE | A | barrels | 38 | 41 | 32 | 36 | 25 | 24 | 29 | 27 | 31 | 48 | 49 | 273 | 38 | 41 | 32 | 36 | 25 | 24 | 29 | 27 | 31 | 48 | 49 | 273 | 5.817 | 5.817 | 5.817 | 5.817 | 5.817 | 5.817 | 5.817 | 5.817 | 5.817 | 5.817 | 5.817 | 5.817 | 221 | 238 | 186 | 209 | 145 | 140 | 169 | 157 | 180 | 279 | 285 | 1588 | 221 | 238 | 186 | 209 | 145 | 140 | 169 | 157 | 180 | 279 | 285 | 1588 | 15.397 | 16.433 | 12.771 | 14.189 | 9.927 | 9.643 | 11.456 | 10.809 | 12.255 | 19.239 | 19.374 | 108.507 | 653 | 653 | 3797 | 3797 | 260 | 2020
Vintage1967 | hydro | TRUE | 13831.583.CT.HY | 583 | N | . | Tenth Street | City of Norwich - (CT) | 13831 | CT | NEW | NPCC |  | 22 | 1 | Electric Utility | HY | WAT | HYC | ISNE | A |  | 0 | 0 | 0 | 0 | 0 | 0 | 0 | 0 | 0 | 0 | 0 | 0 | 0 | 0 | 0 | 0 | 0 | 0 | 0 | 0 | 0 | 0 | 0 | 0 | 0 | 0 | 0 | 0 | 0 | 0 | 0 | 0 | 0 | 0 | 0 | 0 | 4247 | 3619 | 4939 | 5329 | 4802 | 1590 | 2019 | 1092 | 621 | 2311 | 2725 | 3676 | 4247 | 3619 | 4939 | 5329 | 4802 | 1590 | 2019 | 1092 | 621 | 2311 | 2725 | 3676 | 484.411 | 412.843 | 563.377 | 607.853 | 547.783 | 181.309 | 230.294 | 124.51 | 70.878 | 263.616 | 310.846 | 419.28 | 0 | 0 | 36970 | 36970 | 4217 | 2020
Vintage1989 | hydro | TRUE | 6204.584.NM.HY | 584 | N | . | Navajo Dam | City of Farmington - (NM) | 6204 | NM | MTN | WECC |  | 22 | 1 | Electric Utility | HY | WAT | HYC | WACM | A |  | 0 | 0 | 0 | 0 | 0 | 0 | 0 | 0 | 0 | 0 | 0 | 0 | 0 | 0 | 0 | 0 | 0 | 0 | 0 | 0 | 0 | 0 | 0 | 0 | 0 | 0 | 0 | 0 | 0 | 0 | 0 | 0 | 0 | 0 | 0 | 0 | 70436 | 74186 | 77181 | 86830 | 98770 | 96210 | 97483 | 98145 | 71291 | 77993 | 76025 | 70601 | 70436 | 74186 | 77181 | 86830 | 98770 | 96210 | 97483 | 98145 | 71291 | 77993 | 76025 | 70601 | 8034.2 | 8462.008 | 8803.623 | 9904.171 | 11266.095 | 10974.066 | 11119.343 | 11194.791 | 8131.7 | 8896.174 | 8671.733 | 8053.096 | 0 | 0 | 995151 | 995151 | 113511 | 2020
Vintage1984 | hydro | TRUE | 9216.585.CA.HY | 585 | N | . | Drop 1 | Imperial Irrigation District | 9216 | CA | PACC | WECC |  | 22 | 1 | Electric Utility | HY | WAT | HYC | IID | A |  | 0 | 0 | 0 | 0 | 0 | 0 | 0 | 0 | 0 | 0 | 0 | 0 | 0 | 0 | 0 | 0 | 0 | 0 | 0 | 0 | 0 | 0 | 0 | 0 | 0 | 0 | 0 | 0 | 0 | 0 | 0 | 0 | 0 | 0 | 0 | 0 | 8144 | 6076 | 6432 | 9442 | 12932 | 12083 | 12775 | 12873 | 8965 | 7373 | 5576 | 4593 | 8144 | 6076 | 6432 | 9442 | 12932 | 12083 | 12775 | 12873 | 8965 | 7373 | 5576 | 4593 | 928.902 | 693.014 | 733.683 | 1076.973 | 1475.042 | 1378.226 | 1457.176 | 1468.33 | 1022.637 | 841.001 | 636.064 | 523.952 | 0 | 0 | 107264 | 107264 | 12235 | 2020
Vintage1984 | hydro | TRUE | 9216.586.CA.HY | 586 | N | . | East Highline | Imperial Irrigation District | 9216 | CA | PACC | WECC |  | 22 | 1 | Electric Utility | HY | WAT | HYC | IID | A |  | 0 | 0 | 0 | 0 | 0 | 0 | 0 | 0 | 0 | 0 | 0 | 0 | 0 | 0 | 0 | 0 | 0 | 0 | 0 | 0 | 0 | 0 | 0 | 0 | 0 | 0 | 0 | 0 | 0 | 0 | 0 | 0 | 0 | 0 | 0 | 0 | 1500 | 1119 | 1184 | 1739 | 2381 | 2225 | 2352 | 2370 | 1651 | 1358 | 1027 | 846 | 1500 | 1119 | 1184 | 1739 | 2381 | 2225 | 2352 | 2370 | 1651 | 1358 | 1027 | 846 | 171.052 | 127.614 | 135.103 | 198.318 | 271.62 | 253.792 | 268.33 | 270.384 | 188.312 | 154.865 | 117.127 | 96.483 | 0 | 0 | 19752 | 19752 | 2253 | 2020
Vintage1984 | petroleum | TRUE | 2548.589.VT.ST | 589 | N | . | J C McNeil | City of Burlington Electric - (VT) | 2548 | VT | NEW | NPCC |  | 22 | 1 | Electric Utility | ST | DFO | DFO | ISNE | M | barrels | 0 | 0 | 0 | 0 | 0 | 0 | 0 | 0 | 0 | 0 | 0 | 0 | 0 | 0 | 0 | 0 | 0 | 0 | 0 | 0 | 0 | 0 | 0 | 0 | 0 | 0 | 0 | 0 | 0 | 0 | 0 | 0 | 0 | 0 | 0 | 0 | 0 | 0 | 0 | 0 | 0 | 0 | 0 | 0 | 0 | 0 | 0 | 0 | 0 | 0 | 0 | 0 | 0 | 0 | 0 | 0 | 0 | 0 | 0 | 0 | 0 | 0 | 0 | 0 | 0 | 0 | 0 | 0 | 0 | 0 | 0 | 0 | 0 | 0 | 0 | 0 | 0 | 2020
Vintage1984 | natural gas steam turbine | TRUE | 2548.589.VT.ST | 589 | N | . | J C McNeil | City of Burlington Electric - (VT) | 2548 | VT | NEW | NPCC |  | 22 | 1 | Electric Utility | ST | NG | NG | ISNE | M | mcf | 1328 | 1547 | 635 | 555 | 2327 | 770 | 1013 | 2299 | 577 | 1379 | 769 | 994 | 1328 | 1547 | 635 | 555 | 2327 | 770 | 1013 | 2299 | 577 | 1379 | 769 | 994 | 1.05 | 1.048 | 1.04 | 1.041 | 1.035 | 1.033 | 1.03 | 1.035 | 1.038 | 1.034 | 1.037 | 1.047 | 1394 | 1621 | 660 | 578 | 2408 | 795 | 1043 | 2379 | 599 | 1426 | 797 | 1041 | 1394 | 1621 | 660 | 578 | 2408 | 795 | 1043 | 2379 | 599 | 1426 | 797 | 1041 | 91.379 | 106.115 | 43.218 | 35.921 | 155.972 | 52.074 | 67.127 | 152.384 | 0 | 93.929 | 52.428 | 68.245 | 14193 | 14193 | 14741 | 14741 | 918.792 | 2020
Vintage1984 | biomass | TRUE | 2548.589.VT.ST | 589 | N | . | J C McNeil | City of Burlington Electric - (VT) | 2548 | VT | NEW | NPCC |  | 22 | 1 | Electric Utility | ST | WDS | WWW | ISNE | M | short tons | 39133 | 40275 | 20225 | 7453 | 23741 | 32305 | 44976 | 32587 | 0 | 51572 | 28979 | 48219 | 39133 | 40275 | 20225 | 7453 | 23741 | 32305 | 44976 | 32587 | 0 | 51572 | 28979 | 48219 | 9.5 | 9.5 | 9.5 | 9.5 | 9.5 | 9.5 | 9.5 | 9.5 | 0 | 9.5 | 9.5 | 9.5 | 371764 | 382613 | 192138 | 70804 | 225540 | 306898 | 427272 | 309577 | 0 | 489934 | 275301 | 458081 | 371764 | 382613 | 192138 | 70804 | 225540 | 306898 | 427272 | 309577 | 0 | 489934 | 275301 | 458081 | 24362.621 | 25042.885 | 12573.782 | 4402.079 | 14606.028 | 20091.926 | 27488.873 | 19825.616 | 0 | 32274.071 | 18099.572 | 30038.755 | 369465 | 369465 | 3509922 | 3509922 | 228806.21 | 2020
Vintage1973 | petroleum | TRUE | 56609.591.DE.GT | 591 | N | . | Christiana | Calpine Mid-Atlantic Generation LLC | 56609 | DE | SAT | RFC |  | 22 | 2 | NAICS-22 Non-Cogen | GT | DFO | DFO | PJM | A | barrels | 41 | 31 | 20 | 16 | 27 | 29 | 36 | 28 | 30 | 22 | 20 | 39 | 41 | 31 | 20 | 16 | 27 | 29 | 36 | 28 | 30 | 22 | 20 | 39 | 5.8 | 5.8 | 5.8 | 5.8 | 5.8 | 5.8 | 5.8 | 5.8 | 5.8 | 5.8 | 5.8 | 5.8 | 238 | 180 | 116 | 93 | 157 | 168 | 209 | 162 | 174 | 128 | 116 | 226 | 238 | 180 | 116 | 93 | 157 | 168 | 209 | 162 | 174 | 128 | 116 | 226 | 0 | 0 | 0 | 0 | 0 | 0 | 0 | 0 | 0 | 0 | 0 | 0 | 339 | 339 | 1967 | 1967 | 0 | 2020
Vintage1968 | petroleum | TRUE | 56609.592.DE.GT | 592 | N | . | Delaware City 10 | Calpine Mid-Atlantic Generation LLC | 56609 | DE | SAT | RFC |  | 22 | 2 | NAICS-22 Non-Cogen | GT | DFO | DFO | PJM | A | barrels | 17 | 13 | 9 | 7 | 11 | 12 | 15 | 12 | 13 | 9 | 9 | 16 | 17 | 13 | 9 | 7 | 11 | 12 | 15 | 12 | 13 | 9 | 9 | 16 | 5.8 | 5.8 | 5.8 | 5.8 | 5.8 | 5.8 | 5.8 | 5.8 | 5.8 | 5.8 | 5.8 | 5.8 | 99 | 75 | 52 | 41 | 64 | 70 | 87 | 70 | 75 | 52 | 52 | 93 | 99 | 75 | 52 | 41 | 64 | 70 | 87 | 70 | 75 | 52 | 52 | 93 | 0 | 0 | 0 | 0 | 0 | 0 | 0 | 0 | 0 | 0 | 0 | 0 | 143 | 143 | 830 | 830 | 0 | 2020
Vintage1963 | petroleum | TRUE | 56609.593.DE.GT | 593 | N | . | Edge Moor | Calpine Mid-Atlantic Generation LLC | 56609 | DE | SAT | RFC |  | 22 | 2 | NAICS-22 Non-Cogen | GT | DFO | DFO | PJM | A | barrels | 21 | 16 | 10 | 8 | 14 | 15 | 18 | 14 | 15 | 11 | 10 | 20 | 21 | 16 | 10 | 8 | 14 | 15 | 18 | 14 | 15 | 11 | 10 | 20 | 5.8 | 5.8 | 5.8 | 5.8 | 5.8 | 5.8 | 5.8 | 5.8 | 5.8 | 5.8 | 5.8 | 5.8 | 122 | 93 | 58 | 46 | 81 | 87 | 104 | 81 | 87 | 64 | 58 | 116 | 122 | 93 | 58 | 46 | 81 | 87 | 104 | 81 | 87 | 64 | 58 | 116 | 0 | 0 | 0 | 0 | 0 | 0 | 0 | 0 | 0 | 0 | 0 | 0 | 172 | 172 | 997 | 997 | 0 | 2020
Vintage1973 | petroleum | TRUE | 56609.593.DE.ST | 593 | N | . | Edge Moor | Calpine Mid-Atlantic Generation LLC | 56609 | DE | SAT | RFC |  | 22 | 2 | NAICS-22 Non-Cogen | ST | DFO | DFO | PJM | AM | barrels | 0 | 0 | 0 | 0 | 0 | 5 | 0 | 27 | 0 | 0 | 0 | 0 | 0 | 0 | 0 | 0 | 0 | 5 | 0 | 27 | 0 | 0 | 0 | 0 | 0 | 0 | 0 | 0 | 0 | 5.9 | 0 | 5.9 | 0 | 0 | 0 | 0 | 0 | 0 | 0 | 0 | 0 | 30 | 0 | 159 | 0 | 0 | 0 | 0 | 0 | 0 | 0 | 0 | 0 | 30 | 0 | 159 | 0 | 0 | 0 | 0 | 0 | 0 | 0 | 0 | 0 | 2.169 | 0 | 13.436 | 0 | 0 | 0 | 0 | 32 | 32 | 189 | 189 | 15.605 | 2020
Vintage1973 | natural gas steam turbine | TRUE | 56609.593.DE.ST | 593 | N | . | Edge Moor | Calpine Mid-Atlantic Generation LLC | 56609 | DE | SAT | RFC |  | 22 | 2 | NAICS-22 Non-Cogen | ST | NG | NG | PJM | AM | mcf | 0 | 0 | 0 | 0 | 0 | 122184 | 843214 | 879927 | 6442 | 0 | 116792 | 0 | 0 | 0 | 0 | 0 | 0 | 122184 | 843214 | 879927 | 6442 | 0 | 116792 | 0 | 0 | 0 | 0 | 0 | 0 | 1.03 | 1.03 | 1.03 | 1.04 | 0 | 1.03 | 0 | 0 | 0 | 0 | 0 | 0 | 125850 | 868510 | 906325 | 6700 | 0 | 120296 | 0 | 0 | 0 | 0 | 0 | 0 | 125850 | 868510 | 906325 | 6700 | 0 | 120296 | 0 | 0 | 0 | 0 | 0 | 0 | 9254.831 | 75910.19 | 76445.542 | 189 | 0 | 10480 | 0 | 1968559 | 1968559 | 2027681 | 2027681 | 172279.56 | 2020
Vintage1973 | petroleum | TRUE | 56609.593.DE.ST | 593 | N | . | Edge Moor | Calpine Mid-Atlantic Generation LLC | 56609 | DE | SAT | RFC |  | 22 | 2 | NAICS-22 Non-Cogen | ST | RFO | RFO | PJM | AM | barrels | 0 | 0 | 0 | 0 | 0 | 0 | 16 | 5975 | 0 | 0 | 0 | 0 | 0 | 0 | 0 | 0 | 0 | 0 | 16 | 5975 | 0 | 0 | 0 | 0 | 0 | 0 | 0 | 0 | 0 | 0 | 6.3 | 6.3 | 0 | 0 | 0 | 0 | 0 | 0 | 0 | 0 | 0 | 0 | 101 | 37643 | 0 | 0 | 0 | 0 | 0 | 0 | 0 | 0 | 0 | 0 | 101 | 37643 | 0 | 0 | 0 | 0 | 0 | 0 | 0 | 0 | 0 | 0 | 8.81 | 3175.022 | 0 | 0 | 0 | 0 | 5991 | 5991 | 37744 | 37744 | 3183.832 | 2020
Vintage1967 | petroleum | TRUE | 9332.594.DE.GT | 594 | N | . | Indian River Generating Station | Indian River Operations Inc | 9332 | DE | SAT | RFC |  | 22 | 2 | NAICS-22 Non-Cogen | GT | DFO | DFO | PJM | M | barrels | 0 | 0 | 0 | 16 | 0 | 0 | 367 | 154 | 611 | 0 | 193 | 923 | 0 | 0 | 0 | 16 | 0 | 0 | 367 | 154 | 611 | 0 | 193 | 923 | 0 | 0 | 0 | 6.1 | 0 | 0 | 5.83 | 5.73 | 5.78 | 0 | 5.8 | 5.74 | 0 | 0 | 0 | 98 | 0 | 0 | 2140 | 882 | 3532 | 0 | 1119 | 5298 | 0 | 0 | 0 | 98 | 0 | 0 | 2140 | 882 | 3532 | 0 | 1119 | 5298 | -27 | -25 | -23 | -9 | -24 | -24 | 111 | 34 | 203 | -22 | 51 | 344 | 2264 | 2264 | 13069 | 13069 | 589 | 2020
Vintage1967 | petroleum | TRUE | 9332.594.DE.GT | 594 | N | . | Indian River Generating Station | Indian River Operations Inc | 9332 | DE | SAT | RFC |  | 22 | 2 | NAICS-22 Non-Cogen | GT | RFO | RFO | PJM | M | barrels | . | . | . | 0 | . | . | . | . | . | . | . | . | . | . | . | 0 | . | . | . | . | . | . | . | . | . | . | . | 0 | . | . | . | . | . | . | . | . | . | . | . | 0 | . | . | . | . | . | . | . | . | . | . | . | 0 | . | . | . | . | . | . | . | . | . | . | . | 0 | . | . | . | . | . | . | . | . | 0 | 0 | 0 | 0 | 0 | 2020
Vintage1967 | hard coal | TRUE | 9332.594.DE.GT | 594 | N | . | Indian River Generating Station | Indian River Operations Inc | 9332 | DE | SAT | RFC |  | 22 | 2 | NAICS-22 Non-Cogen | GT | SUB | COL | PJM | M | short tons | . | . | . | 0 | . | . | . | . | . | . | . | . | . | . | . | 0 | . | . | . | . | . | . | . | . | . | . | . | 0 | . | . | . | . | . | . | . | . | . | . | . | 0 | . | . | . | . | . | . | . | . | . | . | . | 0 | . | . | . | . | . | . | . | . | . | . | . | 0 | . | . | . | . | . | . | . | . | 0 | 0 | 0 | 0 | 0 | 2020
Vintage1980 | hard coal | TRUE | 9332.594.DE.ST | 594 | N | . | Indian River Generating Station | Indian River Operations Inc | 9332 | DE | SAT | RFC |  | 22 | 2 | NAICS-22 Non-Cogen | ST | BIT | COL | PJM | M | short tons | 0 | 0 | 0 | 0 | 0 | 0 | 31663 | 14074 | 4539 | 0 | 12058 | 13247 | 0 | 0 | 0 | 0 | 0 | 0 | 31663 | 14074 | 4539 | 0 | 12058 | 13247 | 0 | 0 | 0 | 0 | 0 | 0 | 25.88 | 25.88 | 25.88 | 0 | 25.88 | 25.88 | 0 | 0 | 0 | 0 | 0 | 0 | 819438 | 364235 | 117469 | 0 | 312061 | 342832 | 0 | 0 | 0 | 0 | 0 | 0 | 819438 | 364235 | 117469 | 0 | 312061 | 342832 | -3145.862 | -2885.09 | -2785.47 | -2787.423 | -1691.597 | -2276.623 | 58410.819 | 23028.256 | 5026.652 | -2270.763 | 14483.824 | 19167.445 | 75581 | 75581 | 1956035 | 1956035 | 102274.17 | 2020
Vintage1980 | petroleum | TRUE | 9332.594.DE.ST | 594 | N | . | Indian River Generating Station | Indian River Operations Inc | 9332 | DE | SAT | RFC |  | 22 | 2 | NAICS-22 Non-Cogen | ST | DFO | DFO | PJM | M | barrels | 0 | 0 | 0 | 0 | 0 | 0 | 3633 | 2597 | 713 | 0 | 1676 | 1432 | 0 | 0 | 0 | 0 | 0 | 0 | 3633 | 2597 | 713 | 0 | 1676 | 1432 | 0 | 0 | 0 | 0 | 0 | 0 | 5.82 | 5.76 | 5.78 | 0 | 5.8 | 5.74 | 0 | 0 | 0 | 0 | 0 | 0 | 21144 | 14959 | 4121 | 0 | 9721 | 8220 | 0 | 0 | 0 | 0 | 0 | 0 | 21144 | 14959 | 4121 | 0 | 9721 | 8220 | -75.138 | -68.91 | -66.53 | -66.577 | -40.403 | -54.377 | 1507.181 | 945.744 | 176.348 | -54.237 | 451.176 | 459.555 | 10051 | 10051 | 58165 | 58165 | 3113.832 | 2020
Vintage1980 | petroleum | TRUE | 9332.594.DE.ST | 594 | N | . | Indian River Generating Station | Indian River Operations Inc | 9332 | DE | SAT | RFC |  | 22 | 2 | NAICS-22 Non-Cogen | ST | RFO | RFO | PJM | M | barrels | 0 | 0 | 0 | . | 0 | 0 | . | . | . | 0 | . | . | 0 | 0 | 0 | . | 0 | 0 | . | . | . | 0 | . | . | 0 | 0 | 0 | . | 0 | 0 | . | . | . | 0 | . | . | 0 | 0 | 0 | . | 0 | 0 | . | . | . | 0 | . | . | 0 | 0 | 0 | . | 0 | 0 | . | . | . | 0 | . | . | 0 | 0 | 0 | . | 0 | 0 | . | . | . | 0 | . | . | 0 | 0 | 0 | 0 | 0 | 2020
Vintage1980 | hard coal | TRUE | 9332.594.DE.ST | 594 | N | . | Indian River Generating Station | Indian River Operations Inc | 9332 | DE | SAT | RFC |  | 22 | 2 | NAICS-22 Non-Cogen | ST | SUB | COL | PJM | M | short tons | 0 | 0 | 0 | . | 0 | 0 | . | . | . | 0 | . | . | 0 | 0 | 0 | . | 0 | 0 | . | . | . | 0 | . | . | 0 | 0 | 0 | . | 0 | 0 | . | . | . | 0 | . | . | 0 | 0 | 0 | . | 0 | 0 | . | . | . | 0 | . | . | 0 | 0 | 0 | . | 0 | 0 | . | . | . | 0 | . | . | 0 | 0 | 0 | . | 0 | 0 | . | . | . | 0 | . | . | 0 | 0 | 0 | 0 | 0 | 2020
Vintage1964 | petroleum | TRUE | 56609.597.DE.GT | 597 | N | . | West Station (DE) | Calpine Mid-Atlantic Generation LLC | 56609 | DE | SAT | RFC |  | 22 | 2 | NAICS-22 Non-Cogen | GT | DFO | DFO | PJM | A | barrels | 50 | 40 | 26 | 21 | 34 | 37 | 46 | 35 | 38 | 28 | 26 | 49 | 50 | 40 | 26 | 21 | 34 | 37 | 46 | 35 | 38 | 28 | 26 | 49 | 5.8 | 5.8 | 5.8 | 5.8 | 5.8 | 5.8 | 5.8 | 5.8 | 5.8 | 5.8 | 5.8 | 5.8 | 290 | 232 | 151 | 122 | 197 | 215 | 267 | 203 | 220 | 162 | 151 | 284 | 290 | 232 | 151 | 122 | 197 | 215 | 267 | 203 | 220 | 162 | 151 | 284 | 0 | 0 | 0 | 0 | 0 | 0 | 0 | 0 | 0 | 0 | 0 | 0 | 430 | 430 | 2494 | 2494 | 0 | 2020
Vintage1975 | petroleum | TRUE | 54899.599.DE.ST | 599 | N | . | McKee Run | NAES Corporation - (DE) | 54899 | DE | SAT | RFC |  | 22 | 2 | NAICS-22 Non-Cogen | ST | DFO | DFO | PJM | AM | barrels | 0 | 0 | 0 | 0 | 0 | 0 | 0 | 0 | 0 | 0 | 0 | 0 | 0 | 0 | 0 | 0 | 0 | 0 | 0 | 0 | 0 | 0 | 0 | 0 | 0 | 0 | 0 | 0 | 0 | 0 | 0 | 0 | 0 | 0 | 0 | 0 | 0 | 0 | 0 | 0 | 0 | 0 | 0 | 0 | 0 | 0 | 0 | 0 | 0 | 0 | 0 | 0 | 0 | 0 | 0 | 0 | 0 | 0 | 0 | 0 | 0 | 0 | 0 | 0 | 0 | 0 | 0 | 0 | 0 | 0 | 0 | 0 | 0 | 0 | 0 | 0 | 0 | 2020
Vintage1975 | natural gas steam turbine | TRUE | 54899.599.DE.ST | 599 | N | . | McKee Run | NAES Corporation - (DE) | 54899 | DE | SAT | RFC |  | 22 | 2 | NAICS-22 Non-Cogen | ST | NG | NG | PJM | AM | mcf | 0 | 0 | 0 | 0 | 0 | 4535 | 33375 | 21528 | 6183 | 0 | 0 | 0 | 0 | 0 | 0 | 0 | 0 | 4535 | 33375 | 21528 | 6183 | 0 | 0 | 0 | 0 | 0 | 0 | 0 | 0 | 1.055 | 1.055 | 1.055 | 1.055 | 0 | 0 | 0 | 0 | 0 | 0 | 0 | 0 | 4784 | 35211 | 22712 | 6523 | 0 | 0 | 0 | 0 | 0 | 0 | 0 | 0 | 4784 | 35211 | 22712 | 6523 | 0 | 0 | 0 | 0 | 0 | 0 | 0 | 0 | 543 | 2396 | 1668 | 443 | 0 | 0 | 0 | 65621 | 65621 | 69230 | 69230 | 5050 | 2020
Vintage1991 | hard coal | TRUE | 60421.602.MD.ST | 602 | N | . | Brandon Shores | Brandon Shores LLC | 60421 | MD | SAT | RFC |  | 22 | 2 | NAICS-22 Non-Cogen | ST | BIT | COL | PJM | M | short tons | 0 | 0 | 0 | 9839 | 24955 | 33593 | 112748 | 94738 | 73520 | 40599 | 2193 | 76392 | 0 | 0 | 0 | 9839 | 24955 | 33593 | 112748 | 94738 | 73520 | 40599 | 2193 | 76392 | 0 | 0 | 0 | 26.19 | 25.91 | 25.87 | 25.87 | 25.87 | 25.88 | 25.9 | 25.92 | 26.01 | 0 | 0 | 0 | 257683 | 646584 | 869051 | 2916791 | 2450872 | 1902698 | 1051514 | 56843 | 1986956 | 0 | 0 | 0 | 257683 | 646584 | 869051 | 2916791 | 2450872 | 1902698 | 1051514 | 56843 | 1986956 | 0 | 0 | 0 | 15080.414 | 45292.188 | 54942.604 | 224273.68 | 202144 | 144376.91 | 84430.352 | 0 | 159385.24 | 468577 | 468577 | 12138992 | 12138992 | 929925.38 | 2020
Vintage1991 | petroleum | TRUE | 60421.602.MD.ST | 602 | N | . | Brandon Shores | Brandon Shores LLC | 60421 | MD | SAT | RFC |  | 22 | 2 | NAICS-22 Non-Cogen | ST | DFO | DFO | PJM | M | barrels | 519 | 39 | 0 | 2096 | 3865 | 8483 | 8033 | 8485 | 7565 | 2439 | 1955 | 7409 | 519 | 39 | 0 | 2096 | 3865 | 8483 | 8033 | 8485 | 7565 | 2439 | 1955 | 7409 | 5.85 | 5.85 | 0 | 5.85 | 5.85 | 5.85 | 5.85 | 5.85 | 5.85 | 5.85 | 5.85 | 5.85 | 3036 | 228 | 0 | 12262 | 22610 | 49626 | 46993 | 49637 | 44255 | 14268 | 11437 | 43343 | 3036 | 228 | 0 | 12262 | 22610 | 49626 | 46993 | 49637 | 44255 | 14268 | 11437 | 43343 | 0 | 0 | 0 | 717.586 | 1583.812 | 3137.396 | 3613.322 | 4094.001 | 3358.093 | 1145.648 | 0 | 3476.765 | 50888 | 50888 | 297695 | 297695 | 21126.623 | 2020
Vintage1991 | hard coal | TRUE | 60421.602.MD.ST | 602 | N | . | Brandon Shores | Brandon Shores LLC | 60421 | MD | SAT | RFC |  | 22 | 2 | NAICS-22 Non-Cogen | ST | RC | COL | PJM | M | short tons | 0 | 0 | 0 | 0 | 0 | 0 | 0 | 0 | 0 | 0 | 0 | 0 | 0 | 0 | 0 | 0 | 0 | 0 | 0 | 0 | 0 | 0 | 0 | 0 | 0 | 0 | 0 | 0 | 0 | 0 | 0 | 0 | 0 | 0 | 0 | 0 | 0 | 0 | 0 | 0 | 0 | 0 | 0 | 0 | 0 | 0 | 0 | 0 | 0 | 0 | 0 | 0 | 0 | 0 | 0 | 0 | 0 | 0 | 0 | 0 | 0 | 0 | 0 | 0 | 0 | 0 | 0 | 0 | 0 | 0 | 0 | 0 | 0 | 0 | 0 | 0 | 0 | 2020
Vintage2001 | petroleum | TRUE | 15500.607.WA.GT | 607 | N | . | Fredonia | Puget Sound Energy Inc | 15500 | WA | PACC | WECC |  | 22 | 1 | Electric Utility | GT | DFO | DFO | PSEI | M | barrels | 2330 | 914 | 276 | 0 | 0 | 0 | 182 | 1412 | 1048 | 420 | 208 | 0 | 2330 | 914 | 276 | 0 | 0 | 0 | 182 | 1412 | 1048 | 420 | 208 | 0 | 5.835 | 5.835 | 5.835 | 0 | 0 | 0 | 5.835 | 5.835 | 5.835 | 5.835 | 5.835 | 0 | 13596 | 5333 | 1610 | 0 | 0 | 0 | 1062 | 8239 | 6115 | 2451 | 1214 | 0 | 13596 | 5333 | 1610 | 0 | 0 | 0 | 1062 | 8239 | 6115 | 2451 | 1214 | 0 | 1113.91 | 401.979 | 134.541 | 0 | 0 | 0 | 84.412 | 650.384 | 503.128 | 199.646 | 91.281 | 0 | 6790 | 6790 | 39620 | 39620 | 3179.281 | 2020
Vintage2001 | natural gas peaker | TRUE | 15500.607.WA.GT | 607 | N | . | Fredonia | Puget Sound Energy Inc | 15500 | WA | PACC | WECC |  | 22 | 1 | Electric Utility | GT | NG | NG | PSEI | M | mcf | 32892 | 69304 | 273766 | 313374 | 41038 | 67354 | 182250 | 397641 | 495055 | 144691 | 83619 | 69756 | 32892 | 69304 | 273766 | 313374 | 41038 | 67354 | 182250 | 397641 | 495055 | 144691 | 83619 | 69756 | 1.101 | 1.1 | 1.097 | 1.094 | 1.091 | 1.093 | 1.091 | 1.09 | 1.099 | 1.098 | 1.096 | 1.095 | 36214 | 76234 | 300321 | 342831 | 44772 | 73618 | 198835 | 433429 | 544065 | 158871 | 91646 | 76383 | 36214 | 76234 | 300321 | 342831 | 44772 | 73618 | 198835 | 433429 | 544065 | 158871 | 91646 | 76383 | 2967.09 | 5746.021 | 25089.459 | 28824 | 3233 | 5597 | 15804.588 | 34214.616 | 44763.872 | 12942.354 | 6892.719 | 6060 | 2170740 | 2170740 | 2377219 | 2377219 | 192134.72 | 2020
Vintage2013 | petroleum | TRUE | 6452.609.FL.CA | 609 | N | . | Cape Canaveral | Florida Power & Light Co | 6452 | FL | SAT | SERC |  | 22 | 1 | Electric Utility | CA | DFO | DFO | FPL | M | barrels | 0 | 0 | 0 | 0 | 0 | 0 | 0 | 0 | 0 | 0 | 0 | 0 | 0 | 0 | 0 | 0 | 0 | 0 | 0 | 0 | 0 | 0 | 0 | 0 | 0 | 0 | 0 | 0 | 0 | 0 | 0 | 0 | 0 | 0 | 0 | 0 | 0 | 0 | 0 | 0 | 0 | 0 | 0 | 0 | 0 | 0 | 0 | 0 | 0 | 0 | 0 | 0 | 0 | 0 | 0 | 0 | 0 | 0 | 0 | 0 | 340.45 | 243.639 | 212.896 | 118.164 | 636.624 | 196.028 | 294.61 | 247.652 | 172.577 | 22.361 | 0 | 257.391 | 0 | 0 | 0 | 0 | 2742.392 | 2020
Vintage2013 | natural gas combined cycle | TRUE | 6452.609.FL.CA | 609 | N | . | Cape Canaveral | Florida Power & Light Co | 6452 | FL | SAT | SERC |  | 22 | 1 | Electric Utility | CA | NG | NG | FPL | M | mcf | 0 | 0 | 0 | 0 | 0 | 0 | 0 | 0 | 0 | 0 | 0 | 0 | 0 | 0 | 0 | 0 | 0 | 0 | 0 | 0 | 0 | 0 | 0 | 0 | 0 | 0 | 0 | 0 | 0 | 0 | 0 | 0 | 0 | 0 | 0 | 0 | 0 | 0 | 0 | 0 | 0 | 0 | 0 | 0 | 0 | 0 | 0 | 0 | 0 | 0 | 0 | 0 | 0 | 0 | 0 | 0 | 0 | 0 | 0 | 0 | 106876.55 | 120248.36 | 106374.1 | 86525.836 | 91903.376 | 157884.97 | 118331.39 | 157923.35 | 135000.42 | 74800.639 | 32769 | 117381.61 | 0 | 0 | 0 | 0 | 1306019.6 | 2020
Vintage2013 | petroleum | TRUE | 6452.609.FL.CT | 609 | N | . | Cape Canaveral | Florida Power & Light Co | 6452 | FL | SAT | SERC |  | 22 | 1 | Electric Utility | CT | DFO | DFO | FPL | M | barrels | 2245 | 1386 | 1426 | 508 | 3779 | 848 | 1660 | 1180 | 900 | 131 | 0 | 1578 | 2245 | 1386 | 1426 | 508 | 3779 | 848 | 1660 | 1180 | 900 | 131 | 0 | 1578 | 5.917 | 5.917 | 5.917 | 5.917 | 5.917 | 5.917 | 5.917 | 5.917 | 5.917 | 5.917 | 0 | 5.917 | 13284 | 8201 | 8438 | 3006 | 22360 | 5018 | 9822 | 6982 | 5325 | 775 | 0 | 9337 | 13284 | 8201 | 8438 | 3006 | 22360 | 5018 | 9822 | 6982 | 5325 | 775 | 0 | 9337 | 1666.526 | 1000.529 | 1061.15 | 328.09 | 2677.452 | 553.122 | 1164.235 | 790.336 | 616.391 | 94.003 | 0 | 1167.447 | 15641 | 15641 | 92548 | 92548 | 11119.281 | 2020
Vintage2013 | natural gas combined cycle | TRUE | 6452.609.FL.CT | 609 | N | . | Cape Canaveral | Florida Power & Light Co | 6452 | FL | SAT | SERC |  | 22 | 1 | Electric Utility | CT | NG | NG | FPL | M | mcf | 4084337 | 3964343 | 4129188 | 2155753 | 3161560 | 3958178 | 3863999 | 4360756 | 4080100 | 2539625 | 1142466 | 4170517 | 4084337 | 3964343 | 4129188 | 2155753 | 3161560 | 3958178 | 3863999 | 4360756 | 4080100 | 2539625 | 1142466 | 4170517 | 1.021 | 1.021 | 1.021 | 1.021 | 1.021 | 1.021 | 1.021 | 1.021 | 1.021 | 1.021 | 1.021 | 1.021 | 4170108 | 4047594 | 4215901 | 2201024 | 3227953 | 4041300 | 3945143 | 4452332 | 4165782 | 2592957 | 1166458 | 4258098 | 4170108 | 4047594 | 4215901 | 2201024 | 3227953 | 4041300 | 3945143 | 4452332 | 4165782 | 2592957 | 1166458 | 4258098 | 523168.47 | 493812.47 | 530207.85 | 240243.91 | 386518.55 | 445496.88 | 467620.77 | 503982.66 | 482179.61 | 314460 | 138377 | 532407.55 | 41610822 | 41610822 | 42484650 | 42484650 | 5058475.7 | 2020
Vintage1969 | petroleum | TRUE | 6452.612.FL.CA | 612 | N | . | Fort Myers | Florida Power & Light Co | 6452 | FL | SAT | SERC |  | 22 | 1 | Electric Utility | CA | DFO | DFO | FPL | M | barrels | 0 | 0 | 0 | 0 | 0 | 0 | 0 | 0 | 0 | 0 | 0 | 0 | 0 | 0 | 0 | 0 | 0 | 0 | 0 | 0 | 0 | 0 | 0 | 0 | 0 | 0 | 0 | 0 | 0 | 0 | 0 | 0 | 0 | 0 | 0 | 0 | 0 | 0 | 0 | 0 | 0 | 0 | 0 | 0 | 0 | 0 | 0 | 0 | 0 | 0 | 0 | 0 | 0 | 0 | 0 | 0 | 0 | 0 | 0 | 0 | 0 | 0 | 0 | 0 | 0 | 0 | 0 | 0 | 0 | 0 | 0 | 0 | 0 | 0 | 0 | 0 | 0 | 2020
Vintage1969 | natural gas combined cycle | TRUE | 6452.612.FL.CA | 612 | N | . | Fort Myers | Florida Power & Light Co | 6452 | FL | SAT | SERC |  | 22 | 1 | Electric Utility | CA | NG | NG | FPL | M | mcf | 0 | 0 | 0 | 0 | 0 | 0 | 0 | 0 | 0 | 0 | 0 | 0 | 0 | 0 | 0 | 0 | 0 | 0 | 0 | 0 | 0 | 0 | 0 | 0 | 0 | 0 | 0 | 0 | 0 | 0 | 0 | 0 | 0 | 0 | 0 | 0 | 0 | 0 | 0 | 0 | 0 | 0 | 0 | 0 | 0 | 0 | 0 | 0 | 0 | 0 | 0 | 0 | 0 | 0 | 0 | 0 | 0 | 0 | 0 | 0 | 235286 | 157424 | 263892 | 277997 | 277361 | 312843 | 313951 | 320417 | 281963 | 317486 | 289634 | 234912 | 0 | 0 | 0 | 0 | 3283166 | 2020
Vintage2001 | petroleum | TRUE | 6452.612.FL.CT | 612 | N | . | Fort Myers | Florida Power & Light Co | 6452 | FL | SAT | SERC |  | 22 | 1 | Electric Utility | CT | DFO | DFO | FPL | M | barrels | 0 | 0 | 0 | 0 | 0 | 0 | 0 | 0 | 0 | 0 | 0 | 0 | 0 | 0 | 0 | 0 | 0 | 0 | 0 | 0 | 0 | 0 | 0 | 0 | 0 | 0 | 0 | 0 | 0 | 0 | 0 | 0 | 0 | 0 | 0 | 0 | 0 | 0 | 0 | 0 | 0 | 0 | 0 | 0 | 0 | 0 | 0 | 0 | 0 | 0 | 0 | 0 | 0 | 0 | 0 | 0 | 0 | 0 | 0 | 0 | 0 | 0 | 0 | 0 | 0 | 0 | 0 | 0 | 0 | 0 | 0 | 0 | 0 | 0 | 0 | 0 | 0 | 2020
Vintage2001 | natural gas combined cycle | TRUE | 6452.612.FL.CT | 612 | N | . | Fort Myers | Florida Power & Light Co | 6452 | FL | SAT | SERC |  | 22 | 1 | Electric Utility | CT | NG | NG | FPL | M | mcf | 4742243 | 4060026 | 5570261 | 5552285 | 5727229 | 6332492 | 6312426 | 6369510 | 5519096 | 6352606 | 5692269 | 4587057 | 4742243 | 4060026 | 5570261 | 5552285 | 5727229 | 6332492 | 6312426 | 6369510 | 5519096 | 6352606 | 5692269 | 4587057 | 1.026 | 1.025 | 1.027 | 1.026 | 1.024 | 1.024 | 1.025 | 1.025 | 1.028 | 1.027 | 1.027 | 1.026 | 4865541 | 4161527 | 5720658 | 5696644 | 5864682 | 6484472 | 6470237 | 6528748 | 5673631 | 6524126 | 5845960 | 4706320 | 4865541 | 4161527 | 5720658 | 5696644 | 5864682 | 6484472 | 6470237 | 6528748 | 5673631 | 6524126 | 5845960 | 4706320 | 444380 | 383593 | 535979 | 526693 | 542581 | 611989 | 602246 | 606304 | 525256 | 611466 | 540571 | 426812 | 66817500 | 66817500 | 68542546 | 68542546 | 6357870 | 2020
Vintage2016 | petroleum | TRUE | 6452.612.FL.GT | 612 | N | . | Fort Myers | Florida Power & Light Co | 6452 | FL | SAT | SERC |  | 22 | 1 | Electric Utility | GT | DFO | DFO | FPL | M | barrels | 1313 | 110 | 336 | 640 | 878 | 707 | 1817 | 925 | 829 | 6284 | 226 | 2092 | 1313 | 110 | 336 | 640 | 878 | 707 | 1817 | 925 | 829 | 6284 | 226 | 2092 | 5.804 | 5.804 | 5.804 | 5.804 | 5.804 | 5.804 | 5.804 | 5.804 | 5.804 | 5.804 | 5.804 | 5.804 | 7621 | 638 | 1950 | 3715 | 5096 | 4103 | 10546 | 5369 | 4812 | 36472 | 1312 | 12142 | 7621 | 638 | 1950 | 3715 | 5096 | 4103 | 10546 | 5369 | 4812 | 36472 | 1312 | 12142 | 665.798 | 59.049 | 170.302 | 349.106 | 459.917 | 388.07 | 966.076 | 489.942 | 431.091 | 3183.117 | 119.076 | 1071.034 | 16157 | 16157 | 93776 | 93776 | 8352.578 | 2020
Vintage2016 | natural gas peaker | TRUE | 6452.612.FL.GT | 612 | N | . | Fort Myers | Florida Power & Light Co | 6452 | FL | SAT | SERC |  | 22 | 1 | Electric Utility | GT | NG | NG | FPL | M | mcf | 23901 | 203253 | 15436 | 150390 | 63246 | 115018 | 70222 | 72020 | 68261 | 92659 | 59860 | 81867 | 23901 | 203253 | 15436 | 150390 | 63246 | 115018 | 70222 | 72020 | 68261 | 92659 | 59860 | 81867 | 1.023 | 1.024 | 1.025 | 1.028 | 1.024 | 1.021 | 1.021 | 1.022 | 1.026 | 1.024 | 1.025 | 1.025 | 24451 | 208131 | 15822 | 154601 | 64764 | 117433 | 71697 | 73604 | 70036 | 94883 | 61357 | 83914 | 24451 | 208131 | 15822 | 154601 | 64764 | 117433 | 71697 | 73604 | 70036 | 94883 | 61357 | 83914 | 2136.202 | 19249.951 | 1381.698 | 14529.894 | 5845.083 | 11105.93 | 6567.924 | 6717.058 | 6274.909 | 8280.883 | 5569.924 | 7401.966 | 1016133 | 1016133 | 1040693 | 1040693 | 95061.422 | 2020
Vintage2016 | petroleum | TRUE | 6452.613.FL.GT | 613 | N | . | Lauderdale | Florida Power & Light Co | 6452 | FL | SAT | SERC |  | 22 | 1 | Electric Utility | GT | DFO | DFO | FPL | M | barrels | 359 | 1247 | 37 | 243 | 632 | 354 | 0 | 277 | 361 | 48 | 58 | 584 | 359 | 1247 | 37 | 243 | 632 | 354 | 0 | 277 | 361 | 48 | 58 | 584 | 5.764 | 5.764 | 5.764 | 5.764 | 5.8 | 5.764 | 0 | 5.764 | 5.764 | 5.804 | 5.764 | 5.764 | 2069 | 7188 | 213 | 1401 | 3666 | 2040 | 0 | 1597 | 2081 | 279 | 334 | 3366 | 2069 | 7188 | 213 | 1401 | 3666 | 2040 | 0 | 1597 | 2081 | 279 | 334 | 3366 | 175.251 | 668.954 | 20.097 | 130.553 | 342.146 | 196.864 | 0 | 147.969 | 192.534 | 26.138 | 31.366 | 302.895 | 4200 | 4200 | 24234 | 24234 | 2234.767 | 2020
Vintage2016 | natural gas peaker | TRUE | 6452.613.FL.GT | 613 | N | . | Lauderdale | Florida Power & Light Co | 6452 | FL | SAT | SERC |  | 22 | 1 | Electric Utility | GT | NG | NG | FPL | M | mcf | 34155 | 25616 | 204813 | 273089 | 222203 | 611212 | 477118 | 526822 | 599672 | 599963 | 208716 | 76802 | 34155 | 25616 | 204813 | 273089 | 222203 | 611212 | 477118 | 526822 | 599672 | 599963 | 208716 | 76802 | 1.027 | 1.026 | 1.028 | 1.027 | 1.025 | 1.025 | 1.026 | 1.026 | 1.03 | 1.024 | 1.028 | 1.03 | 35077 | 26282 | 210548 | 280462 | 227758 | 626492 | 489523 | 540519 | 617662 | 614362 | 214560 | 79106 | 35077 | 26282 | 210548 | 280462 | 227758 | 626492 | 489523 | 540519 | 617662 | 614362 | 214560 | 79106 | 2970.749 | 2446.046 | 19840.903 | 26141.447 | 21258.854 | 60444.136 | 46266 | 50093.031 | 57151.466 | 57640.862 | 20130.634 | 7118.105 | 3860181 | 3860181 | 3962351 | 3962351 | 371502.23 | 2020
Vintage2016 | petroleum | TRUE | 6452.617.FL.CA | 617 | N | . | Port Everglades | Florida Power & Light Co | 6452 | FL | SAT | SERC |  | 22 | 1 | Electric Utility | CA | DFO | DFO | FPL | M | barrels | 0 | 0 | 0 | 0 | 0 | 0 | 0 | 0 | 0 | 0 | 0 | 0 | 0 | 0 | 0 | 0 | 0 | 0 | 0 | 0 | 0 | 0 | 0 | 0 | 0 | 0 | 0 | 0 | 0 | 0 | 0 | 0 | 0 | 0 | 0 | 0 | 0 | 0 | 0 | 0 | 0 | 0 | 0 | 0 | 0 | 0 | 0 | 0 | 0 | 0 | 0 | 0 | 0 | 0 | 0 | 0 | 0 | 0 | 0 | 0 | 0 | 134.585 | 147.788 | 121.892 | 0 | 0 | 0 | 0 | 0 | 997.915 | 0 | 633.674 | 0 | 0 | 0 | 0 | 2035.854 | 2020
Vintage2016 | natural gas combined cycle | TRUE | 6452.617.FL.CA | 617 | N | . | Port Everglades | Florida Power & Light Co | 6452 | FL | SAT | SERC |  | 22 | 1 | Electric Utility | CA | NG | NG | FPL | M | mcf | 0 | 0 | 0 | 0 | 0 | 0 | 0 | 0 | 0 | 0 | 0 | 0 | 0 | 0 | 0 | 0 | 0 | 0 | 0 | 0 | 0 | 0 | 0 | 0 | 0 | 0 | 0 | 0 | 0 | 0 | 0 | 0 | 0 | 0 | 0 | 0 | 0 | 0 | 0 | 0 | 0 | 0 | 0 | 0 | 0 | 0 | 0 | 0 | 0 | 0 | 0 | 0 | 0 | 0 | 0 | 0 | 0 | 0 | 0 | 0 | 184663 | 138820.42 | 172917.21 | 200438.11 | 88021 | 225535 | 246121 | 233589 | 201643 | 187093.09 | 168667 | 153989.33 | 0 | 0 | 0 | 0 | 2201497.1 | 2020
Vintage2016 | petroleum | TRUE | 6452.617.FL.CT | 617 | N | . | Port Everglades | Florida Power & Light Co | 6452 | FL | SAT | SERC |  | 22 | 1 | Electric Utility | CT | DFO | DFO | FPL | M | barrels | 0 | 438 | 480 | 396 | 0 | 0 | 0 | 0 | 0 | 3229 | 0 | 2171 | 0 | 438 | 480 | 396 | 0 | 0 | 0 | 0 | 0 | 3229 | 0 | 2171 | 0 | 5.917 | 5.917 | 5.917 | 0 | 0 | 0 | 0 | 0 | 5.917 | 0 | 5.917 | 0 | 2592 | 2840 | 2343 | 0 | 0 | 0 | 0 | 0 | 19106 | 0 | 12846 | 0 | 2592 | 2840 | 2343 | 0 | 0 | 0 | 0 | 0 | 19106 | 0 | 12846 | 0 | 248.909 | 273.878 | 224.97 | 0 | 0 | 0 | 0 | 0 | 1841.277 | 0 | 1223.056 | 6714 | 6714 | 39727 | 39727 | 3812.09 | 2020
Vintage2016 | natural gas combined cycle | TRUE | 6452.617.FL.CT | 617 | N | . | Port Everglades | Florida Power & Light Co | 6452 | FL | SAT | SERC |  | 22 | 1 | Electric Utility | CT | NG | NG | FPL | M | mcf | 3386092 | 2600400 | 3232569 | 3748086 | 1692112 | 4298613 | 4564563 | 4484176 | 3776094 | 3484500 | 3128547 | 3036636 | 3386092 | 2600400 | 3232569 | 3748086 | 1692112 | 4298613 | 4564563 | 4484176 | 3776094 | 3484500 | 3128547 | 3036636 | 1.028 | 1.028 | 1.028 | 1.028 | 1.028 | 1.028 | 1.028 | 1.028 | 1.028 | 1.028 | 1.028 | 1.028 | 3480903 | 2673211 | 3323081 | 3853032 | 1739491 | 4418974 | 4692371 | 4609733 | 3881825 | 3582066 | 3216146 | 3121662 | 3480903 | 2673211 | 3323081 | 3853032 | 1739491 | 4418974 | 4692371 | 4609733 | 3881825 | 3582066 | 3216146 | 3121662 | 330552 | 256743.09 | 320446.12 | 369939.03 | 164635 | 427617 | 452536 | 442407 | 359372 | 345209.72 | 309456 | 297214.94 | 41432388 | 41432388 | 42592495 | 42592495 | 4076127.9 | 2020
Vintage0 | petroleum | TRUE | 6452.617.FL.GT | 617 | N | . | Port Everglades | Florida Power & Light Co | 6452 | FL | SAT | SERC |  | 22 | 1 | Electric Utility | GT | DFO | DFO | FPL | M | barrels | 0 | 0 | 0 | 0 | 0 | 0 | 0 | 0 | 0 | 0 | 0 | 0 | 0 | 0 | 0 | 0 | 0 | 0 | 0 | 0 | 0 | 0 | 0 | 0 | 0 | 0 | 0 | 0 | 0 | 0 | 0 | 0 | 0 | 0 | 0 | 0 | 0 | 0 | 0 | 0 | 0 | 0 | 0 | 0 | 0 | 0 | 0 | 0 | 0 | 0 | 0 | 0 | 0 | 0 | 0 | 0 | 0 | 0 | 0 | 0 | 0 | 0 | 0 | 0 | 0 | 0 | 0 | 0 | 0 | 0 | 0 | 0 | 0 | 0 | 0 | 0 | 0 | 2020
Vintage0 | natural gas peaker | TRUE | 6452.617.FL.GT | 617 | N | . | Port Everglades | Florida Power & Light Co | 6452 | FL | SAT | SERC |  | 22 | 1 | Electric Utility | GT | NG | NG | FPL | M | mcf | 0 | 0 | 0 | 0 | 0 | 0 | 0 | 0 | 0 | 0 | 0 | 0 | 0 | 0 | 0 | 0 | 0 | 0 | 0 | 0 | 0 | 0 | 0 | 0 | 0 | 0 | 0 | 0 | 0 | 0 | 0 | 0 | 0 | 0 | 0 | 0 | 0 | 0 | 0 | 0 | 0 | 0 | 0 | 0 | 0 | 0 | 0 | 0 | 0 | 0 | 0 | 0 | 0 | 0 | 0 | 0 | 0 | 0 | 0 | 0 | 0 | 0 | 0 | 0 | 0 | 0 | 0 | 0 | 0 | 0 | 0 | 0 | 0 | 0 | 0 | 0 | 0 | 2020
Vintage2014 | petroleum | TRUE | 6452.619.FL.CA | 619 | N | . | Riviera | Florida Power & Light Co | 6452 | FL | SAT | SERC |  | 22 | 1 | Electric Utility | CA | DFO | DFO | FPL | M | barrels | 0 | 0 | 0 | 0 | 0 | 0 | 0 | 0 | 0 | 0 | 0 | 0 | 0 | 0 | 0 | 0 | 0 | 0 | 0 | 0 | 0 | 0 | 0 | 0 | 0 | 0 | 0 | 0 | 0 | 0 | 0 | 0 | 0 | 0 | 0 | 0 | 0 | 0 | 0 | 0 | 0 | 0 | 0 | 0 | 0 | 0 | 0 | 0 | 0 | 0 | 0 | 0 | 0 | 0 | 0 | 0 | 0 | 0 | 0 | 0 | 1684.626 | 1585.146 | 98.549 | 197.228 | 226.001 | 315.613 | 317.244 | 0 | 152.899 | 214.628 | 161.968 | 241.707 | 0 | 0 | 0 | 0 | 5195.609 | 2020
Vintage2014 | natural gas combined cycle | TRUE | 6452.619.FL.CA | 619 | N | . | Riviera | Florida Power & Light Co | 6452 | FL | SAT | SERC |  | 22 | 1 | Electric Utility | CA | NG | NG | FPL | M | mcf | 0 | 0 | 0 | 0 | 0 | 0 | 0 | 0 | 0 | 0 | 0 | 0 | 0 | 0 | 0 | 0 | 0 | 0 | 0 | 0 | 0 | 0 | 0 | 0 | 0 | 0 | 0 | 0 | 0 | 0 | 0 | 0 | 0 | 0 | 0 | 0 | 0 | 0 | 0 | 0 | 0 | 0 | 0 | 0 | 0 | 0 | 0 | 0 | 0 | 0 | 0 | 0 | 0 | 0 | 0 | 0 | 0 | 0 | 0 | 0 | 64674.374 | 171473.85 | 170557.45 | 121444.77 | 187389 | 196858.39 | 230010.76 | 240094 | 217145.1 | 147972.37 | 190403.03 | 110567.29 | 0 | 0 | 0 | 0 | 2048590.4 | 2020
Vintage2014 | petroleum | TRUE | 6452.619.FL.CT | 619 | N | . | Riviera | Florida Power & Light Co | 6452 | FL | SAT | SERC |  | 22 | 1 | Electric Utility | CT | DFO | DFO | FPL | M | barrels | 9652 | 5217 | 380 | 953 | 755 | 1042 | 1005 | 0 | 488 | 994 | 525 | 835 | 9652 | 5217 | 380 | 953 | 755 | 1042 | 1005 | 0 | 488 | 994 | 525 | 835 | 5.917 | 5.917 | 5.917 | 5.917 | 5.917 | 5.917 | 5.917 | 0 | 5.917 | 5.917 | 5.917 | 5.917 | 57111 | 30869 | 2248 | 5639 | 4467 | 6166 | 5947 | 0 | 2887 | 5881 | 3106 | 4941 | 57111 | 30869 | 2248 | 5639 | 4467 | 6166 | 5947 | 0 | 2887 | 5881 | 3106 | 4941 | 6608.449 | 3099.681 | 246.02 | 666.683 | 439.066 | 614.242 | 592.927 | 0 | 284.565 | 677.954 | 309.595 | 491.399 | 21846 | 21846 | 129262 | 129262 | 14030.581 | 2020
Vintage2014 | natural gas combined cycle | TRUE | 6452.619.FL.CT | 619 | N | . | Riviera | Florida Power & Light Co | 6452 | FL | SAT | SERC |  | 22 | 1 | Electric Utility | CT | NG | NG | FPL | M | mcf | 2134898 | 3254645 | 3792783 | 3384219 | 3610237 | 3748187 | 4202188 | 4373208 | 3996852 | 3952170 | 3559243 | 2202817 | 2134898 | 3254645 | 3792783 | 3384219 | 3610237 | 3748187 | 4202188 | 4373208 | 3996852 | 3952170 | 3559243 | 2202817 | 1.027 | 1.026 | 1.026 | 1.026 | 1.026 | 1.026 | 1.026 | 1.026 | 1.026 | 1.026 | 1.026 | 1.026 | 2192540 | 3339266 | 3891395 | 3472209 | 3704103 | 3845640 | 4311445 | 4486911 | 4100770 | 4054926 | 3651783 | 2260090 | 2192540 | 3339266 | 3891395 | 3472209 | 3704103 | 3845640 | 4311445 | 4486911 | 4100770 | 4054926 | 3651783 | 2260090 | 253704.55 | 335309.32 | 425785.98 | 410516.32 | 364052.93 | 383123.76 | 429889.07 | 441124 | 404133.44 | 467407.05 | 363947.41 | 224787.6 | 42211447 | 42211447 | 43311078 | 43311078 | 4503781.4 | 2020
Vintage2014 | petroleum | TRUE | 6452.619.FL.CT | 619 | N | . | Riviera | Florida Power & Light Co | 6452 | FL | SAT | SERC |  | 22 | 1 | Electric Utility | CT | RFO | RFO | FPL | M | barrels | . | . | . | . | 0 | . | . | . | . | . | . | . | . | . | . | . | 0 | . | . | . | . | . | . | . | . | . | . | . | 0 | . | . | . | . | . | . | . | . | . | . | . | 0 | . | . | . | . | . | . | . | . | . | . | . | 0 | . | . | . | . | . | . | . | . | . | . | . | 0 | . | . | . | . | . | . | . | 0 | 0 | 0 | 0 | 0 | 2020
Vintage1974 | petroleum | TRUE | 6452.620.FL.CA | 620 | N | . | Sanford | Florida Power & Light Co | 6452 | FL | SAT | SERC |  | 22 | 1 | Electric Utility | CA | DFO | DFO | FPL | M | barrels | 0 | 0 | 0 | 0 | 0 | 0 | 0 | 0 | 0 | 0 | 0 | 0 | 0 | 0 | 0 | 0 | 0 | 0 | 0 | 0 | 0 | 0 | 0 | 0 | 0 | 0 | 0 | 0 | 0 | 0 | 0 | 0 | 0 | 0 | 0 | 0 | 0 | 0 | 0 | 0 | 0 | 0 | 0 | 0 | 0 | 0 | 0 | 0 | 0 | 0 | 0 | 0 | 0 | 0 | 0 | 0 | 0 | 0 | 0 | 0 | 0 | 0 | 0 | 0 | 0 | 0 | 0 | 0 | 0 | 0 | 0 | 0 | 0 | 0 | 0 | 0 | 0 | 2020
Vintage1974 | natural gas combined cycle | TRUE | 6452.620.FL.CA | 620 | N | . | Sanford | Florida Power & Light Co | 6452 | FL | SAT | SERC |  | 22 | 1 | Electric Utility | CA | NG | NG | FPL | M | mcf | 0 | 0 | 0 | 0 | 0 | 0 | 0 | 0 | 0 | 0 | 0 | 0 | 0 | 0 | 0 | 0 | 0 | 0 | 0 | 0 | 0 | 0 | 0 | 0 | 0 | 0 | 0 | 0 | 0 | 0 | 0 | 0 | 0 | 0 | 0 | 0 | 0 | 0 | 0 | 0 | 0 | 0 | 0 | 0 | 0 | 0 | 0 | 0 | 0 | 0 | 0 | 0 | 0 | 0 | 0 | 0 | 0 | 0 | 0 | 0 | 178901 | 202159 | 184012 | 174339 | 249328 | 372669 | 360603 | 429552 | 428922 | 346333 | 325539 | 234371 | 0 | 0 | 0 | 0 | 3486728 | 2020
Vintage2003 | petroleum | TRUE | 6452.620.FL.CT | 620 | N | . | Sanford | Florida Power & Light Co | 6452 | FL | SAT | SERC |  | 22 | 1 | Electric Utility | CT | DFO | DFO | FPL | M | barrels | 0 | 0 | 0 | 0 | 0 | 0 | 0 | 0 | 0 | 0 | 0 | 0 | 0 | 0 | 0 | 0 | 0 | 0 | 0 | 0 | 0 | 0 | 0 | 0 | 0 | 0 | 0 | 0 | 0 | 0 | 0 | 0 | 0 | 0 | 0 | 0 | 0 | 0 | 0 | 0 | 0 | 0 | 0 | 0 | 0 | 0 | 0 | 0 | 0 | 0 | 0 | 0 | 0 | 0 | 0 | 0 | 0 | 0 | 0 | 0 | 0 | 0 | 0 | 0 | 0 | 0 | 0 | 0 | 0 | 0 | 0 | 0 | 0 | 0 | 0 | 0 | 0 | 2020
Vintage2003 | natural gas combined cycle | TRUE | 6452.620.FL.CT | 620 | N | . | Sanford | Florida Power & Light Co | 6452 | FL | SAT | SERC |  | 22 | 1 | Electric Utility | CT | NG | NG | FPL | M | mcf | 3644043 | 4191737 | 3554105 | 3327564 | 4924092 | 7230766 | 7005089 | 8417762 | 8461574 | 6684407 | 6233363 | 4594942 | 3644043 | 4191737 | 3554105 | 3327564 | 4924092 | 7230766 | 7005089 | 8417762 | 8461574 | 6684407 | 6233363 | 4594942 | 1.034 | 1.027 | 1.029 | 1.028 | 1.025 | 1.027 | 1.027 | 1.028 | 1.032 | 1.033 | 1.028 | 1.03 | 3767940 | 4304914 | 3657174 | 3420736 | 5047194 | 7425997 | 7194226 | 8653459 | 8732344 | 6904992 | 6407897 | 4732790 | 3767940 | 4304914 | 3657174 | 3420736 | 5047194 | 7425997 | 7194226 | 8653459 | 8732344 | 6904992 | 6407897 | 4732790 | 315329 | 375838 | 327435 | 300476 | 450557 | 666846 | 631330 | 795143 | 813694 | 613566 | 561653 | 404014 | 68269444 | 68269444 | 70249663 | 70249663 | 6255881 | 2020
Vintage2007 | petroleum | TRUE | 6452.621.FL.CA | 621 | N | . | Turkey Point | Florida Power & Light Co | 6452 | FL | SAT | SERC |  | 22 | 1 | Electric Utility | CA | DFO | DFO | FPL | M | barrels | 0 | 0 | 0 | 0 | 0 | 0 | 0 | 0 | 0 | 0 | 0 | 0 | 0 | 0 | 0 | 0 | 0 | 0 | 0 | 0 | 0 | 0 | 0 | 0 | 0 | 0 | 0 | 0 | 0 | 0 | 0 | 0 | 0 | 0 | 0 | 0 | 0 | 0 | 0 | 0 | 0 | 0 | 0 | 0 | 0 | 0 | 0 | 0 | 0 | 0 | 0 | 0 | 0 | 0 | 0 | 0 | 0 | 0 | 0 | 0 | 28.658 | 7.448 | 34.138 | 0 | 52.369 | 271.823 | 0 | 25.856 | 12.344 | 0 | 41.154 | 46.84 | 0 | 0 | 0 | 0 | 520.63 | 2020
Vintage2007 | natural gas combined cycle | TRUE | 6452.621.FL.CA | 621 | N | . | Turkey Point | Florida Power & Light Co | 6452 | FL | SAT | SERC |  | 22 | 1 | Electric Utility | CA | NG | NG | FPL | M | mcf | 0 | 0 | 0 | 0 | 0 | 0 | 0 | 0 | 0 | 0 | 0 | 0 | 0 | 0 | 0 | 0 | 0 | 0 | 0 | 0 | 0 | 0 | 0 | 0 | 0 | 0 | 0 | 0 | 0 | 0 | 0 | 0 | 0 | 0 | 0 | 0 | 0 | 0 | 0 | 0 | 0 | 0 | 0 | 0 | 0 | 0 | 0 | 0 | 0 | 0 | 0 | 0 | 0 | 0 | 0 | 0 | 0 | 0 | 0 | 0 | 56347.342 | 72023.552 | 95375.862 | 78835 | 52972.631 | 83151.177 | 92600 | 90404.144 | 91477.656 | 102774 | 86132.846 | 74426.16 | 0 | 0 | 0 | 0 | 976520.37 | 2020
Vintage2007 | petroleum | TRUE | 6452.621.FL.CT | 621 | N | . | Turkey Point | Florida Power & Light Co | 6452 | FL | SAT | SERC |  | 22 | 1 | Electric Utility | CT | DFO | DFO | FPL | M | barrels | 204 | 58 | 245 | 0 | 600 | 2330 | 0 | 213 | 96 | 0 | 352 | 331 | 204 | 58 | 245 | 0 | 600 | 2330 | 0 | 213 | 96 | 0 | 352 | 331 | 5.774 | 5.774 | 5.774 | 0 | 5.774 | 5.774 | 0 | 5.774 | 5.774 | 0 | 5.774 | 5.774 | 1178 | 335 | 1415 | 0 | 3464 | 13453 | 0 | 1230 | 554 | 0 | 2032 | 1911 | 1178 | 335 | 1415 | 0 | 3464 | 13453 | 0 | 1230 | 554 | 0 | 2032 | 1911 | 129.415 | 39.275 | 165.055 | 0 | 429.089 | 1648.694 | 0 | 148.188 | 66.306 | 0 | 248.467 | 216.155 | 4429 | 4429 | 25572 | 25572 | 3090.644 | 2020
Vintage2007 | natural gas combined cycle | TRUE | 6452.621.FL.CT | 621 | N | . | Turkey Point | Florida Power & Light Co | 6452 | FL | SAT | SERC |  | 22 | 1 | Electric Utility | CT | NG | NG | FPL | M | mcf | 2257274 | 3159615 | 3844591 | 3718271 | 3418831 | 4015055 | 4095969 | 4191198 | 3988004 | 4378469 | 4141959 | 2951165 | 2257274 | 3159615 | 3844591 | 3718271 | 3418831 | 4015055 | 4095969 | 4191198 | 3988004 | 4378469 | 4141959 | 2951165 | 1.026 | 1.025 | 1.028 | 1.027 | 1.025 | 1.025 | 1.026 | 1.026 | 1.03 | 1.03 | 1.027 | 1.029 | 2315963 | 3238605 | 3952240 | 3818664 | 3504302 | 4115431 | 4202464 | 4300169 | 4107644 | 4509823 | 4253792 | 3036749 | 2315963 | 3238605 | 3952240 | 3818664 | 3504302 | 4115431 | 4202464 | 4300169 | 4107644 | 4509823 | 4253792 | 3036749 | 254454.59 | 379816.73 | 461136.95 | 457400 | 434030.91 | 504339.31 | 499680 | 518133.81 | 491358.69 | 541467 | 520027.53 | 343454.85 | 44160401 | 44160401 | 45355846 | 45355846 | 5405300.4 | 2020
Vintage1973 | natural gas steam turbine | TRUE | 6452.621.FL.ST | 621 | N | . | Turkey Point | Florida Power & Light Co | 6452 | FL | SAT | SERC |  | 22 | 1 | Electric Utility | ST | NG | NG | FPL | M | mcf | 0 | 0 | 0 | 0 | 0 | 0 | 0 | 0 | 0 | 0 | 0 | 0 | 0 | 0 | 0 | 0 | 0 | 0 | 0 | 0 | 0 | 0 | 0 | 0 | 0 | 0 | 0 | 0 | 0 | 0 | 0 | 0 | 0 | 0 | 0 | 0 | 0 | 0 | 0 | 0 | 0 | 0 | 0 | 0 | 0 | 0 | 0 | 0 | 0 | 0 | 0 | 0 | 0 | 0 | 0 | 0 | 0 | 0 | 0 | 0 | 0 | 0 | 0 | 0 | 0 | 0 | 0 | 0 | 0 | 0 | 0 | 0 | 0 | 0 | 0 | 0 | 0 | 2020
Vintage1973 | nuclear | TRUE | 6452.621.FL.ST | 621 | N | 4 | Turkey Point | Florida Power & Light Co | 6452 | FL | SAT | SERC |  | 22 | 1 | Electric Utility | ST | NUC | NUC | FPL | M |  | 0 | 0 | 0 | 0 | 0 | 0 | 0 | 0 | 0 | 0 | 0 | 0 | 0 | 0 | 0 | 0 | 0 | 0 | 0 | 0 | 0 | 0 | 0 | 0 | 0 | 0 | 0 | 0 | 0 | 0 | 0 | 0 | 0 | 0 | 0 | 0 | 6586900 | 6114752 | 6503718 | 6272319 | 6471492 | 6199114 | 3192301 | 6359950 | 6138475 | 238638 | 2397801 | 6853920 | 6586900 | 6114752 | 6503718 | 6272319 | 6471492 | 6199114 | 3192301 | 6359950 | 6138475 | 238638 | 2397801 | 6853920 | 630568 | 585369 | 622605 | 600453 | 619520 | 593445 | 305601 | 608842 | 587640 | 22845 | 229543 | 656130 | 0 | 0 | 63329380 | 63329380 | 6062561 | 2020
Vintage1973 | nuclear | TRUE | 6452.621.FL.ST | 621 | N | 3 | Turkey Point | Florida Power & Light Co | 6452 | FL | SAT | SERC |  | 22 | 1 | Electric Utility | ST | NUC | NUC | FPL | M |  | 0 | 0 | 0 | 0 | 0 | 0 | 0 | 0 | 0 | 0 | 0 | 0 | 0 | 0 | 0 | 0 | 0 | 0 | 0 | 0 | 0 | 0 | 0 | 0 | 0 | 0 | 0 | 0 | 0 | 0 | 0 | 0 | 0 | 0 | 0 | 0 | 6782939 | 6329835 | 6045150 | 883552 | 6737040 | 6481709 | 6698055 | 5093146 | 6476601 | 6756877 | 5501291 | 4702038 | 6782939 | 6329835 | 6045150 | 883552 | 6737040 | 6481709 | 6698055 | 5093146 | 6476601 | 6756877 | 5501291 | 4702038 | 649335 | 605959 | 578706 | 84583 | 644941 | 620498 | 641209 | 487570 | 620009 | 646840 | 526642 | 450129 | 0 | 0 | 68488233 | 68488233 | 6556421 | 2020
Vintage1973 | petroleum | TRUE | 6452.621.FL.ST | 621 | N | . | Turkey Point | Florida Power & Light Co | 6452 | FL | SAT | SERC |  | 22 | 1 | Electric Utility | ST | RFO | RFO | FPL | M | barrels | 0 | 0 | 0 | 0 | 0 | 0 | 0 | 0 | 0 | 0 | 0 | 0 | 0 | 0 | 0 | 0 | 0 | 0 | 0 | 0 | 0 | 0 | 0 | 0 | 0 | 0 | 0 | 0 | 0 | 0 | 0 | 0 | 0 | 0 | 0 | 0 | 0 | 0 | 0 | 0 | 0 | 0 | 0 | 0 | 0 | 0 | 0 | 0 | 0 | 0 | 0 | 0 | 0 | 0 | 0 | 0 | 0 | 0 | 0 | 0 | 0 | 0 | 0 | 0 | 0 | 0 | 0 | 0 | 0 | 0 | 0 | 0 | 0 | 0 | 0 | 0 | 0 | 2020
Vintage1995 | hydro | TRUE | 16868.622.WA.HY | 622 | N | . | South Fork Tolt | City of Seattle - (WA) | 16868 | WA | PACC | WECC |  | 22 | 1 | Electric Utility | HY | WAT | HYC | SCL | A |  | 0 | 0 | 0 | 0 | 0 | 0 | 0 | 0 | 0 | 0 | 0 | 0 | 0 | 0 | 0 | 0 | 0 | 0 | 0 | 0 | 0 | 0 | 0 | 0 | 0 | 0 | 0 | 0 | 0 | 0 | 0 | 0 | 0 | 0 | 0 | 0 | 30574 | 33929 | 26207 | 23043 | 41609 | 42226 | 39156 | 30010 | 21662 | 22156 | 28090 | 29360 | 30574 | 33929 | 26207 | 23043 | 41609 | 42226 | 39156 | 30010 | 21662 | 22156 | 28090 | 29360 | 3487.365 | 3870.133 | 2989.246 | 2628.347 | 4746.115 | 4816.435 | 4466.345 | 3423.048 | 2470.833 | 2527.246 | 3204.006 | 3348.881 | 0 | 0 | 368022 | 368022 | 41978 | 2020
Vintage0 | petroleum | TRUE | 6455.624.FL.GT | 624 | N | . | Avon Park | Duke Energy Florida, LLC | 6455 | FL | SAT | SERC |  | 22 | 1 | Electric Utility | GT | DFO | DFO | FPC | A | barrels | 245 | 190 | 102 | 103 | 180 | 192 | 164 | 140 | 129 | 171 | . | . | 245 | 190 | 102 | 103 | 180 | 192 | 164 | 140 | 129 | 171 | . | . | 5.75 | 5.75 | 5.75 | 5.75 | 5.75 | 5.75 | 5.75 | 5.75 | 5.75 | 5.75 | . | . | 1409 | 1093 | 587 | 592 | 1035 | 1104 | 943 | 805 | 742 | 983 | . | . | 1409 | 1093 | 587 | 592 | 1035 | 1104 | 943 | 805 | 742 | 983 | . | . | 85.602 | 66.318 | 35.725 | 35.95 | 62.68 | 66.959 | 57.387 | 48.942 | 44.891 | 59.6 | . | . | 1616 | 1616 | 9293 | 9293 | 564.054 | 2020
Vintage0 | natural gas peaker | TRUE | 6455.624.FL.GT | 624 | N | . | Avon Park | Duke Energy Florida, LLC | 6455 | FL | SAT | SERC |  | 22 | 1 | Electric Utility | GT | NG | NG | FPC | A | mcf | 62 | 61 | 70 | 69 | 69 | 80 | 86 | 86 | 78 | 76 | . | . | 62 | 61 | 70 | 69 | 69 | 80 | 86 | 86 | 78 | 76 | . | . | 1.027 | 1.027 | 1.027 | 1.027 | 1.027 | 1.027 | 1.027 | 1.027 | 1.027 | 1.027 | . | . | 64 | 63 | 72 | 71 | 71 | 82 | 88 | 88 | 80 | 78 | . | . | 64 | 63 | 72 | 71 | 71 | 82 | 88 | 88 | 80 | 78 | . | . | 3.869 | 3.824 | 4.368 | 4.29 | 4.325 | 4.959 | 5.349 | 5.39 | 4.838 | 4.734 | . | . | 737 | 737 | 757 | 757 | 45.946 | 2020
Vintage1983 | hydro | TRUE | 13511.625.NY.HY | 625 | N | . | Upper Mechanicville | New York State Elec & Gas Corp | 13511 | NY | MAT | NPCC |  | 22 | 1 | Electric Utility | HY | WAT | HYC | NYIS | A |  | 0 | 0 | 0 | 0 | 0 | 0 | 0 | 0 | 0 | 0 | 0 | 0 | 0 | 0 | 0 | 0 | 0 | 0 | 0 | 0 | 0 | 0 | 0 | 0 | 0 | 0 | 0 | 0 | 0 | 0 | 0 | 0 | 0 | 0 | 0 | 0 | 16618 | 15506 | 16468 | 16149 | 16868 | 15781 | 16560 | 16240 | 15426 | 15502 | 15331 | 16195 | 16618 | 15506 | 16468 | 16149 | 16868 | 15781 | 16560 | 16240 | 15426 | 15502 | 15331 | 16195 | 1895.513 | 1768.734 | 1878.393 | 1842.005 | 1924.077 | 1800.046 | 1888.909 | 1852.431 | 1759.562 | 1768.25 | 1748.761 | 1847.319 | 0 | 0 | 192644 | 192644 | 21974 | 2020
Vintage1985 | hydro | TRUE | 14328.626.CA.HY | 626 | N | . | Oak Flat | Pacific Gas & Electric Co. | 14328 | CA | PACC | WECC |  | 22 | 1 | Electric Utility | HY | WAT | HYC | CISO | A |  | 0 | 0 | 0 | 0 | 0 | 0 | 0 | 0 | 0 | 0 | 0 | 0 | 0 | 0 | 0 | 0 | 0 | 0 | 0 | 0 | 0 | 0 | 0 | 0 | 0 | 0 | 0 | 0 | 0 | 0 | 0 | 0 | 0 | 0 | 0 | 0 | 4161 | 3105 | 3287 | 4825 | 6608 | 6174 | 6528 | 6578 | 4581 | 3768 | 2849 | 2347 | 4161 | 3105 | 3287 | 4825 | 6608 | 6174 | 6528 | 6578 | 4581 | 3768 | 2849 | 2347 | 474.662 | 354.126 | 374.907 | 550.326 | 753.736 | 704.264 | 744.607 | 750.306 | 522.56 | 429.746 | 325.024 | 267.736 | 0 | 0 | 54811 | 54811 | 6252 | 2020
Vintage1973 | petroleum | TRUE | 6455.627.FL.GT | 627 | N | . | Bayboro | Duke Energy Florida, LLC | 6455 | FL | SAT | SERC |  | 22 | 1 | Electric Utility | GT | DFO | DFO | FPC | A | barrels | 1284 | 995 | 536 | 540 | 941 | 1005 | 861 | 735 | 674 | 895 | 452 | 809 | 1284 | 995 | 536 | 540 | 941 | 1005 | 861 | 735 | 674 | 895 | 452 | 809 | 5.75 | 5.75 | 5.75 | 5.75 | 5.75 | 5.75 | 5.75 | 5.75 | 5.75 | 5.75 | 5.75 | 5.75 | 7383 | 5721 | 3082 | 3105 | 5411 | 5779 | 4951 | 4226 | 3876 | 5146 | 2599 | 4652 | 7383 | 5721 | 3082 | 3105 | 5411 | 5779 | 4951 | 4226 | 3876 | 5146 | 2599 | 4652 | 472.526 | 366.081 | 197.204 | 198.446 | 346.001 | 369.622 | 316.783 | 270.162 | 247.805 | 328.997 | 166.041 | 297.332 | 9727 | 9727 | 55931 | 55931 | 3577 | 2020
Vintage2018 | natural gas combined cycle | TRUE | 6455.628.FL.CA | 628 | N | . | Crystal River | Duke Energy Florida, LLC | 6455 | FL | SAT | SERC |  | 22 | 1 | Electric Utility | CA | NG | NG | FPC | M | mcf | 141291 | 160880 | 295453 | 203557 | 213734 | 355644 | 330087 | 256466 | 192346 | 147471 | 180858 | 226458 | 141291 | 160880 | 295453 | 203557 | 213734 | 355644 | 330087 | 256466 | 192346 | 147471 | 180858 | 226458 | 1.029 | 1.03 | 1.029 | 1.029 | 1.026 | 1.027 | 1.029 | 1.03 | 1.033 | 1.03 | 1.028 | 1.031 | 145388 | 165706 | 304021 | 209460 | 219291 | 365246 | 339660 | 264160 | 198693 | 151895 | 185922 | 233478 | 145388 | 165706 | 304021 | 209460 | 219291 | 365246 | 339660 | 264160 | 198693 | 151895 | 185922 | 233478 | 399312 | 293990 | 416054 | 380427 | 355796 | 407932 | 417361 | 411666 | 373323 | 206958 | 303862 | 402929 | 2704245 | 2704245 | 2782920 | 2782920 | 4369610 | 2020
Vintage2018 | natural gas combined cycle | TRUE | 6455.628.FL.CT | 628 | N | . | Crystal River | Duke Energy Florida, LLC | 6455 | FL | SAT | SERC |  | 22 | 1 | Electric Utility | CT | NG | NG | FPC | M | mcf | 7132672 | 5184662 | 7001729 | 6519478 | 6122573 | 6685831 | 6928397 | 6987309 | 6405165 | 3520489 | 5246332 | 6968085 | 7132672 | 5184662 | 7001729 | 6519478 | 6122573 | 6685831 | 6928397 | 6987309 | 6405165 | 3520489 | 5246332 | 6968085 | 1.029 | 1.03 | 1.029 | 1.029 | 1.026 | 1.027 | 1.029 | 1.03 | 1.033 | 1.03 | 1.028 | 1.031 | 7339519 | 5340202 | 7204779 | 6708543 | 6281760 | 6866348 | 7129321 | 7196928 | 6616535 | 3626104 | 5393229 | 7184096 | 7339519 | 5340202 | 7204779 | 6708543 | 6281760 | 6866348 | 7129321 | 7196928 | 6616535 | 3626104 | 5393229 | 7184096 | 709804 | 517252 | 685595 | 632258 | 579821 | 641669 | 672592 | 681153 | 625598 | 344572 | 509561 | 690968 | 74702722 | 74702722 | 76887364 | 76887364 | 7290843 | 2020
Vintage1984 | hard coal | TRUE | 6455.628.FL.ST | 628 | N | . | Crystal River | Duke Energy Florida, LLC | 6455 | FL | SAT | SERC |  | 22 | 1 | Electric Utility | ST | BIT | COL | FPC | M | short tons | 0 | 0 | 17493 | 61653 | 140193 | 143523 | 268046 | 296074 | 249991 | 292908 | 32343 | 60238 | 0 | 0 | 17493 | 61653 | 140193 | 143523 | 268046 | 296074 | 249991 | 292908 | 32343 | 60238 | 0 | 0 | 21.642 | 24.504 | 24.16 | 23.422 | 22.244 | 22.282 | 21.947 | 19.6 | 21.5 | 22.2 | 0 | 0 | 378584 | 1510745 | 3387063 | 3361596 | 5962415 | 6597121 | 5486552 | 5740997 | 695375 | 1337284 | 0 | 0 | 378584 | 1510745 | 3387063 | 3361596 | 5962415 | 6597121 | 5486552 | 5740997 | 695375 | 1337284 | 0 | 0 | 33071.975 | 146295.31 | 308541.63 | 301625.12 | 547534.57 | 581952.17 | 484763.96 | 659646.64 | 81875.396 | 120788.76 | 1562462 | 1562462 | 34457732 | 34457732 | 3266095.5 | 2020
Vintage1984 | petroleum | TRUE | 6455.628.FL.ST | 628 | N | . | Crystal River | Duke Energy Florida, LLC | 6455 | FL | SAT | SERC |  | 22 | 1 | Electric Utility | ST | DFO | DFO | FPC | M | barrels | 0 | 0 | 4052 | 1295 | 8588 | 4354 | 4735 | 3706 | 4437 | 2557 | 348 | 6081 | 0 | 0 | 4052 | 1295 | 8588 | 4354 | 4735 | 3706 | 4437 | 2557 | 348 | 6081 | 0 | 0 | 5.735 | 5.747 | 5.736 | 5.736 | 5.716 | 5.741 | 5.742 | 5.75 | 5.75 | 5.75 | 0 | 0 | 23238 | 7442 | 49261 | 24975 | 27065 | 21276 | 25477 | 14703 | 2001 | 34966 | 0 | 0 | 23238 | 7442 | 49261 | 24975 | 27065 | 21276 | 25477 | 14703 | 2001 | 34966 | 0 | 0 | 2030.025 | 720.693 | 4487.368 | 2240.885 | 2485.43 | 1876.834 | 2251.041 | 1689.362 | 235.604 | 3158.245 | 40153 | 40153 | 230404 | 230404 | 21175.487 | 2020
Vintage1986 | hydro | TRUE | 14328.632.CA.HY | 632 | N | . | Newcastle | Pacific Gas & Electric Co. | 14328 | CA | PACC | WECC |  | 22 | 1 | Electric Utility | HY | WAT | HYC | CISO | A |  | 0 | 0 | 0 | 0 | 0 | 0 | 0 | 0 | 0 | 0 | 0 | 0 | 0 | 0 | 0 | 0 | 0 | 0 | 0 | 0 | 0 | 0 | 0 | 0 | 0 | 0 | 0 | 0 | 0 | 0 | 0 | 0 | 0 | 0 | 0 | 0 | 4907 | 3661 | 3876 | 5689 | 7792 | 7280 | 7697 | 7756 | 5402 | 4443 | 3360 | 2768 | 4907 | 3661 | 3876 | 5689 | 7792 | 7280 | 7697 | 7756 | 5402 | 4443 | 3360 | 2768 | 559.695 | 417.565 | 442.069 | 648.913 | 888.762 | 830.428 | 877.997 | 884.718 | 616.173 | 506.731 | 383.25 | 315.699 | 0 | 0 | 64631 | 64631 | 7372 | 2020
Vintage2009 | petroleum | TRUE | 6455.634.FL.CA | 634 | N | . | P L Bartow | Duke Energy Florida, LLC | 6455 | FL | SAT | SERC |  | 22 | 1 | Electric Utility | CA | DFO | DFO | FPC | M | barrels | 0 | 0 | 0 | 0 | 0 | 0 | 0 | 0 | 0 | 0 | 0 | 0 | 0 | 0 | 0 | 0 | 0 | 0 | 0 | 0 | 0 | 0 | 0 | 0 | 0 | 0 | 0 | 0 | 0 | 0 | 0 | 0 | 0 | 0 | 0 | 0 | 0 | 0 | 0 | 0 | 0 | 0 | 0 | 0 | 0 | 0 | 0 | 0 | 0 | 0 | 0 | 0 | 0 | 0 | 0 | 0 | 0 | 0 | 0 | 0 | 0 | 0 | 0 | 0 | 0 | 0 | 0 | 0 | 0 | 0 | 0 | 0 | 0 | 0 | 0 | 0 | 0 | 2020
Vintage2009 | natural gas combined cycle | TRUE | 6455.634.FL.CA | 634 | N | . | P L Bartow | Duke Energy Florida, LLC | 6455 | FL | SAT | SERC |  | 22 | 1 | Electric Utility | CA | NG | NG | FPC | M | mcf | 69002 | 74867 | 135564 | 91972 | 115497 | 147390 | 97537 | 74611 | 100046 | 134704 | 89273 | 10067 | 69002 | 74867 | 135564 | 91972 | 115497 | 147390 | 97537 | 74611 | 100046 | 134704 | 89273 | 10067 | 1.021 | 1.023 | 1.024 | 1.029 | 1.026 | 1.017 | 1.018 | 1.018 | 1.023 | 1.022 | 1.024 | 1.025 | 70451 | 76589 | 138818 | 94639 | 118500 | 149896 | 99293 | 75954 | 102347 | 137667 | 91416 | 10319 | 70451 | 76589 | 138818 | 94639 | 118500 | 149896 | 99293 | 75954 | 102347 | 137667 | 91416 | 10319 | 202666 | 197892 | 212619 | 165286 | 216745 | 247227 | 256273 | 252291 | 228328 | 245528 | 167811 | 35024 | 1140530 | 1140530 | 1165889 | 1165889 | 2427690 | 2020
Vintage2009 | petroleum | TRUE | 6455.634.FL.CT | 634 | N | . | P L Bartow | Duke Energy Florida, LLC | 6455 | FL | SAT | SERC |  | 22 | 1 | Electric Utility | CT | DFO | DFO | FPC | M | barrels | 0 | 0 | 0 | 0 | 0 | 0 | 0 | 0 | 0 | 0 | 0 | 0 | 0 | 0 | 0 | 0 | 0 | 0 | 0 | 0 | 0 | 0 | 0 | 0 | 0 | 0 | 0 | 0 | 0 | 0 | 0 | 0 | 0 | 0 | 0 | 0 | 0 | 0 | 0 | 0 | 0 | 0 | 0 | 0 | 0 | 0 | 0 | 0 | 0 | 0 | 0 | 0 | 0 | 0 | 0 | 0 | 0 | 0 | 0 | 0 | 0 | 0 | 0 | 0 | 0 | 0 | 0 | 0 | 0 | 0 | 0 | 0 | 0 | 0 | 0 | 0 | 0 | 2020
Vintage2009 | natural gas combined cycle | TRUE | 6455.634.FL.CT | 634 | N | . | P L Bartow | Duke Energy Florida, LLC | 6455 | FL | SAT | SERC |  | 22 | 1 | Electric Utility | CT | NG | NG | FPC | M | mcf | 3898671 | 4115531 | 4478661 | 3147470 | 4118546 | 4608564 | 5056069 | 4870660 | 4325232 | 4686512 | 3598610 | 2638028 | 3898671 | 4115531 | 4478661 | 3147470 | 4118546 | 4608564 | 5056069 | 4870660 | 4325232 | 4686512 | 3598610 | 2638028 | 1.021 | 1.023 | 1.024 | 1.029 | 1.026 | 1.017 | 1.018 | 1.018 | 1.023 | 1.022 | 1.024 | 1.025 | 3980543 | 4210188 | 4586149 | 3238747 | 4225628 | 4686910 | 5147078 | 4958332 | 4424712 | 4789615 | 3684977 | 2703979 | 3980543 | 4210188 | 4586149 | 3238747 | 4225628 | 4686910 | 5147078 | 4958332 | 4424712 | 4789615 | 3684977 | 2703979 | 352548 | 354605 | 390182 | 278401 | 360278 | 406191 | 440021 | 433409 | 384414 | 420620 | 319912 | 233880 | 49542554 | 49542554 | 50636858 | 50636858 | 4374461 | 2020
Vintage2009 | petroleum | TRUE | 6455.634.FL.CT | 634 | N | . | P L Bartow | Duke Energy Florida, LLC | 6455 | FL | SAT | SERC |  | 22 | 1 | Electric Utility | CT | RFO | RFO | FPC | M | barrels | 0 | 0 | 0 | 0 | 0 | 0 | 0 | 0 | 0 | 0 | 0 | 0 | 0 | 0 | 0 | 0 | 0 | 0 | 0 | 0 | 0 | 0 | 0 | 0 | 0 | 0 | 0 | 0 | 0 | 0 | 0 | 0 | 0 | 0 | 0 | 0 | 0 | 0 | 0 | 0 | 0 | 0 | 0 | 0 | 0 | 0 | 0 | 0 | 0 | 0 | 0 | 0 | 0 | 0 | 0 | 0 | 0 | 0 | 0 | 0 | 0 | 0 | 0 | 0 | 0 | 0 | 0 | 0 | 0 | 0 | 0 | 0 | 0 | 0 | 0 | 0 | 0 | 2020
Vintage1972 | petroleum | TRUE | 6455.634.FL.GT | 634 | N | . | P L Bartow | Duke Energy Florida, LLC | 6455 | FL | SAT | SERC |  | 22 | 1 | Electric Utility | GT | DFO | DFO | FPC | M | barrels | 0 | 375 | 109 | 546 | 711 | 711 | 1093 | 383 | 765 | 1367 | 383 | 437 | 0 | 375 | 109 | 546 | 711 | 711 | 1093 | 383 | 765 | 1367 | 383 | 437 | 0 | 5.712 | 5.712 | 5.712 | 5.712 | 5.712 | 5.712 | 5.712 | 5.712 | 5.75 | 5.75 | 5.75 | 0 | 2142 | 623 | 3119 | 4061 | 4061 | 6243 | 2188 | 4370 | 7860 | 2202 | 2513 | 0 | 2142 | 623 | 3119 | 4061 | 4061 | 6243 | 2188 | 4370 | 7860 | 2202 | 2513 | 0 | 110.417 | 40.595 | 218.574 | 241.033 | 300.007 | 393.666 | 140.294 | 279.711 | 509.032 | 146.006 | 174.424 | 6880 | 6880 | 39382 | 39382 | 2553.759 | 2020
Vintage1972 | natural gas peaker | TRUE | 6455.634.FL.GT | 634 | N | . | P L Bartow | Duke Energy Florida, LLC | 6455 | FL | SAT | SERC |  | 22 | 1 | Electric Utility | GT | NG | NG | FPC | M | mcf | 3315 | 219 | 10440 | 8414 | 22251 | 35207 | 47149 | 36264 | 16036 | 26857 | 23249 | 26608 | 3315 | 219 | 10440 | 8414 | 22251 | 35207 | 47149 | 36264 | 16036 | 26857 | 23249 | 26608 | 1.027 | 1.026 | 1.026 | 1.025 | 1.023 | 1.022 | 1.024 | 1.025 | 1.03 | 1.028 | 1.027 | 1.029 | 3405 | 225 | 10711 | 8624 | 22763 | 35982 | 48281 | 37171 | 16517 | 27609 | 23877 | 27380 | 3405 | 225 | 10711 | 8624 | 22763 | 35982 | 48281 | 37171 | 16517 | 27609 | 23877 | 27380 | 208 | 11.583 | 698.405 | 604.426 | 1350.967 | 2657.993 | 3044.334 | 2383.706 | 1057.289 | 1787.968 | 1582.994 | 1900.576 | 256009 | 256009 | 262545 | 262545 | 17288.241 | 2020
Vintage1980 | petroleum | TRUE | 6455.638.FL.GT | 638 | N | . | Suwannee River | Duke Energy Florida, LLC | 6455 | FL | SAT | SERC |  | 22 | 1 | Electric Utility | GT | DFO | DFO | FPC | A | barrels | 357 | 275 | 148 | 149 | 260 | 278 | 238 | 203 | 186 | 248 | 125 | 224 | 357 | 275 | 148 | 149 | 260 | 278 | 238 | 203 | 186 | 248 | 125 | 224 | 5.75 | 5.75 | 5.75 | 5.75 | 5.75 | 5.75 | 5.75 | 5.75 | 5.75 | 5.75 | 5.75 | 5.75 | 2053 | 1581 | 851 | 857 | 1495 | 1599 | 1369 | 1167 | 1070 | 1426 | 719 | 1288 | 2053 | 1581 | 851 | 857 | 1495 | 1599 | 1369 | 1167 | 1070 | 1426 | 719 | 1288 | 142.296 | 110.241 | 59.386 | 59.76 | 104.194 | 111.307 | 95.395 | 81.356 | 74.624 | 99.074 | 50.001 | 89.538 | 2691 | 2691 | 15475 | 15475 | 1077.172 | 2020
Vintage1980 | natural gas peaker | TRUE | 6455.638.FL.GT | 638 | N | . | Suwannee River | Duke Energy Florida, LLC | 6455 | FL | SAT | SERC |  | 22 | 1 | Electric Utility | GT | NG | NG | FPC | A | mcf | 58568 | 57880 | 66108 | 64939 | 65471 | 75053 | 80963 | 81587 | 73224 | 71651 | 59217 | 54082 | 58568 | 57880 | 66108 | 64939 | 65471 | 75053 | 80963 | 81587 | 73224 | 71651 | 59217 | 54082 | 1.027 | 1.027 | 1.027 | 1.027 | 1.027 | 1.027 | 1.027 | 1.027 | 1.027 | 1.027 | 1.027 | 1.027 | 60149 | 59443 | 67893 | 66692 | 67239 | 77079 | 83149 | 83790 | 75201 | 73586 | 60816 | 55542 | 60149 | 59443 | 67893 | 66692 | 67239 | 77079 | 83149 | 83790 | 75201 | 73586 | 60816 | 55542 | 4187.296 | 4138.102 | 4726.39 | 4642.778 | 4680.798 | 5365.9 | 5788.425 | 5833.054 | 5235.123 | 5122.679 | 4233.71 | 3866.573 | 808743 | 808743 | 830579 | 830579 | 57820.828 | 2020
Vintage1980 | petroleum | TRUE | 6455.638.FL.GT | 638 | N | . | Suwannee River | Duke Energy Florida, LLC | 6455 | FL | SAT | SERC |  | 22 | 1 | Electric Utility | GT | RFO | RFO | FPC | A | barrels | 0 | 0 | 0 | 0 | 0 | 0 | 0 | 0 | 0 | 0 | 0 | 0 | 0 | 0 | 0 | 0 | 0 | 0 | 0 | 0 | 0 | 0 | 0 | 0 | 0 | 0 | 0 | 0 | 0 | 0 | 0 | 0 | 0 | 0 | 0 | 0 | 0 | 0 | 0 | 0 | 0 | 0 | 0 | 0 | 0 | 0 | 0 | 0 | 0 | 0 | 0 | 0 | 0 | 0 | 0 | 0 | 0 | 0 | 0 | 0 | 0 | 0 | 0 | 0 | 0 | 0 | 0 | 0 | 0 | 0 | 0 | 0 | 0 | 0 | 0 | 0 | 0 | 2020
Vintage1973 | hard coal | TRUE | 7801.641.FL.ST | 641 | N | . | Crist | Gulf Power Co | 7801 | FL | SAT | SERC |  | 22 | 1 | Electric Utility | ST | BIT | COL | SOCO | M | short tons | 67217 | 100667 | 45271 | 11842 | 45445 | 23660 | 74940 | 5293 | 1137 | 0 | 0 | 0 | 67217 | 100667 | 45271 | 11842 | 45445 | 23660 | 74940 | 5293 | 1137 | 0 | 0 | 0 | 22.728 | 22.929 | 22.7 | 22.592 | 23.153 | 22.108 | 22.124 | 21.706 | 23 | 0 | 0 | 0 | 1527708 | 2308194 | 1027652 | 267534 | 1052188 | 523075 | 1657973 | 114890 | 26151 | 0 | 0 | 0 | 1527708 | 2308194 | 1027652 | 267534 | 1052188 | 523075 | 1657973 | 114890 | 26151 | 0 | 0 | 0 | 139718.19 | 202786.54 | 91568.189 | 10661.856 | 75415.561 | 35568.783 | 142575.44 | 8911.731 | 2241.268 | 0 | 0 | 0 | 375472 | 375472 | 8505365 | 8505365 | 709447.55 | 2020
Vintage1973 | petroleum | TRUE | 7801.641.FL.ST | 641 | N | . | Crist | Gulf Power Co | 7801 | FL | SAT | SERC |  | 22 | 1 | Electric Utility | ST | DFO | DFO | SOCO | M | barrels | 302 | 685 | 188 | 571 | 168 | 0 | 0 | 0 | 0 | 0 | 67 | 7 | 302 | 685 | 188 | 571 | 168 | 0 | 0 | 0 | 0 | 0 | 67 | 7 | 5.817 | 5.817 | 5.841 | 5.817 | 5.81 | 0 | 0 | 0 | 0 | 0 | 5.817 | 5.817 | 1757 | 3985 | 1098 | 3322 | 976 | 0 | 0 | 0 | 0 | 0 | 390 | 41 | 1757 | 3985 | 1098 | 3322 | 976 | 0 | 0 | 0 | 0 | 0 | 390 | 41 | 160.664 | 350.071 | 97.846 | 132.37 | 69.961 | 0 | 0 | 0 | 0 | 0 | 31.653 | 2.203 | 1988 | 1988 | 11569 | 11569 | 844.768 | 2020
Vintage1973 | natural gas steam turbine | TRUE | 7801.641.FL.ST | 641 | N | . | Crist | Gulf Power Co | 7801 | FL | SAT | SERC |  | 22 | 1 | Electric Utility | ST | NG | NG | SOCO | M | mcf | 149561 | 636561 | 35533 | 58298 | 188569 | 323160 | 910346 | 1316711 | 645120 | 0 | 204679 | 353216 | 149561 | 636561 | 35533 | 58298 | 188569 | 323160 | 910346 | 1316711 | 645120 | 0 | 204679 | 353216 | 1.019 | 1.023 | 1.023 | 1.02 | 1.019 | 1.018 | 1.019 | 1.016 | 1.02 | 0 | 1.024 | 1.029 | 152403 | 651202 | 36350 | 59464 | 192152 | 328977 | 927643 | 1337778 | 658022 | 0 | 209591 | 363459 | 152403 | 651202 | 36350 | 59464 | 192152 | 328977 | 927643 | 1337778 | 658022 | 0 | 209591 | 363459 | 13938.15 | 57211.394 | 3238.965 | 2369.774 | 13772.478 | 22370.217 | 79771.556 | 103768.27 | 56395.732 | 0 | 17022.347 | 19659.797 | 4821754 | 4821754 | 4917041 | 4917041 | 389518.68 | 2020
Vintage2002 | natural gas combined cycle | TRUE | 7801.643.FL.CA | 643 | N | . | Lansing Smith | Gulf Power Co | 7801 | FL | SAT | SERC |  | 22 | 1 | Electric Utility | CA | NG | NG | SOCO | M | mcf | 55847 | 79402 | 72619 | 57019 | 65468 | 111234 | 2998498 | 2855940 | 2650420 | 3154998 | 3046919 | 57585 | 55847 | 79402 | 72619 | 57019 | 65468 | 111234 | 2998498 | 2855940 | 2650420 | 3154998 | 3046919 | 57585 | 1.027 | 1.026 | 1.028 | 1.026 | 1.024 | 1.027 | 1.027 | 1.06 | 1.029 | 1.027 | 1.027 | 1.027 | 57355 | 81466 | 74652 | 58501 | 67039 | 114237 | 3079457 | 3027296 | 2727282 | 3240183 | 3129186 | 59140 | 57355 | 81466 | 74652 | 58501 | 67039 | 114237 | 3079457 | 3027296 | 2727282 | 3240183 | 3129186 | 59140 | 159744 | 142408 | 112935 | 134420 | 155961 | 141785 | 145917 | 147942 | 149270 | 147125 | 154865 | 101897 | 15205949 | 15205949 | 15715794 | 15715794 | 1694269 | 2020
Vintage2002 | natural gas combined cycle | TRUE | 7801.643.FL.CT | 643 | N | . | Lansing Smith | Gulf Power Co | 7801 | FL | SAT | SERC |  | 22 | 1 | Electric Utility | CT | NG | NG | SOCO | M | mcf | 3001594 | 2590714 | 2130811 | 2541065 | 2978594 | 2897332 | 118540 | 93962 | 86219 | 93234 | 79570 | 2327696 | 3001594 | 2590714 | 2130811 | 2541065 | 2978594 | 2897332 | 118540 | 93962 | 86219 | 93234 | 79570 | 2327696 | 1.027 | 1.026 | 1.028 | 1.026 | 1.024 | 1.027 | 1.027 | 1.06 | 1.029 | 1.027 | 1.027 | 1.027 | 3082637 | 2658073 | 2190474 | 2607133 | 3050080 | 2975560 | 121741 | 99600 | 88719 | 95751 | 81718 | 2390544 | 3082637 | 2658073 | 2190474 | 2607133 | 3050080 | 2975560 | 121741 | 99600 | 88719 | 95751 | 81718 | 2390544 | 293962 | 257739 | 204463 | 245934 | 287655 | 293364 | 306124 | 307567 | 271937 | 303669 | 284287 | 216487 | 18939331 | 18939331 | 19442030 | 19442030 | 3273188 | 2020
Vintage1971 | petroleum | TRUE | 7801.643.FL.GT | 643 | N | . | Lansing Smith | Gulf Power Co | 7801 | FL | SAT | SERC |  | 22 | 1 | Electric Utility | GT | DFO | DFO | SOCO | M | barrels | 76 | 95 | 0 | 30 | 75 | 33 | 105 | 61 | 0 | 0 | 0 | 101 | 76 | 95 | 0 | 30 | 75 | 33 | 105 | 61 | 0 | 0 | 0 | 101 | 5.812 | 5.817 | 0 | 5.812 | 5.812 | 5.812 | 5.812 | 5.812 | 0 | 0 | 0 | 5.817 | 442 | 553 | 0 | 174 | 436 | 192 | 610 | 355 | 0 | 0 | 0 | 588 | 442 | 553 | 0 | 174 | 436 | 192 | 610 | 355 | 0 | 0 | 0 | 588 | 16 | 34 | -10 | 1 | 17 | 4 | 17 | 0 | 0 | 0 | 0 | 29 | 576 | 576 | 3350 | 3350 | 108 | 2020
Vintage2009 | petroleum | TRUE | 18454.645.FL.GT | 645 | N | . | Big Bend | Tampa Electric Co | 18454 | FL | SAT | SERC |  | 22 | 1 | Electric Utility | GT | DFO | DFO | TEC | M | barrels | 0 | 0 | 0 | 0 | 0 | 0 | 0 | 0 | 0 | 0 | 0 | 0 | 0 | 0 | 0 | 0 | 0 | 0 | 0 | 0 | 0 | 0 | 0 | 0 | 0 | 0 | 0 | 0 | 0 | 0 | 0 | 0 | 0 | 0 | 0 | 0 | 0 | 0 | 0 | 0 | 0 | 0 | 0 | 0 | 0 | 0 | 0 | 0 | 0 | 0 | 0 | 0 | 0 | 0 | 0 | 0 | 0 | 0 | 0 | 0 | 0 | 0 | 0 | 0 | 0 | 0 | 0 | 0 | 0 | 0 | 0 | 0 | 0 | 0 | 0 | 0 | 0 | 2020
Vintage2009 | natural gas peaker | TRUE | 18454.645.FL.GT | 645 | N | . | Big Bend | Tampa Electric Co | 18454 | FL | SAT | SERC |  | 22 | 1 | Electric Utility | GT | NG | NG | TEC | M | mcf | 2625 | 6236 | 2683 | 9362 | 10288 | 7379 | 5545 | 18602 | 16435 | 3263 | 15795 | 15815 | 2625 | 6236 | 2683 | 9362 | 10288 | 7379 | 5545 | 18602 | 16435 | 3263 | 15795 | 15815 | 1.025 | 1.025 | 1.025 | 1.027 | 1.024 | 1.021 | 1.023 | 1.023 | 1.027 | 1.025 | 1.026 | 1.028 | 2691 | 6392 | 2750 | 9615 | 10535 | 7534 | 5673 | 19030 | 16879 | 3345 | 16206 | 16258 | 2691 | 6392 | 2750 | 9615 | 10535 | 7534 | 5673 | 19030 | 16879 | 3345 | 16206 | 16258 | -7 | 264 | 123 | 615 | 712 | 495 | 405 | 1360 | 1307 | 178 | 1154 | 1214 | 114028 | 114028 | 116908 | 116908 | 7820 | 2020
Vintage2017 | solar pv | TRUE | 18454.645.FL.PV | 645 | N | . | Big Bend | Tampa Electric Co | 18454 | FL | SAT | SERC |  | 22 | 1 | Electric Utility | PV | SUN | SUN | TEC | M |  | 0 | 0 | 0 | 0 | 0 | 0 | 0 | 0 | 0 | 0 | 0 | 0 | 0 | 0 | 0 | 0 | 0 | 0 | 0 | 0 | 0 | 0 | 0 | 0 | 0 | 0 | 0 | 0 | 0 | 0 | 0 | 0 | 0 | 0 | 0 | 0 | 21339 | 23960 | 32341 | 30325 | 39785 | 33613 | 34823 | 27993 | 25784 | 25486 | 20751 | 20164 | 21339 | 23960 | 32341 | 30325 | 39785 | 33613 | 34823 | 27993 | 25784 | 25486 | 20751 | 20164 | 2434 | 2733 | 3689 | 3459 | 4538 | 3834 | 3972 | 3193 | 2941 | 2907 | 2367 | 2300 | 0 | 0 | 336364 | 336364 | 38367 | 2020
Vintage1985 | hard coal | TRUE | 18454.645.FL.ST | 645 | N | . | Big Bend | Tampa Electric Co | 18454 | FL | SAT | SERC |  | 22 | 1 | Electric Utility | ST | BIT | COL | TEC | M | short tons | 82330 | 0 | 0 | 0 | 0 | 41559 | 53932 | 43172 | 61374 | 37737 | 95874 | 0 | 82330 | 0 | 0 | 0 | 0 | 41559 | 53932 | 43172 | 61374 | 37737 | 95874 | 0 | 23.085 | 0 | 0 | 0 | 0 | 22.436 | 22.633 | 22.486 | 22.681 | 22.801 | 22.887 | 0 | 1900588 | 0 | 0 | 0 | 0 | 932418 | 1220643 | 970766 | 1392024 | 860441 | 2194268 | 0 | 1900588 | 0 | 0 | 0 | 0 | 932418 | 1220643 | 970766 | 1392024 | 860441 | 2194268 | 0 | 169836.43 | 0 | 0 | 0 | 0 | 74622.327 | 102994.38 | 79269.395 | 118393.94 | 72950.687 | 179940.93 | 0 | 415978 | 415978 | 9471148 | 9471148 | 798008.09 | 2020
Vintage1985 | petroleum | TRUE | 18454.645.FL.ST | 645 | N | . | Big Bend | Tampa Electric Co | 18454 | FL | SAT | SERC |  | 22 | 1 | Electric Utility | ST | DFO | DFO | TEC | M | barrels | 0 | 0 | 0 | 0 | 0 | 0 | 0 | 0 | 0 | 0 | 0 | 0 | 0 | 0 | 0 | 0 | 0 | 0 | 0 | 0 | 0 | 0 | 0 | 0 | 0 | 0 | 0 | 0 | 0 | 0 | 0 | 0 | 0 | 0 | 0 | 0 | 0 | 0 | 0 | 0 | 0 | 0 | 0 | 0 | 0 | 0 | 0 | 0 | 0 | 0 | 0 | 0 | 0 | 0 | 0 | 0 | 0 | 0 | 0 | 0 | 0 | 0 | 0 | 0 | 0 | 0 | 0 | 0 | 0 | 0 | 0 | 0 | 0 | 0 | 0 | 0 | 0 | 2020
Vintage1985 | natural gas steam turbine | TRUE | 18454.645.FL.ST | 645 | N | . | Big Bend | Tampa Electric Co | 18454 | FL | SAT | SERC |  | 22 | 1 | Electric Utility | ST | NG | NG | TEC | M | mcf | 3462932 | 1810830 | 2384829 | 1328 | 196167 | 1662060 | 2136970 | 2297580 | 3338884 | 3705354 | 2075280 | 2163100 | 3462932 | 1810830 | 2384829 | 1328 | 196167 | 1662060 | 2136970 | 2297580 | 3338884 | 3705354 | 2075280 | 2163100 | 1.025 | 1.025 | 1.025 | 1.027 | 1.024 | 1.021 | 1.023 | 1.023 | 1.027 | 1.025 | 1.026 | 1.028 | 3549505 | 1856101 | 2444450 | 1364 | 200875 | 1696963 | 2186120 | 2350424 | 3429034 | 3797988 | 2129237 | 2223667 | 3549505 | 1856101 | 2444450 | 1364 | 200875 | 1696963 | 2186120 | 2350424 | 3429034 | 3797988 | 2129237 | 2223667 | 317183.57 | 163287 | 205082 | 207 | 3481 | 135809.67 | 184458.62 | 191927.61 | 291645.06 | 322004.31 | 174608.07 | 295680 | 25235314 | 25235314 | 25865728 | 25865728 | 2285373.9 | 2020
Vintage1985 | petroleum | TRUE | 18454.645.FL.ST | 645 | N | . | Big Bend | Tampa Electric Co | 18454 | FL | SAT | SERC |  | 22 | 1 | Electric Utility | ST | PC | PC | TEC | M | short tons | 0 | 0 | 0 | 0 | 0 | 0 | 0 | 0 | 0 | 0 | 0 | 0 | 0 | 0 | 0 | 0 | 0 | 0 | 0 | 0 | 0 | 0 | 0 | 0 | 0 | 0 | 0 | 0 | 0 | 0 | 0 | 0 | 0 | 0 | 0 | 0 | 0 | 0 | 0 | 0 | 0 | 0 | 0 | 0 | 0 | 0 | 0 | 0 | 0 | 0 | 0 | 0 | 0 | 0 | 0 | 0 | 0 | 0 | 0 | 0 | 0 | 0 | 0 | 0 | 0 | 0 | 0 | 0 | 0 | 0 | 0 | 0 | 0 | 0 | 0 | 0 | 0 | 2020
Vintage1989 | nuclear | TRUE | 7140.649.GA.ST | 649 | N | 2 | Vogtle | Georgia Power Co | 7140 | GA | SAT | SERC |  | 22 | 1 | Electric Utility | ST | NUC | NUC | SOCO | M |  | 0 | 0 | 0 | 0 | 0 | 0 | 0 | 0 | 0 | 0 | 0 | 0 | 0 | 0 | 0 | 0 | 0 | 0 | 0 | 0 | 0 | 0 | 0 | 0 | 0 | 0 | 0 | 0 | 0 | 0 | 0 | 0 | 0 | 0 | 0 | 0 | 9278452 | 8674549 | 9176311 | 8906460 | 9141370 | 7801506 | 8996129 | 4353435 | 5409638 | 9213906 | 6821276 | 9326211 | 9278452 | 8674549 | 9176311 | 8906460 | 9141370 | 7801506 | 8996129 | 4353435 | 5409638 | 9213906 | 6821276 | 9326211 | 888232 | 830420 | 878454 | 852621 | 875109 | 746843 | 861205 | 416757 | 517868 | 882053 | 653005 | 892804 | 0 | 0 | 97099243 | 97099243 | 9295371 | 2020
Vintage1989 | nuclear | TRUE | 7140.649.GA.ST | 649 | N | 1 | Vogtle | Georgia Power Co | 7140 | GA | SAT | SERC |  | 22 | 1 | Electric Utility | ST | NUC | NUC | SOCO | M |  | 0 | 0 | 0 | 0 | 0 | 0 | 0 | 0 | 0 | 0 | 0 | 0 | 0 | 0 | 0 | 0 | 0 | 0 | 0 | 0 | 0 | 0 | 0 | 0 | 0 | 0 | 0 | 0 | 0 | 0 | 0 | 0 | 0 | 0 | 0 | 0 | 9205685 | 8555037 | 1948457 | 8609241 | 9136909 | 8772783 | 8992211 | 8958367 | 8701907 | 9066388 | 8850010 | 9092117 | 9205685 | 8555037 | 1948457 | 8609241 | 9136909 | 8772783 | 8992211 | 8958367 | 8701907 | 9066388 | 8850010 | 9092117 | 881266 | 818979 | 186527 | 824168 | 874682 | 839824 | 860830 | 857590 | 833039 | 867931 | 847217 | 870394 | 0 | 0 | 99889112 | 99889112 | 9562447 | 2020
Vintage1996 | petroleum | TRUE | 6909.663.FL.GT | 663 | N | . | Deerhaven Generating Station | Gainesville Regional Utilities | 6909 | FL | SAT | SERC |  | 22 | 1 | Electric Utility | GT | DFO | DFO | GVL | M | barrels | 0 | 0 | 0 | 0 | 0 | 0 | 0 | 0 | 0 | 0 | 0 | 0 | 0 | 0 | 0 | 0 | 0 | 0 | 0 | 0 | 0 | 0 | 0 | 0 | 0 | 0 | 0 | 0 | 0 | 0 | 0 | 0 | 0 | 0 | 0 | 0 | 0 | 0 | 0 | 0 | 0 | 0 | 0 | 0 | 0 | 0 | 0 | 0 | 0 | 0 | 0 | 0 | 0 | 0 | 0 | 0 | 0 | 0 | 0 | 0 | 0 | 0 | 0 | 0 | 0 | 0 | 0 | 0 | 0 | 0 | 0 | 0 | 0 | 0 | 0 | 0 | 0 | 2020
Vintage1996 | natural gas peaker | TRUE | 6909.663.FL.GT | 663 | N | . | Deerhaven Generating Station | Gainesville Regional Utilities | 6909 | FL | SAT | SERC |  | 22 | 1 | Electric Utility | GT | NG | NG | GVL | M | mcf | 0 | 2485 | 4320 | 9282 | 5669 | 4634 | 2324 | 395 | 6647 | 0 | 305 | 0 | 0 | 2485 | 4320 | 9282 | 5669 | 4634 | 2324 | 395 | 6647 | 0 | 305 | 0 | 0 | 1.025 | 1.027 | 1.025 | 1.024 | 1.022 | 1.024 | 1.025 | 1.029 | 0 | 1.027 | 0 | 0 | 2547 | 4437 | 9514 | 5805 | 4736 | 2380 | 405 | 6840 | 0 | 313 | 0 | 0 | 2547 | 4437 | 9514 | 5805 | 4736 | 2380 | 405 | 6840 | 0 | 313 | 0 | 0 | 100 | 228 | 625 | 221 | 171 | 90 | 10 | 414 | 0 | 10 | 0 | 36061 | 36061 | 36977 | 36977 | 1869 | 2020
Vintage1981 | hard coal | TRUE | 6909.663.FL.ST | 663 | N | . | Deerhaven Generating Station | Gainesville Regional Utilities | 6909 | FL | SAT | SERC |  | 22 | 1 | Electric Utility | ST | BIT | COL | GVL | M | short tons | 9642 | 0 | 0 | 100 | 12033 | 12317 | 14061 | 14051 | 12737 | 13982 | 14797 | 11812 | 9642 | 0 | 0 | 100 | 12033 | 12317 | 14061 | 14051 | 12737 | 13982 | 14797 | 11812 | 25.328 | 0 | 0 | 25.328 | 25.33 | 25.33 | 25.33 | 25.33 | 25.33 | 25.206 | 25.206 | 25.206 | 244213 | 0 | 0 | 2533 | 304796 | 311990 | 356165 | 355912 | 322628 | 352430 | 372973 | 297733 | 244213 | 0 | 0 | 2533 | 304796 | 311990 | 356165 | 355912 | 322628 | 352430 | 372973 | 297733 | 17565.337 | 0 | 0 | 196.091 | 22935.121 | 23235.889 | 27883.152 | 26502.026 | 24285.098 | 27278.177 | 28705.817 | 22501.971 | 115532 | 115532 | 2921373 | 2921373 | 221088.68 | 2020
Vintage1981 | natural gas steam turbine | TRUE | 6909.663.FL.ST | 663 | N | . | Deerhaven Generating Station | Gainesville Regional Utilities | 6909 | FL | SAT | SERC |  | 22 | 1 | Electric Utility | ST | NG | NG | GVL | M | mcf | 325114 | 259985 | 316860 | 284741 | 516069 | 353966 | 599192 | 611774 | 588723 | 623622 | 481880 | 445870 | 325114 | 259985 | 316860 | 284741 | 516069 | 353966 | 599192 | 611774 | 588723 | 623622 | 481880 | 445870 | 1.027 | 1.025 | 1.027 | 1.025 | 1.024 | 1.022 | 1.024 | 1.025 | 1.029 | 1.027 | 1.027 | 1.029 | 333892 | 266485 | 325415 | 291860 | 528455 | 361753 | 613573 | 627068 | 605796 | 640460 | 494891 | 458800 | 333892 | 266485 | 325415 | 291860 | 528455 | 361753 | 613573 | 627068 | 605796 | 640460 | 494891 | 458800 | 24015.663 | 20710 | 26824 | 22595.909 | 39764.879 | 26942.111 | 48034.848 | 46692.974 | 45599.902 | 49571.72 | 38089.183 | 34675.029 | 5407796 | 5407796 | 5548448 | 5548448 | 423516.22 | 2020
Vintage1981 | petroleum | TRUE | 6909.663.FL.ST | 663 | N | . | Deerhaven Generating Station | Gainesville Regional Utilities | 6909 | FL | SAT | SERC |  | 22 | 1 | Electric Utility | ST | RFO | RFO | GVL | M | barrels | 0 | 0 | 0 | 0 | 0 | 0 | 0 | 0 | 0 | 29 | 0 | 0 | 0 | 0 | 0 | 0 | 0 | 0 | 0 | 0 | 0 | 29 | 0 | 0 | 0 | 0 | 0 | 0 | 0 | 0 | 0 | 0 | 0 | 6.283 | 0 | 0 | 0 | 0 | 0 | 0 | 0 | 0 | 0 | 0 | 0 | 182 | 0 | 0 | 0 | 0 | 0 | 0 | 0 | 0 | 0 | 0 | 0 | 182 | 0 | 0 | 0 | 0 | 0 | 0 | 0 | 0 | 0 | 0 | 0 | 14.103 | 0 | 0 | 29 | 29 | 182 | 182 | 14.103 | 2020
Vintage1965 | petroleum | TRUE | 6909.664.FL.CA | 664 | N | . | John R Kelly | Gainesville Regional Utilities | 6909 | FL | SAT | SERC |  | 22 | 1 | Electric Utility | CA | DFO | DFO | GVL | AM | barrels | 0 | 0 | 0 | 0 | 0 | 0 | 0 | 0 | 0 | 0 | 0 | 0 | 0 | 0 | 0 | 0 | 0 | 0 | 0 | 0 | 0 | 0 | 0 | 0 | 0 | 0 | 0 | 0 | 0 | 0 | 0 | 0 | 0 | 0 | 0 | 0 | 0 | 0 | 0 | 0 | 0 | 0 | 0 | 0 | 0 | 0 | 0 | 0 | 0 | 0 | 0 | 0 | 0 | 0 | 0 | 0 | 0 | 0 | 0 | 0 | 0 | 0 | 0 | 0 | 0 | 0 | 0 | 0 | 0 | 0 | 0 | 0 | 0 | 0 | 0 | 0 | 0 | 2020
Vintage1965 | natural gas combined cycle | TRUE | 6909.664.FL.CA | 664 | N | . | John R Kelly | Gainesville Regional Utilities | 6909 | FL | SAT | SERC |  | 22 | 1 | Electric Utility | CA | NG | NG | GVL | AM | mcf | 0 | 0 | 0 | 0 | 0 | 0 | 0 | 0 | 0 | 0 | 0 | 0 | 0 | 0 | 0 | 0 | 0 | 0 | 0 | 0 | 0 | 0 | 0 | 0 | 0 | 0 | 0 | 0 | 0 | 0 | 0 | 0 | 0 | 0 | 0 | 0 | 0 | 0 | 0 | 0 | 0 | 0 | 0 | 0 | 0 | 0 | 0 | 0 | 0 | 0 | 0 | 0 | 0 | 0 | 0 | 0 | 0 | 0 | 0 | 0 | 18926 | 21448 | 25343 | 24096 | 15097 | 24617 | 25406 | 25310 | 24568 | 23472 | 8398 | 22801 | 0 | 0 | 0 | 0 | 259482 | 2020
Vintage2001 | petroleum | TRUE | 6909.664.FL.CT | 664 | N | . | John R Kelly | Gainesville Regional Utilities | 6909 | FL | SAT | SERC |  | 22 | 1 | Electric Utility | CT | DFO | DFO | GVL | AM | barrels | 0 | 0 | 0 | 0 | 0 | 0 | 0 | 0 | 0 | 0 | 0 | 0 | 0 | 0 | 0 | 0 | 0 | 0 | 0 | 0 | 0 | 0 | 0 | 0 | 0 | 0 | 0 | 0 | 0 | 0 | 0 | 0 | 0 | 0 | 0 | 0 | 0 | 0 | 0 | 0 | 0 | 0 | 0 | 0 | 0 | 0 | 0 | 0 | 0 | 0 | 0 | 0 | 0 | 0 | 0 | 0 | 0 | 0 | 0 | 0 | 0 | 0 | 0 | 0 | 0 | 0 | 0 | 0 | 0 | 0 | 0 | 0 | 0 | 0 | 0 | 0 | 0 | 2020
Vintage2001 | natural gas combined cycle | TRUE | 6909.664.FL.CT | 664 | N | . | John R Kelly | Gainesville Regional Utilities | 6909 | FL | SAT | SERC |  | 22 | 1 | Electric Utility | CT | NG | NG | GVL | AM | mcf | 489957 | 588263 | 667784 | 606350 | 415011 | 612559 | 632758 | 635772 | 609391 | 634048 | 384650 | 568716 | 489957 | 588263 | 667784 | 606350 | 415011 | 612559 | 632758 | 635772 | 609391 | 634048 | 384650 | 568716 | 1.028 | 1.026 | 1.028 | 1.026 | 1.024 | 1.023 | 1.025 | 1.026 | 1.03 | 1.029 | 1.027 | 1.03 | 503676 | 603558 | 686482 | 622115 | 424971 | 626648 | 648577 | 652302 | 627673 | 652435 | 395036 | 585777 | 503676 | 603558 | 686482 | 622115 | 424971 | 626648 | 648577 | 652302 | 627673 | 652435 | 395036 | 585777 | 39031 | 46533 | 54378 | 49786 | 33930 | 50057 | 51573 | 51736 | 49509 | 51187 | 31539 | 47254 | 6845259 | 6845259 | 7029250 | 7029250 | 556513 | 2020
Vintage2001 | petroleum | TRUE | 6909.664.FL.CT | 664 | N | . | John R Kelly | Gainesville Regional Utilities | 6909 | FL | SAT | SERC |  | 22 | 1 | Electric Utility | CT | RFO | RFO | GVL | A | barrels | 0 | 0 | 0 | 0 | 0 | 0 | 0 | 0 | 0 | 0 | 0 | 0 | 0 | 0 | 0 | 0 | 0 | 0 | 0 | 0 | 0 | 0 | 0 | 0 | 0 | 0 | 0 | 0 | 0 | 0 | 0 | 0 | 0 | 0 | 0 | 0 | 0 | 0 | 0 | 0 | 0 | 0 | 0 | 0 | 0 | 0 | 0 | 0 | 0 | 0 | 0 | 0 | 0 | 0 | 0 | 0 | 0 | 0 | 0 | 0 | 0 | 0 | 0 | 0 | 0 | 0 | 0 | 0 | 0 | 0 | 0 | 0 | 0 | 0 | 0 | 0 | 0 | 2020
Vintage2013 | petroleum | TRUE | 8795.665.FL.IC | 665 | N | . | G W Ivey | City of Homestead - (FL) | 8795 | FL | SAT | SERC |  | 22 | 1 | Electric Utility | IC | DFO | DFO | HST | A | barrels | 26 | 22 | 12 | 12 | 21 | 22 | 19 | 16 | 15 | 20 | 10 | 18 | 26 | 22 | 12 | 12 | 21 | 22 | 19 | 16 | 15 | 20 | 10 | 18 | 5.77 | 5.77 | 5.77 | 5.77 | 5.77 | 5.77 | 5.77 | 5.77 | 5.77 | 5.77 | 5.77 | 5.77 | 150 | 127 | 69 | 69 | 121 | 127 | 110 | 92 | 87 | 115 | 58 | 104 | 150 | 127 | 69 | 69 | 121 | 127 | 110 | 92 | 87 | 115 | 58 | 104 | -8.496 | -6.583 | -3.546 | -3.569 | -6.222 | -6.647 | -5.697 | -4.858 | -4.456 | -5.916 | -2.986 | -5.347 | 213 | 213 | 1229 | 1229 | -64.323 | 2020
Vintage2013 | natural gas peaker | TRUE | 8795.665.FL.IC | 665 | N | . | G W Ivey | City of Homestead - (FL) | 8795 | FL | SAT | SERC |  | 22 | 1 | Electric Utility | IC | NG | NG | HST | A | mcf | 411 | 407 | 465 | 457 | 461 | 528 | 570 | 574 | 515 | 504 | 417 | 380 | 411 | 407 | 465 | 457 | 461 | 528 | 570 | 574 | 515 | 504 | 417 | 380 | 1.03 | 1.03 | 1.03 | 1.03 | 1.03 | 1.03 | 1.03 | 1.03 | 1.03 | 1.03 | 1.03 | 1.03 | 423 | 419 | 479 | 471 | 475 | 544 | 587 | 591 | 530 | 519 | 430 | 391 | 423 | 419 | 479 | 471 | 475 | 544 | 587 | 591 | 530 | 519 | 430 | 391 | -22.21 | -21.948 | -25.068 | -24.625 | -24.827 | -28.46 | -30.701 | -30.938 | -27.767 | -27.17 | -22.455 | -20.508 | 5689 | 5689 | 5859 | 5859 | -306.677 | 2020
Vintage2009 | petroleum | TRUE | 9617.666.FL.GT | 666 | N | . | J D Kennedy | JEA | 9617 | FL | SAT | SERC |  | 22 | 1 | Electric Utility | GT | DFO | DFO | JEA | A | barrels | 60 | 47 | 25 | 25 | 44 | 47 | 40 | 34 | 32 | 42 | 21 | 38 | 60 | 47 | 25 | 25 | 44 | 47 | 40 | 34 | 32 | 42 | 21 | 38 | 5.807 | 5.807 | 5.807 | 5.807 | 5.807 | 5.807 | 5.807 | 5.807 | 5.807 | 5.807 | 5.807 | 5.807 | 348 | 273 | 145 | 145 | 256 | 273 | 232 | 197 | 186 | 244 | 122 | 221 | 348 | 273 | 145 | 145 | 256 | 273 | 232 | 197 | 186 | 244 | 122 | 221 | 30.322 | 23.492 | 12.655 | 12.735 | 22.204 | 23.72 | 20.329 | 17.337 | 15.902 | 21.113 | 10.655 | 19.081 | 455 | 455 | 2642 | 2642 | 229.545 | 2020
Vintage2009 | natural gas peaker | TRUE | 9617.666.FL.GT | 666 | N | . | J D Kennedy | JEA | 9617 | FL | SAT | SERC |  | 22 | 1 | Electric Utility | GT | NG | NG | JEA | A | mcf | 97805 | 96656 | 110397 | 108444 | 109332 | 125334 | 135204 | 136246 | 122280 | 119653 | 98889 | 90314 | 97805 | 96656 | 110397 | 108444 | 109332 | 125334 | 135204 | 136246 | 122280 | 119653 | 98889 | 90314 | 1.047 | 1.047 | 1.047 | 1.047 | 1.047 | 1.047 | 1.047 | 1.047 | 1.047 | 1.047 | 1.047 | 1.047 | 102402 | 101199 | 115586 | 113541 | 114471 | 131225 | 141559 | 142650 | 128027 | 125277 | 103537 | 94559 | 102402 | 101199 | 115586 | 113541 | 114471 | 131225 | 141559 | 142650 | 128027 | 125277 | 103537 | 94559 | 8896.35 | 8791.834 | 10041.714 | 9864.073 | 9944.85 | 11400.422 | 12298.12 | 12392.939 | 11122.573 | 10883.672 | 8994.965 | 8214.943 | 1350554 | 1350554 | 1414033 | 1414033 | 122846.46 | 2020
Vintage1975 | petroleum | TRUE | 9617.667.FL.GT | 667 | N | . | Northside Generating Station | JEA | 9617 | FL | SAT | SERC |  | 22 | 1 | Electric Utility | GT | DFO | DFO | JEA | M | barrels | 525 | 726 | 804 | 300 | 1509 | 522 | 1746 | 408 | 216 | 309 | 231 | 279 | 525 | 726 | 804 | 300 | 1509 | 522 | 1746 | 408 | 216 | 309 | 231 | 279 | 5.801 | 5.801 | 5.801 | 5.781 | 5.781 | 5.781 | 5.777 | 5.777 | 5.777 | 5.798 | 5.798 | 5.798 | 3046 | 4212 | 4664 | 1734 | 8724 | 3018 | 10087 | 2357 | 1248 | 1792 | 1339 | 1618 | 3046 | 4212 | 4664 | 1734 | 8724 | 3018 | 10087 | 2357 | 1248 | 1792 | 1339 | 1618 | 163 | 230 | 258 | 91 | 493 | 165 | 573 | 127 | 64 | 94 | 67 | 85 | 7575 | 7575 | 43839 | 43839 | 2410 | 2020
Vintage1977 | hard coal | TRUE | 9617.667.FL.ST | 667 | N | . | Northside Generating Station | JEA | 9617 | FL | SAT | SERC |  | 22 | 1 | Electric Utility | ST | BIT | COL | JEA | M | short tons | 31463 | 32268 | 20601 | 21141 | 21703 | 46442 | 52475 | 46463 | 30495 | 25466 | 25475 | 30812 | 31463 | 32268 | 20601 | 21141 | 21703 | 46442 | 52475 | 46463 | 30495 | 25466 | 25475 | 30812 | 21.667 | 21.661 | 21.646 | 21.848 | 21.748 | 22.113 | 22.306 | 22.038 | 21.817 | 21.706 | 21.376 | 21.197 | 681709 | 698957 | 445929 | 461889 | 471997 | 1026972 | 1170507 | 1023952 | 665309 | 552765 | 544554 | 653122 | 681709 | 698957 | 445929 | 461889 | 471997 | 1026972 | 1170507 | 1023952 | 665309 | 552765 | 544554 | 653122 | 66182.641 | 70103.084 | 42824.744 | 44107.386 | 43995.512 | 99998.191 | 114717.58 | 102143.83 | 62288.116 | 50920.615 | 48010.129 | 59592.398 | 384804 | 384804 | 8397662 | 8397662 | 804884.22 | 2020
Vintage1977 | biomass | TRUE | 9617.667.FL.ST | 667 | N | . | Northside Generating Station | JEA | 9617 | FL | SAT | SERC |  | 22 | 1 | Electric Utility | ST | LFG | MLG | JEA | M | mcf | 0 | 0 | 0 | 0 | 0 | 0 | 0 | 0 | 0 | 0 | 0 | 0 | 0 | 0 | 0 | 0 | 0 | 0 | 0 | 0 | 0 | 0 | 0 | 0 | 0 | 0 | 0 | 0 | 0 | 0 | 0 | 0 | 0 | 0 | 0 | 0 | 0 | 0 | 0 | 0 | 0 | 0 | 0 | 0 | 0 | 0 | 0 | 0 | 0 | 0 | 0 | 0 | 0 | 0 | 0 | 0 | 0 | 0 | 0 | 0 | 0 | 0 | 0 | 0 | 0 | 0 | 0 | 0 | 0 | 0 | 0 | 0 | 0 | 0 | 0 | 0 | 0 | 2020
Vintage1977 | natural gas steam turbine | TRUE | 9617.667.FL.ST | 667 | N | . | Northside Generating Station | JEA | 9617 | FL | SAT | SERC |  | 22 | 1 | Electric Utility | ST | NG | NG | JEA | M | mcf | 1914373 | 1327911 | 2281740 | 1973033 | 2314996 | 1891811 | 2102519 | 2355405 | 2513583 | 2119179 | 1593092 | 1324184 | 1914373 | 1327911 | 2281740 | 1973033 | 2314996 | 1891811 | 2102519 | 2355405 | 2513583 | 2119179 | 1593092 | 1324184 | 1.046 | 1.045 | 1.047 | 1.047 | 1.045 | 1.045 | 1.047 | 1.049 | 1.051 | 1.048 | 1.047 | 1.048 | 2002434 | 1387667 | 2388982 | 2065766 | 2419171 | 1976942 | 2201337 | 2470820 | 2641776 | 2220900 | 1667967 | 1387745 | 2002434 | 1387667 | 2388982 | 2065766 | 2419171 | 1976942 | 2201337 | 2470820 | 2641776 | 2220900 | 1667967 | 1387745 | 194403.21 | 139178.4 | 229425.49 | 197267.31 | 225494.43 | 192498.61 | 215745.84 | 246475.51 | 247330.39 | 204588.88 | 147055 | 126621.13 | 23711826 | 23711826 | 24831507 | 24831507 | 2366084.2 | 2020
Vintage1977 | petroleum | TRUE | 9617.667.FL.ST | 667 | N | . | Northside Generating Station | JEA | 9617 | FL | SAT | SERC |  | 22 | 1 | Electric Utility | ST | PC | PC | JEA | M | short tons | 61314 | 58769 | 29954 | 28744 | 29609 | 63287 | 71442 | 60749 | 33776 | 35622 | 34254 | 36822 | 61314 | 58769 | 29954 | 28744 | 29609 | 63287 | 71442 | 60749 | 33776 | 35622 | 34254 | 36822 | 28.378 | 28.103 | 27.966 | 27.898 | 28.067 | 28.202 | 28.173 | 28.133 | 28.116 | 28.102 | 28.077 | 27.992 | 1739969 | 1651585 | 837694 | 801900 | 831036 | 1784820 | 2012735 | 1709052 | 949646 | 1001049 | 961750 | 1030721 | 1739969 | 1651585 | 837694 | 801900 | 831036 | 1784820 | 2012735 | 1709052 | 949646 | 1001049 | 961750 | 1030721 | 168922.15 | 165648.52 | 80447.769 | 76576.3 | 77462.056 | 173791.28 | 197261.58 | 170485.67 | 88908.499 | 92216.501 | 84791.875 | 94045.469 | 544342 | 544342 | 15311957 | 15311957 | 1470557.7 | 2020
Vintage1977 | petroleum | TRUE | 9617.667.FL.ST | 667 | N | . | Northside Generating Station | JEA | 9617 | FL | SAT | SERC |  | 22 | 1 | Electric Utility | ST | RFO | RFO | JEA | M | barrels | 0 | 0 | 0 | 0 | 0 | 1846 | 0 | 0 | 0 | 0 | 0 | 0 | 0 | 0 | 0 | 0 | 0 | 1846 | 0 | 0 | 0 | 0 | 0 | 0 | 0 | 0 | 0 | 0 | 0 | 6.364 | 0 | 0 | 0 | 0 | 0 | 0 | 0 | 0 | 0 | 0 | 0 | 11748 | 0 | 0 | 0 | 0 | 0 | 0 | 0 | 0 | 0 | 0 | 0 | 11748 | 0 | 0 | 0 | 0 | 0 | 0 | 0 | 0 | 0 | 0 | 0 | 1143.919 | 0 | 0 | 0 | 0 | 0 | 0 | 1846 | 1846 | 11748 | 11748 | 1143.919 | 2020
Vintage1978 | petroleum | TRUE | 10620.673.FL.CA | 673 | N | . | Tom G Smith | City of Lake Worth - (FL) | 10620 | FL | SAT | SERC |  | 22 | 1 | Electric Utility | CA | DFO | DFO | FMPP | AM | barrels | 0 | 0 | 0 | 0 | 0 | 0 | 0 | 0 | 0 | 0 | 0 | 0 | 0 | 0 | 0 | 0 | 0 | 0 | 0 | 0 | 0 | 0 | 0 | 0 | 0 | 0 | 0 | 0 | 0 | 0 | 0 | 0 | 0 | 0 | 0 | 0 | 0 | 0 | 0 | 0 | 0 | 0 | 0 | 0 | 0 | 0 | 0 | 0 | 0 | 0 | 0 | 0 | 0 | 0 | 0 | 0 | 0 | 0 | 0 | 0 | 0 | 0 | 0 | 0 | 0 | 0 | 0 | 0 | -23.22 | 0 | 0 | 0 | 0 | 0 | 0 | 0 | -23.22 | 2020
Vintage1978 | natural gas combined cycle | TRUE | 10620.673.FL.CA | 673 | N | . | Tom G Smith | City of Lake Worth - (FL) | 10620 | FL | SAT | SERC |  | 22 | 1 | Electric Utility | CA | NG | NG | FMPP | AM | mcf | 0 | 0 | 0 | 0 | 0 | 0 | 0 | 0 | 0 | 0 | 0 | 0 | 0 | 0 | 0 | 0 | 0 | 0 | 0 | 0 | 0 | 0 | 0 | 0 | 0 | 0 | 0 | 0 | 0 | 0 | 0 | 0 | 0 | 0 | 0 | 0 | 0 | 0 | 0 | 0 | 0 | 0 | 0 | 0 | 0 | 0 | 0 | 0 | 0 | 0 | 0 | 0 | 0 | 0 | 0 | 0 | 0 | 0 | 0 | 0 | -47 | -64 | -31 | 140 | -44 | 29 | -44 | -611 | -8.78 | 1723 | -55 | 28 | 0 | 0 | 0 | 0 | 1015.22 | 2020
Vintage1978 | petroleum | TRUE | 10620.673.FL.CT | 673 | N | . | Tom G Smith | City of Lake Worth - (FL) | 10620 | FL | SAT | SERC |  | 22 | 1 | Electric Utility | CT | DFO | DFO | FMPP | AM | barrels | 0 | 0 | 0 | 0 | 0 | 0 | 0 | 0 | 247 | 0 | 0 | 0 | 0 | 0 | 0 | 0 | 0 | 0 | 0 | 0 | 247 | 0 | 0 | 0 | 0 | 0 | 0 | 0 | 0 | 0 | 0 | 0 | 5.79 | 0 | 0 | 0 | 0 | 0 | 0 | 0 | 0 | 0 | 0 | 0 | 1430 | 0 | 0 | 0 | 0 | 0 | 0 | 0 | 0 | 0 | 0 | 0 | 1430 | 0 | 0 | 0 | -0.003 | -0.002 | -0.002 | 0 | -0.002 | 0 | 0 | 0 | 140.045 | 0 | 0 | 0 | 247 | 247 | 1430 | 1430 | 140.036 | 2020
Vintage1978 | natural gas combined cycle | TRUE | 10620.673.FL.CT | 673 | N | . | Tom G Smith | City of Lake Worth - (FL) | 10620 | FL | SAT | SERC |  | 22 | 1 | Electric Utility | CT | NG | NG | FMPP | AM | mcf | 0 | 0 | 0 | 8302 | 0 | 5006 | 1387 | 2076 | 524 | 72490 | 1881 | 7311 | 0 | 0 | 0 | 8302 | 0 | 5006 | 1387 | 2076 | 524 | 72490 | 1881 | 7311 | 0 | 0 | 0 | 1.028 | 0 | 1.023 | 1.028 | 1.027 | 1.032 | 1.031 | 1.027 | 1.03 | 0 | 0 | 0 | 8534 | 0 | 5121 | 1426 | 2132 | 541 | 74737 | 1932 | 7530 | 0 | 0 | 0 | 8534 | 0 | 5121 | 1426 | 2132 | 541 | 74737 | 1932 | 7530 | -10.997 | -8.998 | -9.998 | 484 | -9.998 | 320 | 75 | 131 | 52.955 | 4196 | 49 | 429 | 98977 | 98977 | 101953 | 101953 | 5696.964 | 2020
Vintage1976 | petroleum | TRUE | 10620.673.FL.GT | 673 | N | . | Tom G Smith | City of Lake Worth - (FL) | 10620 | FL | SAT | SERC |  | 22 | 1 | Electric Utility | GT | DFO | DFO | FMPP | A | barrels | 10 | 8 | 5 | 5 | 8 | 8 | 7 | 6 | 6 | 8 | 4 | 7 | 10 | 8 | 5 | 5 | 8 | 8 | 7 | 6 | 6 | 8 | 4 | 7 | 5.79 | 5.79 | 5.79 | 5.79 | 5.79 | 5.79 | 5.79 | 5.79 | 5.79 | 5.79 | 5.79 | 5.79 | 58 | 46 | 29 | 29 | 46 | 46 | 41 | 35 | 35 | 46 | 23 | 41 | 58 | 46 | 29 | 29 | 46 | 46 | 41 | 35 | 35 | 46 | 23 | 41 | -12.417 | -9.62 | -5.182 | -5.215 | -9.093 | -9.713 | -8.325 | -7.1 | -6.512 | -8.646 | -4.363 | -7.814 | 82 | 82 | 475 | 475 | -94 | 2020
Vintage1965 | petroleum | TRUE | 10620.673.FL.IC | 673 | N | . | Tom G Smith | City of Lake Worth - (FL) | 10620 | FL | SAT | SERC |  | 22 | 1 | Electric Utility | IC | DFO | DFO | FMPP | A | barrels | 2 | 2 | 1 | 1 | 2 | 2 | 2 | 2 | 1 | 2 | 1 | 2 | 2 | 2 | 1 | 1 | 2 | 2 | 2 | 2 | 1 | 2 | 1 | 2 | 5.79 | 5.79 | 5.79 | 5.79 | 5.79 | 5.79 | 5.79 | 5.79 | 5.79 | 5.79 | 5.79 | 5.79 | 12 | 12 | 6 | 6 | 12 | 12 | 12 | 12 | 6 | 12 | 6 | 12 | 12 | 12 | 6 | 6 | 12 | 12 | 12 | 12 | 6 | 12 | 6 | 12 | -5.416 | -4.196 | -2.26 | -2.275 | -3.966 | -4.237 | -3.631 | -3.097 | -2.84 | -3.771 | -1.903 | -3.408 | 20 | 20 | 120 | 120 | -41 | 2020
Vintage1967 | natural gas steam turbine | TRUE | 10620.673.FL.ST | 673 | N | . | Tom G Smith | City of Lake Worth - (FL) | 10620 | FL | SAT | SERC |  | 22 | 1 | Electric Utility | ST | NG | NG | FMPP | AM | mcf | 0 | 0 | 0 | 0 | 0 | 0 | 0 | 0 | 3245 | 0 | 0 | 0 | 0 | 0 | 0 | 0 | 0 | 0 | 0 | 0 | 3245 | 0 | 0 | 0 | 0 | 0 | 0 | 0 | 0 | 0 | 0 | 0 | 1.032 | 0 | 0 | 0 | 0 | 0 | 0 | 0 | 0 | 0 | 0 | 0 | 3349 | 0 | 0 | 0 | 0 | 0 | 0 | 0 | 0 | 0 | 0 | 0 | 3349 | 0 | 0 | 0 | 0 | 0 | 0 | 0 | 0 | 0 | 0 | 0 | 140 | 0 | 0 | 0 | 3245 | 3245 | 3349 | 3349 | 140 | 2020
Vintage1967 | petroleum | TRUE | 10620.673.FL.ST | 673 | N | . | Tom G Smith | City of Lake Worth - (FL) | 10620 | FL | SAT | SERC |  | 22 | 1 | Electric Utility | ST | RFO | RFO | FMPP | AM | barrels | 0 | 0 | 0 | 0 | 0 | 0 | 0 | 0 | 0 | 0 | 0 | 0 | 0 | 0 | 0 | 0 | 0 | 0 | 0 | 0 | 0 | 0 | 0 | 0 | 0 | 0 | 0 | 0 | 0 | 0 | 0 | 0 | 0 | 0 | 0 | 0 | 0 | 0 | 0 | 0 | 0 | 0 | 0 | 0 | 0 | 0 | 0 | 0 | 0 | 0 | 0 | 0 | 0 | 0 | 0 | 0 | 0 | 0 | 0 | 0 | 0 | 0 | 0 | 0 | 0 | 0 | 0 | 0 | 0 | 0 | 0 | 0 | 0 | 0 | 0 | 0 | 0 | 2020
Vintage1956 | petroleum | TRUE | 10623.675.FL.CA | 675 | N | . | Larsen Memorial | City of Lakeland - (FL) | 10623 | FL | SAT | SERC |  | 22 | 1 | Electric Utility | CA | DFO | DFO | FMPP | A | barrels | 0 | 0 | 0 | 0 | 0 | 0 | 0 | 0 | 0 | 0 | 0 | 0 | 0 | 0 | 0 | 0 | 0 | 0 | 0 | 0 | 0 | 0 | 0 | 0 | 0 | 0 | 0 | 0 | 0 | 0 | 0 | 0 | 0 | 0 | 0 | 0 | 0 | 0 | 0 | 0 | 0 | 0 | 0 | 0 | 0 | 0 | 0 | 0 | 0 | 0 | 0 | 0 | 0 | 0 | 0 | 0 | 0 | 0 | 0 | 0 | 0 | 0 | 0 | 0 | 0 | 0 | 0 | 0 | 0 | 0 | 0 | 0 | 0 | 0 | 0 | 0 | 0 | 2020
Vintage1956 | natural gas combined cycle | TRUE | 10623.675.FL.CA | 675 | N | . | Larsen Memorial | City of Lakeland - (FL) | 10623 | FL | SAT | SERC |  | 22 | 1 | Electric Utility | CA | NG | NG | FMPP | AM | mcf | 0 | 0 | 0 | 0 | 0 | 0 | 0 | 0 | 0 | 0 | 0 | 0 | 0 | 0 | 0 | 0 | 0 | 0 | 0 | 0 | 0 | 0 | 0 | 0 | 0 | 0 | 0 | 0 | 0 | 0 | 0 | 0 | 0 | 0 | 0 | 0 | 0 | 0 | 0 | 0 | 0 | 0 | 0 | 0 | 0 | 0 | 0 | 0 | 0 | 0 | 0 | 0 | 0 | 0 | 0 | 0 | 0 | 0 | 0 | 0 | 0 | 0 | 1991 | 0 | 7803 | 1933 | 5420 | 6819 | 2511 | 6834 | 165 | 0 | 0 | 0 | 0 | 0 | 33476 | 2020
Vintage1992 | petroleum | TRUE | 10623.675.FL.CT | 675 | N | . | Larsen Memorial | City of Lakeland - (FL) | 10623 | FL | SAT | SERC |  | 22 | 1 | Electric Utility | CT | DFO | DFO | FMPP | AM | barrels | 2 | 0 | 0 | 0 | 0 | 0 | 0 | 0 | 0 | 0 | 0 | 0 | 2 | 0 | 0 | 0 | 0 | 0 | 0 | 0 | 0 | 0 | 0 | 0 | 5.75 | 0 | 0 | 0 | 0 | 0 | 0 | 0 | 0 | 0 | 0 | 0 | 12 | 0 | 0 | 0 | 0 | 0 | 0 | 0 | 0 | 0 | 0 | 0 | 12 | 0 | 0 | 0 | 0 | 0 | 0 | 0 | 0 | 0 | 0 | 0 | 0.683 | 0 | 0 | 0 | 0 | 0 | 0 | 0 | 0 | 0 | 0 | 0 | 2 | 2 | 12 | 12 | 0.683 | 2020
Vintage1992 | petroleum | TRUE | 10623.675.FL.CT | 675 | N | . | Larsen Memorial | City of Lakeland - (FL) | 10623 | FL | SAT | SERC |  | 22 | 1 | Electric Utility | CT | KER | WOO | FMPP | A | barrels | 0 | 0 | 0 | 0 | 0 | 0 | 0 | 0 | 0 | 0 | 0 | 0 | 0 | 0 | 0 | 0 | 0 | 0 | 0 | 0 | 0 | 0 | 0 | 0 | 0 | 0 | 0 | 0 | 0 | 0 | 0 | 0 | 0 | 0 | 0 | 0 | 0 | 0 | 0 | 0 | 0 | 0 | 0 | 0 | 0 | 0 | 0 | 0 | 0 | 0 | 0 | 0 | 0 | 0 | 0 | 0 | 0 | 0 | 0 | 0 | 0 | 0 | 0 | 0 | 0 | 0 | 0 | 0 | 0 | 0 | 0 | 0 | 0 | 0 | 0 | 0 | 0 | 2020
Vintage1992 | natural gas combined cycle | TRUE | 10623.675.FL.CT | 675 | N | . | Larsen Memorial | City of Lakeland - (FL) | 10623 | FL | SAT | SERC |  | 22 | 1 | Electric Utility | CT | NG | NG | FMPP | AM | mcf | 22276 | 11236 | 143988 | 5462 | 318176 | 105188 | 209484 | 246588 | 104104 | 247513 | 12450 | 0 | 22276 | 11236 | 143988 | 5462 | 318176 | 105188 | 209484 | 246588 | 104104 | 247513 | 12450 | 0 | 1.025 | 1.025 | 1.025 | 1.025 | 1.025 | 1.025 | 1.025 | 1.025 | 1.025 | 1.025 | 1.025 | 0 | 22833 | 11517 | 147588 | 5599 | 326130 | 107818 | 214721 | 252753 | 106707 | 253701 | 12761 | 0 | 22833 | 11517 | 147588 | 5599 | 326130 | 107818 | 214721 | 252753 | 106707 | 253701 | 12761 | 0 | 1356.317 | 639 | 9993 | 252 | 23057 | 7213 | 14600 | 16894 | 6696 | 18375 | 891 | 0 | 1426465 | 1426465 | 1462128 | 1462128 | 99966.317 | 2020
Vintage1992 | petroleum | TRUE | 10623.675.FL.CT | 675 | N | . | Larsen Memorial | City of Lakeland - (FL) | 10623 | FL | SAT | SERC |  | 22 | 1 | Electric Utility | CT | RFO | RFO | FMPP | A | barrels | 0 | 0 | 0 | 0 | 0 | 0 | 0 | 0 | 0 | 0 | 0 | 0 | 0 | 0 | 0 | 0 | 0 | 0 | 0 | 0 | 0 | 0 | 0 | 0 | 0 | 0 | 0 | 0 | 0 | 0 | 0 | 0 | 0 | 0 | 0 | 0 | 0 | 0 | 0 | 0 | 0 | 0 | 0 | 0 | 0 | 0 | 0 | 0 | 0 | 0 | 0 | 0 | 0 | 0 | 0 | 0 | 0 | 0 | 0 | 0 | 0 | 0 | 0 | 0 | 0 | 0 | 0 | 0 | 0 | 0 | 0 | 0 | 0 | 0 | 0 | 0 | 0 | 2020
Vintage1962 | petroleum | TRUE | 10623.675.FL.GT | 675 | N | . | Larsen Memorial | City of Lakeland - (FL) | 10623 | FL | SAT | SERC |  | 22 | 1 | Electric Utility | GT | DFO | DFO | FMPP | A | barrels | 0 | 0 | 0 | 0 | 0 | 0 | 0 | 0 | 0 | 0 | 0 | 0 | 0 | 0 | 0 | 0 | 0 | 0 | 0 | 0 | 0 | 0 | 0 | 0 | 0 | 0 | 0 | 0 | 0 | 0 | 0 | 0 | 0 | 0 | 0 | 0 | 0 | 0 | 0 | 0 | 0 | 0 | 0 | 0 | 0 | 0 | 0 | 0 | 0 | 0 | 0 | 0 | 0 | 0 | 0 | 0 | 0 | 0 | 0 | 0 | 0 | 0 | 0 | 0 | 0 | 0 | 0 | 0 | 0 | 0 | 0 | 0 | 0 | 0 | 0 | 0 | 0 | 2020
Vintage1962 | natural gas peaker | TRUE | 10623.675.FL.GT | 675 | N | . | Larsen Memorial | City of Lakeland - (FL) | 10623 | FL | SAT | SERC |  | 22 | 1 | Electric Utility | GT | NG | NG | FMPP | A | mcf | 0 | 0 | 0 | 0 | 0 | 0 | 0 | 0 | 0 | 0 | 0 | 0 | 0 | 0 | 0 | 0 | 0 | 0 | 0 | 0 | 0 | 0 | 0 | 0 | 0 | 0 | 0 | 0 | 0 | 0 | 0 | 0 | 0 | 0 | 0 | 0 | 0 | 0 | 0 | 0 | 0 | 0 | 0 | 0 | 0 | 0 | 0 | 0 | 0 | 0 | 0 | 0 | 0 | 0 | 0 | 0 | 0 | 0 | 0 | 0 | 0 | 0 | 0 | 0 | 0 | 0 | 0 | 0 | 0 | 0 | 0 | 0 | 0 | 0 | 0 | 0 | 0 | 2020
Vintage2002 | natural gas combined cycle | TRUE | 10623.676.FL.CA | 676 | N | . | C D McIntosh Jr | City of Lakeland - (FL) | 10623 | FL | SAT | SERC |  | 22 | 1 | Electric Utility | CA | NG | NG | FMPP | M | mcf | 0 | 0 | 0 | 0 | 0 | 0 | 0 | 0 | 0 | 0 | 0 | 0 | 0 | 0 | 0 | 0 | 0 | 0 | 0 | 0 | 0 | 0 | 0 | 0 | 0 | 0 | 0 | 0 | 0 | 0 | 0 | 0 | 0 | 0 | 0 | 0 | 0 | 0 | 0 | 0 | 0 | 0 | 0 | 0 | 0 | 0 | 0 | 0 | 0 | 0 | 0 | 0 | 0 | 0 | 0 | 0 | 0 | 0 | 0 | 0 | 75049 | 34284 | 77496 | 71275 | 68329 | 65333 | 76185 | 69736 | 67329 | 4258 | 1335 | 53288 | 0 | 0 | 0 | 0 | 663897 | 2020
Vintage2001 | natural gas combined cycle | TRUE | 10623.676.FL.CT | 676 | N | . | C D McIntosh Jr | City of Lakeland - (FL) | 10623 | FL | SAT | SERC |  | 22 | 1 | Electric Utility | CT | NG | NG | FMPP | M | mcf | 1487240 | 747706 | 1574305 | 1446515 | 1400624 | 1340570 | 1580313 | 1446710 | 1391571 | 92123 | 90785 | 1138065 | 1487240 | 747706 | 1574305 | 1446515 | 1400624 | 1340570 | 1580313 | 1446710 | 1391571 | 92123 | 90785 | 1138065 | 1.027 | 1.025 | 1.026 | 1.028 | 1.025 | 1.021 | 1.022 | 1.022 | 1.026 | 1.027 | 1.025 | 1.028 | 1527395 | 766399 | 1615237 | 1487017 | 1435640 | 1368722 | 1615080 | 1478538 | 1427752 | 94610 | 93055 | 1169931 | 1527395 | 766399 | 1615237 | 1487017 | 1435640 | 1368722 | 1615080 | 1478538 | 1427752 | 94610 | 93055 | 1169931 | 140660 | 67376 | 145901 | 132116 | 127306 | 123136 | 145061 | 129322 | 123874 | 8183 | 5241 | 100757 | 13736527 | 13736527 | 14079376 | 14079376 | 1248933 | 2020
Vintage2020 | petroleum | TRUE | 10623.676.FL.GT | 676 | N | . | C D McIntosh Jr | City of Lakeland - (FL) | 10623 | FL | SAT | SERC |  | 22 | 1 | Electric Utility | GT | DFO | DFO | FMPP | M | barrels | 0 | 12 | 0 | 0 | 0 | 2337 | 0 | 0 | 34 | 0 | 0 | 0 | 0 | 12 | 0 | 0 | 0 | 2337 | 0 | 0 | 34 | 0 | 0 | 0 | 0 | 5.81 | 0 | 0 | 0 | 5.74 | 0 | 0 | 5.79 | 0 | 0 | 0 | 0 | 70 | 0 | 0 | 0 | 13414 | 0 | 0 | 197 | 0 | 0 | 0 | 0 | 70 | 0 | 0 | 0 | 13414 | 0 | 0 | 197 | 0 | 0 | 0 | 0 | 4 | 0 | 0 | 0 | 1619.246 | 0 | 0 | 14.873 | 0 | 0 | 0 | 2383 | 2383 | 13681 | 13681 | 1638.119 | 2020
Vintage2020 | natural gas peaker | TRUE | 10623.676.FL.GT | 676 | N | . | C D McIntosh Jr | City of Lakeland - (FL) | 10623 | FL | SAT | SERC |  | 22 | 1 | Electric Utility | GT | NG | NG | FMPP | M | mcf | 0 | 0 | 0 | 0 | 0 | 13670 | 33364 | 53572 | 19804 | 50187 | 0 | 30476 | 0 | 0 | 0 | 0 | 0 | 13670 | 33364 | 53572 | 19804 | 50187 | 0 | 30476 | 0 | 0 | 0 | 0 | 0 | 1.021 | 1.022 | 1.022 | 1.026 | 1.027 | 0 | 1.028 | 0 | 0 | 0 | 0 | 0 | 13957 | 34098 | 54751 | 20319 | 51542 | 0 | 31329 | 0 | 0 | 0 | 0 | 0 | 13957 | 34098 | 54751 | 20319 | 51542 | 0 | 31329 | 0 | 0 | 0 | 0 | 0 | 1684.754 | 2832 | 4200 | 1535.127 | 3959 | 0 | 2501 | 201073 | 201073 | 205996 | 205996 | 16711.881 | 2020
Vintage1970 | petroleum | TRUE | 10623.676.FL.IC | 676 | N | . | C D McIntosh Jr | City of Lakeland - (FL) | 10623 | FL | SAT | SERC |  | 22 | 1 | Electric Utility | IC | DFO | DFO | FMPP | M | barrels | 0 | 0 | 0 | 0 | 0 | 0 | 0 | 0 | 0 | 0 | 0 | 0 | 0 | 0 | 0 | 0 | 0 | 0 | 0 | 0 | 0 | 0 | 0 | 0 | 0 | 0 | 0 | 0 | 0 | 0 | 0 | 0 | 0 | 0 | 0 | 0 | 0 | 0 | 0 | 0 | 0 | 0 | 0 | 0 | 0 | 0 | 0 | 0 | 0 | 0 | 0 | 0 | 0 | 0 | 0 | 0 | 0 | 0 | 0 | 0 | 0 | 0 | 0 | 0 | 0 | 0 | 0 | 0 | 0 | 0 | 0 | 0 | 0 | 0 | 0 | 0 | 0 | 2020
Vintage1982 | hard coal | TRUE | 10623.676.FL.ST | 676 | N | . | C D McIntosh Jr | City of Lakeland - (FL) | 10623 | FL | SAT | SERC |  | 22 | 1 | Electric Utility | ST | BIT | COL | FMPP | M | short tons | 0 | 0 | 0 | 18202 | 23937 | 0 | 0 | 3110 | 50088 | 76352 | 62690 | 61605 | 0 | 0 | 0 | 18202 | 23937 | 0 | 0 | 3110 | 50088 | 76352 | 62690 | 61605 | 0 | 0 | 0 | 23.66 | 23.74 | 0 | 0 | 23.82 | 23.15 | 23.6 | 22.79 | 23.03 | 0 | 0 | 0 | 430659 | 568264 | 0 | 0 | 74080 | 1159537 | 1801907 | 1428705 | 1418763 | 0 | 0 | 0 | 430659 | 568264 | 0 | 0 | 74080 | 1159537 | 1801907 | 1428705 | 1418763 | 0 | 0 | 0 | 32061.436 | 45221.863 | 0 | 0 | 1802.235 | 99131.924 | 157043.86 | 123344.01 | 123585.3 | 295984 | 295984 | 6881915 | 6881915 | 582190.63 | 2020
Vintage1982 | natural gas steam turbine | TRUE | 10623.676.FL.ST | 676 | N | . | C D McIntosh Jr | City of Lakeland - (FL) | 10623 | FL | SAT | SERC |  | 22 | 1 | Electric Utility | ST | NG | NG | FMPP | M | mcf | 0 | 0 | 0 | 43388 | 27402 | 16638 | 0 | 43991 | 136100 | 245903 | 203738 | 148768 | 0 | 0 | 0 | 43388 | 27402 | 16638 | 0 | 43991 | 136100 | 245903 | 203738 | 148768 | 0 | 0 | 0 | 1.028 | 1.025 | 1.021 | 0 | 1.022 | 1.026 | 1.027 | 1.025 | 1.028 | 0 | 0 | 0 | 44603 | 28087 | 16987 | 0 | 44959 | 139639 | 252542 | 208831 | 152934 | 0 | 0 | 0 | 44603 | 28087 | 16987 | 0 | 44959 | 139639 | 252542 | 208831 | 152934 | 0 | 0 | 0 | 3320.564 | 2235.137 | 0 | 0 | 1093.765 | 11938.076 | 22010.14 | 18028.989 | 13321.697 | 865928 | 865928 | 888582 | 888582 | 71948.368 | 2020
Vintage1982 | petroleum | TRUE | 10623.676.FL.ST | 676 | N | . | C D McIntosh Jr | City of Lakeland - (FL) | 10623 | FL | SAT | SERC |  | 22 | 1 | Electric Utility | ST | RFO | RFO | FMPP | M | barrels | 0 | 0 | 0 | 0 | 0 | 0 | 0 | 0 | 0 | 0 | 0 | 0 | 0 | 0 | 0 | 0 | 0 | 0 | 0 | 0 | 0 | 0 | 0 | 0 | 0 | 0 | 0 | 0 | 0 | 0 | 0 | 0 | 0 | 0 | 0 | 0 | 0 | 0 | 0 | 0 | 0 | 0 | 0 | 0 | 0 | 0 | 0 | 0 | 0 | 0 | 0 | 0 | 0 | 0 | 0 | 0 | 0 | 0 | 0 | 0 | 0 | 0 | 0 | 0 | 0 | 0 | 0 | 0 | 0 | 0 | 0 | 0 | 0 | 0 | 0 | 0 | 0 | 2020
Vintage1983 | hydro | TRUE | 12989.678.VT.HY | 678 | N | . | W K Sanders | Village of Morrisville - (VT) | 12989 | VT | NEW | NPCC |  | 22 | 1 | Electric Utility | HY | WAT | HYC | ISNE | A |  | 0 | 0 | 0 | 0 | 0 | 0 | 0 | 0 | 0 | 0 | 0 | 0 | 0 | 0 | 0 | 0 | 0 | 0 | 0 | 0 | 0 | 0 | 0 | 0 | 0 | 0 | 0 | 0 | 0 | 0 | 0 | 0 | 0 | 0 | 0 | 0 | 864 | 736 | 1005 | 1084 | 977 | 323 | 411 | 222 | 126 | 470 | 554 | 748 | 864 | 736 | 1005 | 1084 | 977 | 323 | 411 | 222 | 126 | 470 | 554 | 748 | 98.559 | 83.998 | 114.626 | 123.675 | 111.453 | 36.89 | 46.856 | 25.333 | 14.421 | 53.636 | 63.245 | 85.308 | 0 | 0 | 7520 | 7520 | 858 | 2020
Vintage1983 | hydro | TRUE | 14328.682.CA.HY | 682 | N | . | Kerckhoff 2 | Pacific Gas & Electric Co. | 14328 | CA | PACC | WECC |  | 22 | 1 | Electric Utility | HY | WAT | HYC | CISO | M |  | 0 | 0 | 0 | 0 | 0 | 0 | 0 | 0 | 0 | 0 | 0 | 0 | 0 | 0 | 0 | 0 | 0 | 0 | 0 | 0 | 0 | 0 | 0 | 0 | 0 | 0 | 0 | 0 | 0 | 0 | 0 | 0 | 0 | 0 | 0 | 0 | 189253 | 82734 | 32298 | 248720 | 628261 | 253156 | 148469 | 243723 | 50068 | 161576 | 122387 | 53032 | 189253 | 82734 | 32298 | 248720 | 628261 | 253156 | 148469 | 243723 | 50068 | 161576 | 122387 | 53032 | 21587 | 9437 | 3684 | 28370 | 71662 | 28876 | 16935 | 27800 | 5711 | 18430 | 13960 | 6049 | 0 | 0 | 2213677 | 2213677 | 252501 | 2020
Vintage1992 | petroleum | TRUE | 14610.683.FL.GT | 683 | N | . | Indian River Plant | Orlando Utilities Comm | 14610 | FL | SAT | SERC |  | 22 | 1 | Electric Utility | GT | DFO | DFO | FMPP | A | barrels | 42 | 32 | 17 | 17 | 30 | 32 | 27 | 23 | 21 | 28 | 14 | 26 | 42 | 32 | 17 | 17 | 30 | 32 | 27 | 23 | 21 | 28 | 14 | 26 | 5.8 | 5.8 | 5.8 | 5.8 | 5.8 | 5.8 | 5.8 | 5.8 | 5.8 | 5.8 | 5.8 | 5.8 | 244 | 186 | 99 | 99 | 174 | 186 | 157 | 133 | 122 | 162 | 81 | 151 | 244 | 186 | 99 | 99 | 174 | 186 | 157 | 133 | 122 | 162 | 81 | 151 | 1.131 | 0.876 | 0.472 | 0.475 | 0.828 | 0.884 | 0.758 | 0.646 | 0.593 | 0.787 | 0.397 | 0.711 | 309 | 309 | 1794 | 1794 | 8.558 | 2020
Vintage1992 | natural gas peaker | TRUE | 14610.683.FL.GT | 683 | N | . | Indian River Plant | Orlando Utilities Comm | 14610 | FL | SAT | SERC |  | 22 | 1 | Electric Utility | GT | NG | NG | FMPP | A | mcf | 23915 | 23634 | 26994 | 26517 | 26734 | 30647 | 33060 | 33315 | 29900 | 29258 | 24180 | 22084 | 23915 | 23634 | 26994 | 26517 | 26734 | 30647 | 33060 | 33315 | 29900 | 29258 | 24180 | 22084 | 1.027 | 1.027 | 1.027 | 1.027 | 1.027 | 1.027 | 1.027 | 1.027 | 1.027 | 1.027 | 1.027 | 1.027 | 24561 | 24272 | 27723 | 27233 | 27456 | 31474 | 33953 | 34215 | 30707 | 30048 | 24833 | 22680 | 24561 | 24272 | 27723 | 27233 | 27456 | 31474 | 33953 | 34215 | 30707 | 30048 | 24833 | 22680 | 117.277 | 115.9 | 132.376 | 130.035 | 131.099 | 150.288 | 162.122 | 163.372 | 146.625 | 143.476 | 118.577 | 108.295 | 330238 | 330238 | 339155 | 339155 | 1619.442 | 2020
Vintage1977 | petroleum | TRUE | 18445.688.FL.CA | 688 | N | . | Arvah B Hopkins | City of Tallahassee - (FL) | 18445 | FL | SAT | SERC |  | 22 | 1 | Electric Utility | CA | DFO | DFO | TAL | M | barrels | 0 | 0 | 0 | 0 | 0 | 0 | 0 | 0 | 0 | 0 | 0 | 0 | 0 | 0 | 0 | 0 | 0 | 0 | 0 | 0 | 0 | 0 | 0 | 0 | 0 | 0 | 0 | 0 | 0 | 0 | 0 | 0 | 0 | 0 | 0 | 0 | 0 | 0 | 0 | 0 | 0 | 0 | 0 | 0 | 0 | 0 | 0 | 0 | 0 | 0 | 0 | 0 | 0 | 0 | 0 | 0 | 0 | 0 | 0 | 0 | 0 | 0 | 0 | 0 | 0 | 0 | 0 | 0 | 0 | 0 | 0 | 0 | 0 | 0 | 0 | 0 | 0 | 2020
Vintage1977 | natural gas combined cycle | TRUE | 18445.688.FL.CA | 688 | N | . | Arvah B Hopkins | City of Tallahassee - (FL) | 18445 | FL | SAT | SERC |  | 22 | 1 | Electric Utility | CA | NG | NG | TAL | M | mcf | 0 | 0 | 0 | 0 | 0 | 0 | 0 | 3715 | 0 | 0 | 0 | 0 | 0 | 0 | 0 | 0 | 0 | 0 | 0 | 3715 | 0 | 0 | 0 | 0 | 0 | 0 | 0 | 0 | 0 | 0 | 0 | 1.025 | 0 | 0 | 0 | 0 | 0 | 0 | 0 | 0 | 0 | 0 | 0 | 3808 | 0 | 0 | 0 | 0 | 0 | 0 | 0 | 0 | 0 | 0 | 0 | 3808 | 0 | 0 | 0 | 0 | 40558 | 35626 | 16689 | 40124 | 42314 | 40123 | 41380 | 37490 | 40267 | 39058 | 28716 | 38058 | 3715 | 3715 | 3808 | 3808 | 440403 | 2020
Vintage2008 | petroleum | TRUE | 18445.688.FL.CT | 688 | N | . | Arvah B Hopkins | City of Tallahassee - (FL) | 18445 | FL | SAT | SERC |  | 22 | 1 | Electric Utility | CT | DFO | DFO | TAL | M | barrels | 0 | 0 | 0 | 0 | 0 | 0 | 0 | 0 | 0 | 0 | 0 | 0 | 0 | 0 | 0 | 0 | 0 | 0 | 0 | 0 | 0 | 0 | 0 | 0 | 0 | 0 | 0 | 0 | 0 | 0 | 0 | 0 | 0 | 0 | 0 | 0 | 0 | 0 | 0 | 0 | 0 | 0 | 0 | 0 | 0 | 0 | 0 | 0 | 0 | 0 | 0 | 0 | 0 | 0 | 0 | 0 | 0 | 0 | 0 | 0 | 0 | 0 | 0 | 0 | 0 | 0 | 0 | 0 | 0 | 0 | 0 | 0 | 0 | 0 | 0 | 0 | 0 | 2020
Vintage2008 | natural gas combined cycle | TRUE | 18445.688.FL.CT | 688 | N | . | Arvah B Hopkins | City of Tallahassee - (FL) | 18445 | FL | SAT | SERC |  | 22 | 1 | Electric Utility | CT | NG | NG | TAL | M | mcf | 922284 | 814184 | 388295 | 916586 | 972018 | 934368 | 971554 | 872756 | 919331 | 879599 | 676795 | 869138 | 922284 | 814184 | 388295 | 916586 | 972018 | 934368 | 971554 | 872756 | 919331 | 879599 | 676795 | 869138 | 1.027 | 1.025 | 1.027 | 1.026 | 1.024 | 1.022 | 1.024 | 1.025 | 1.029 | 1.027 | 1.026 | 1.028 | 947186 | 834539 | 398779 | 940417 | 995346 | 954924 | 994871 | 894575 | 945992 | 903348 | 694392 | 893474 | 947186 | 834539 | 398779 | 940417 | 995346 | 954924 | 994871 | 894575 | 945992 | 903348 | 694392 | 893474 | 78194 | 68036 | 32718 | 79691 | 85505 | 81630 | 85136 | 76841 | 80325 | 77612 | 56262 | 73473 | 10136908 | 10136908 | 10397843 | 10397843 | 875423 | 2020
Vintage2005 | petroleum | TRUE | 18445.688.FL.GT | 688 | N | . | Arvah B Hopkins | City of Tallahassee - (FL) | 18445 | FL | SAT | SERC |  | 22 | 1 | Electric Utility | GT | DFO | DFO | TAL | M | barrels | 0 | 0 | 0 | 0 | 0 | 0 | 0 | 0 | 0 | 0 | 0 | 95 | 0 | 0 | 0 | 0 | 0 | 0 | 0 | 0 | 0 | 0 | 0 | 95 | 0 | 0 | 0 | 0 | 0 | 0 | 0 | 0 | 0 | 0 | 0 | 5.82 | 0 | 0 | 0 | 0 | 0 | 0 | 0 | 0 | 0 | 0 | 0 | 553 | 0 | 0 | 0 | 0 | 0 | 0 | 0 | 0 | 0 | 0 | 0 | 553 | 0 | 0 | 0 | 0 | 0 | 0 | 0 | 0 | 0 | 0 | 0 | 39.267 | 95 | 95 | 553 | 553 | 39.267 | 2020
Vintage2005 | natural gas peaker | TRUE | 18445.688.FL.GT | 688 | N | . | Arvah B Hopkins | City of Tallahassee - (FL) | 18445 | FL | SAT | SERC |  | 22 | 1 | Electric Utility | GT | NG | NG | TAL | M | mcf | 10174 | 16007 | 123753 | 26748 | 90924 | 111780 | 29765 | 71748 | 15074 | 39906 | 20187 | 5073 | 10174 | 16007 | 123753 | 26748 | 90924 | 111780 | 29765 | 71748 | 15074 | 39906 | 20187 | 5073 | 1.026 | 1.025 | 1.028 | 1.026 | 1.024 | 1.022 | 1.025 | 1.025 | 1.029 | 1.028 | 1.026 | 1.029 | 10439 | 16407 | 127218 | 27443 | 93106 | 114239 | 30509 | 73542 | 15511 | 41023 | 20712 | 5220 | 10439 | 16407 | 127218 | 27443 | 93106 | 114239 | 30509 | 73542 | 15511 | 41023 | 20712 | 5220 | 972 | 1576 | 12505 | 2628 | 9095 | 11308 | 3021 | 7160 | 1416 | 4076 | 2004 | 370.733 | 561139 | 561139 | 575369 | 575369 | 56131.733 | 2020
Vintage2020 | natural gas peaker | TRUE | 18445.688.FL.IC | 688 | N | . | Arvah B Hopkins | City of Tallahassee - (FL) | 18445 | FL | SAT | SERC |  | 22 | 1 | Electric Utility | IC | NG | NG | TAL | M | mcf | 21129 | 22663 | 241518 | 259357 | 368069 | 269584 | 170140 | 191148 | 131388 | 176197 | 190665 | 39156 | 21129 | 22663 | 241518 | 259357 | 368069 | 269584 | 170140 | 191148 | 131388 | 176197 | 190665 | 39156 | 1.03 | 1.025 | 1.028 | 1.026 | 1.024 | 1.022 | 1.025 | 1.025 | 1.029 | 1.028 | 1.026 | 1.029 | 21763 | 23230 | 248281 | 266100 | 376903 | 275515 | 174394 | 195927 | 135198 | 181131 | 195622 | 40292 | 21763 | 23230 | 248281 | 266100 | 376903 | 275515 | 174394 | 195927 | 135198 | 181131 | 195622 | 40292 | 2355 | 2530 | 28807 | 31991 | 44461 | 32897 | 20496 | 22879 | 15461 | 21567 | 23517 | 4601 | 2081014 | 2081014 | 2134356 | 2134356 | 251562 | 2020
Vintage2000 | petroleum | TRUE | 18445.689.FL.CA | 689 | N | . | S O Purdom | City of Tallahassee - (FL) | 18445 | FL | SAT | SERC |  | 22 | 1 | Electric Utility | CA | DFO | DFO | TAL | A | barrels | 0 | 0 | 0 | 0 | 0 | 0 | 0 | 0 | 0 | 0 | 0 | 0 | 0 | 0 | 0 | 0 | 0 | 0 | 0 | 0 | 0 | 0 | 0 | 0 | 0 | 0 | 0 | 0 | 0 | 0 | 0 | 0 | 0 | 0 | 0 | 0 | 0 | 0 | 0 | 0 | 0 | 0 | 0 | 0 | 0 | 0 | 0 | 0 | 0 | 0 | 0 | 0 | 0 | 0 | 0 | 0 | 0 | 0 | 0 | 0 | 0 | 0 | 0 | 0 | 0 | 0 | 0 | 0 | 0 | 0 | 0 | 69.317 | 0 | 0 | 0 | 0 | 69.317 | 2020
Vintage2000 | natural gas combined cycle | TRUE | 18445.689.FL.CA | 689 | N | . | S O Purdom | City of Tallahassee - (FL) | 18445 | FL | SAT | SERC |  | 22 | 1 | Electric Utility | CA | NG | NG | TAL | AM | mcf | 0 | 0 | 0 | 0 | 0 | 0 | 0 | 0 | 0 | 0 | 0 | 0 | 0 | 0 | 0 | 0 | 0 | 0 | 0 | 0 | 0 | 0 | 0 | 0 | 0 | 0 | 0 | 0 | 0 | 0 | 0 | 0 | 0 | 0 | 0 | 0 | 0 | 0 | 0 | 0 | 0 | 0 | 0 | 0 | 0 | 0 | 0 | 0 | 0 | 0 | 0 | 0 | 0 | 0 | 0 | 0 | 0 | 0 | 0 | 0 | 43569 | 41296 | 41021 | 0 | 0 | 22074 | 44204 | 44490 | 40454 | 29095 | 31563 | 43279.683 | 0 | 0 | 0 | 0 | 381045.68 | 2020
Vintage2000 | petroleum | TRUE | 18445.689.FL.CT | 689 | N | . | S O Purdom | City of Tallahassee - (FL) | 18445 | FL | SAT | SERC |  | 22 | 1 | Electric Utility | CT | DFO | DFO | TAL | AM | barrels | 0 | 0 | 0 | 0 | 0 | 0 | 0 | 0 | 0 | 0 | 0 | 246 | 0 | 0 | 0 | 0 | 0 | 0 | 0 | 0 | 0 | 0 | 0 | 246 | 0 | 0 | 0 | 0 | 0 | 0 | 0 | 0 | 0 | 0 | 0 | 5.817 | 0 | 0 | 0 | 0 | 0 | 0 | 0 | 0 | 0 | 0 | 0 | 1431 | 0 | 0 | 0 | 0 | 0 | 0 | 0 | 0 | 0 | 0 | 0 | 1431 | 0 | 0 | 0 | 0 | 0 | 0 | 0 | 0 | 0 | 0 | 0 | 113.985 | 246 | 246 | 1431 | 1431 | 113.985 | 2020
Vintage2000 | natural gas combined cycle | TRUE | 18445.689.FL.CT | 689 | N | . | S O Purdom | City of Tallahassee - (FL) | 18445 | FL | SAT | SERC |  | 22 | 1 | Electric Utility | CT | NG | NG | TAL | AM | mcf | 871992 | 820351 | 821218 | 0 | 0 | 480333 | 920212 | 932556 | 835561 | 632844 | 648664 | 868283 | 871992 | 820351 | 821218 | 0 | 0 | 480333 | 920212 | 932556 | 835561 | 632844 | 648664 | 868283 | 1.027 | 1.025 | 1.027 | 0 | 0 | 1.022 | 1.024 | 1.025 | 1.029 | 1.027 | 1.027 | 1.029 | 895536 | 840860 | 843391 | 0 | 0 | 490900 | 942297 | 955870 | 859792 | 649931 | 666178 | 893463 | 895536 | 840860 | 843391 | 0 | 0 | 490900 | 942297 | 955870 | 859792 | 649931 | 666178 | 893463 | 69773 | 65072 | 69181 | 0 | 0 | 39921 | 78996 | 80781 | 72411 | 50792 | 54635 | 71169.015 | 7832014 | 7832014 | 8038218 | 8038218 | 652731.02 | 2020
Vintage0 | petroleum | TRUE | 18445.689.FL.GT | 689 | N | . | S O Purdom | City of Tallahassee - (FL) | 18445 | FL | SAT | SERC |  | 22 | 1 | Electric Utility | GT | DFO | DFO | TAL | A | barrels | 0 | 0 | 0 | 0 | 0 | 0 | 0 | 0 | 0 | 0 | 0 | 0 | 0 | 0 | 0 | 0 | 0 | 0 | 0 | 0 | 0 | 0 | 0 | 0 | 0 | 0 | 0 | 0 | 0 | 0 | 0 | 0 | 0 | 0 | 0 | 0 | 0 | 0 | 0 | 0 | 0 | 0 | 0 | 0 | 0 | 0 | 0 | 0 | 0 | 0 | 0 | 0 | 0 | 0 | 0 | 0 | 0 | 0 | 0 | 0 | 0 | 0 | 0 | 0 | 0 | 0 | 0 | 0 | 0 | 0 | 0 | 0 | 0 | 0 | 0 | 0 | 0 | 2020
Vintage0 | natural gas peaker | TRUE | 18445.689.FL.GT | 689 | N | . | S O Purdom | City of Tallahassee - (FL) | 18445 | FL | SAT | SERC |  | 22 | 1 | Electric Utility | GT | NG | NG | TAL | A | mcf | 0 | 0 | 0 | 0 | 0 | 0 | 0 | 0 | 0 | 0 | 0 | 0 | 0 | 0 | 0 | 0 | 0 | 0 | 0 | 0 | 0 | 0 | 0 | 0 | 0 | 0 | 0 | 0 | 0 | 0 | 0 | 0 | 0 | 0 | 0 | 0 | 0 | 0 | 0 | 0 | 0 | 0 | 0 | 0 | 0 | 0 | 0 | 0 | 0 | 0 | 0 | 0 | 0 | 0 | 0 | 0 | 0 | 0 | 0 | 0 | 0 | 0 | 0 | 0 | 0 | 0 | 0 | 0 | 0 | 0 | 0 | 0 | 0 | 0 | 0 | 0 | 0 | 2020
Vintage2003 | hydro | TRUE | 27813.690.FL.HY | 690 | N | . | J Woodruff | USCE-Mobile District | 27813 | FL | SAT | SERC |  | 22 | 1 | Electric Utility | HY | WAT | HYC | FPL | A |  | 0 | 0 | 0 | 0 | 0 | 0 | 0 | 0 | 0 | 0 | 0 | 0 | 0 | 0 | 0 | 0 | 0 | 0 | 0 | 0 | 0 | 0 | 0 | 0 | 0 | 0 | 0 | 0 | 0 | 0 | 0 | 0 | 0 | 0 | 0 | 0 | 221190 | 246764 | 282045 | 234200 | 215238 | 142117 | 112877 | 120766 | 100946 | 83730 | 116782 | 154484 | 221190 | 246764 | 282045 | 234200 | 215238 | 142117 | 112877 | 120766 | 100946 | 83730 | 116782 | 154484 | 25229.836 | 28146.887 | 32171.242 | 26713.781 | 24550.926 | 16210.401 | 12875.189 | 13775.054 | 11514.271 | 9550.609 | 13320.677 | 17621.127 | 0 | 0 | 2031139 | 2031139 | 231680 | 2020
Vintage2000 | onshore wind | TRUE | 62042.692.WY.WT | 692 | N | . | Medicine Bow | SRIV Partnership LLC | 62042 | WY | MTN | WECC |  | 22 | 2 | NAICS-22 Non-Cogen | WT | WND | WND | WAUW | A |  | 0 | 0 | 0 | 0 | 0 | 0 | 0 | 0 | 0 | 0 | 0 | 0 | 0 | 0 | 0 | 0 | 0 | 0 | 0 | 0 | 0 | 0 | 0 | 0 | 0 | 0 | 0 | 0 | 0 | 0 | 0 | 0 | 0 | 0 | 0 | 0 | 17667 | 15318 | 11625 | 9883 | 8997 | 9396 | 8261 | 6898 | 6709 | 11518 | 16974 | 18087 | 17667 | 15318 | 11625 | 9883 | 8997 | 9396 | 8261 | 6898 | 6709 | 11518 | 16974 | 18087 | 2015.116 | 1747.224 | 1325.983 | 1127.258 | 1026.192 | 1071.784 | 942.308 | 786.864 | 765.206 | 1313.838 | 1936.102 | 2063.125 | 0 | 0 | 141333 | 141333 | 16121 | 2020
Vintage2001 | petroleum | TRUE | 6443.696.FL.IC | 696 | N | . | Marathon Generating Plant | Florida Keys El Coop Assn, Inc | 6443 | FL | SAT | SERC |  | 22 | 1 | Electric Utility | IC | DFO | DFO | FPL | A | barrels | 34 | 27 | 14 | 14 | 25 | 27 | 23 | 20 | 18 | 24 | 12 | 22 | 34 | 27 | 14 | 14 | 25 | 27 | 23 | 20 | 18 | 24 | 12 | 22 | 5.8 | 5.8 | 5.8 | 5.8 | 5.8 | 5.8 | 5.8 | 5.8 | 5.8 | 5.8 | 5.8 | 5.8 | 197 | 157 | 81 | 81 | 145 | 157 | 133 | 116 | 104 | 139 | 70 | 128 | 197 | 157 | 81 | 81 | 145 | 157 | 133 | 116 | 104 | 139 | 70 | 128 | -28.534 | -22.106 | -11.908 | -11.983 | -20.894 | -22.32 | -19.129 | -16.314 | -14.964 | -19.867 | -10.026 | -17.955 | 260 | 260 | 1508 | 1508 | -216 | 2020
Vintage1975 | petroleum | TRUE | 19150.698.MO.IC | 698 | N | . | Trenton North | Trenton Municipal Utilities - (MO) | 19150 | MO | WNC | SERC |  | 22 | 1 | Electric Utility | IC | DFO | DFO | SWPP | A | barrels | 10 | 11 | 9 | 11 | 12 | 15 | 8 | 12 | 9 | 12 | 16 | 13 | 10 | 11 | 9 | 11 | 12 | 15 | 8 | 12 | 9 | 12 | 16 | 13 | 5.8 | 5.8 | 5.8 | 5.8 | 5.8 | 5.8 | 5.8 | 5.8 | 5.8 | 5.8 | 5.8 | 5.8 | 58 | 64 | 52 | 64 | 70 | 87 | 46 | 70 | 52 | 70 | 93 | 75 | 58 | 64 | 52 | 64 | 70 | 87 | 46 | 70 | 52 | 70 | 93 | 75 | 5.68 | 5.904 | 5.045 | 5.721 | 6.593 | 7.948 | 4.055 | 6.574 | 5.035 | 6.282 | 8.437 | 6.726 | 138 | 138 | 801 | 801 | 74 | 2020
Vintage1985 | hydro | TRUE | 7140.702.AL.HY | 702 | N | . | Bartletts Ferry | Georgia Power Co | 7140 | AL | ESC | SERC |  | 22 | 1 | Electric Utility | HY | WAT | HYC | SOCO | A |  | 0 | 0 | 0 | 0 | 0 | 0 | 0 | 0 | 0 | 0 | 0 | 0 | 0 | 0 | 0 | 0 | 0 | 0 | 0 | 0 | 0 | 0 | 0 | 0 | 0 | 0 | 0 | 0 | 0 | 0 | 0 | 0 | 0 | 0 | 0 | 0 | 466821 | 487471 | 427651 | 395223 | 579758 | 564758 | 531526 | 450323 | 360798 | 358823 | 412913 | 429465 | 466821 | 487471 | 427651 | 395223 | 579758 | 564758 | 531526 | 450323 | 360798 | 358823 | 412913 | 429465 | 53247.554 | 55602.955 | 48779.642 | 45080.772 | 66129.625 | 64418.64 | 60628.031 | 51365.683 | 41154.123 | 40928.86 | 47098.597 | 48986.518 | 0 | 0 | 5465530 | 5465530 | 623421 | 2020
Vintage1975 | hard coal | TRUE | 7140.703.GA.ST | 703 | N | . | Bowen | Georgia Power Co | 7140 | GA | SAT | SERC |  | 22 | 1 | Electric Utility | ST | BIT | COL | SOCO | M | short tons | 97689 | 109305 | 144775 | 132533 | 80640 | 140869 | 410068 | 684145 | 396217 | 216609 | 341245 | 572973 | 97689 | 109305 | 144775 | 132533 | 80640 | 140869 | 410068 | 684145 | 396217 | 216609 | 341245 | 572973 | 23.632 | 23.254 | 23.886 | 23.788 | 24.024 | 23.878 | 23.693 | 23.711 | 23.928 | 23.653 | 23.554 | 23.417 | 2308586 | 2541778 | 3458096 | 3152695 | 1937295 | 3363670 | 9715741 | 16221762 | 9480680 | 5123453 | 8037685 | 13417309 | 2308586 | 2541778 | 3458096 | 3152695 | 1937295 | 3363670 | 9715741 | 16221762 | 9480680 | 5123453 | 8037685 | 13417309 | 214658.09 | 238903.35 | 345594.69 | 325186 | 190880.07 | 323030.48 | 997536.75 | 1610872.6 | 990494.35 | 471589.19 | 837923.9 | 1393527.1 | 3327068 | 3327068 | 78758750 | 78758750 | 7940196.5 | 2020
Vintage1975 | petroleum | TRUE | 7140.703.GA.ST | 703 | N | . | Bowen | Georgia Power Co | 7140 | GA | SAT | SERC |  | 22 | 1 | Electric Utility | ST | DFO | DFO | SOCO | M | barrels | 5881 | 3608 | 3606 | 70 | 3123 | 10412 | 6440 | 1841 | 1584 | 6247 | 4253 | 2721 | 5881 | 3608 | 3606 | 70 | 3123 | 10412 | 6440 | 1841 | 1584 | 6247 | 4253 | 2721 | 5.817 | 5.817 | 5.817 | 5.817 | 5.817 | 5.817 | 5.817 | 5.817 | 5.817 | 5.817 | 5.817 | 5.817 | 34210 | 20988 | 20976 | 407 | 18166 | 60567 | 37461 | 10709 | 9214 | 36339 | 24740 | 15828 | 34210 | 20988 | 20976 | 407 | 18166 | 60567 | 37461 | 10709 | 9214 | 36339 | 24740 | 15828 | 3180.91 | 1972.65 | 2096.307 | 42 | 1789.929 | 5816.522 | 3846.253 | 1063.447 | 962.646 | 3344.812 | 2579.099 | 1643.908 | 49786 | 49786 | 289605 | 289605 | 28338.483 | 2020
Vintage1927 | hydro | TRUE | 7140.704.GA.HY | 704 | N | . | Burton Dam | Georgia Power Co | 7140 | GA | SAT | SERC |  | 22 | 1 | Electric Utility | HY | WAT | HYC | SOCO | A |  | 0 | 0 | 0 | 0 | 0 | 0 | 0 | 0 | 0 | 0 | 0 | 0 | 0 | 0 | 0 | 0 | 0 | 0 | 0 | 0 | 0 | 0 | 0 | 0 | 0 | 0 | 0 | 0 | 0 | 0 | 0 | 0 | 0 | 0 | 0 | 0 | 26707 | 34250 | 40033 | 22359 | 21235 | 20204 | 20921 | 24772 | 26323 | 18461 | 20361 | 16140 | 26707 | 34250 | 40033 | 22359 | 21235 | 20204 | 20921 | 24772 | 26323 | 18461 | 20361 | 16140 | 3046.321 | 3906.678 | 4566.317 | 2550.307 | 2422.174 | 2304.495 | 2386.383 | 2825.584 | 3002.492 | 2105.785 | 2322.465 | 1840.999 | 0 | 0 | 291766 | 291766 | 33280 | 2020
Vintage1925 | hydro | TRUE | 7140.706.GA.HY | 706 | N | . | Flint River | Georgia Power Co | 7140 | GA | SAT | SERC |  | 22 | 1 | Electric Utility | HY | WAT | HYC | SOCO | A |  | 0 | 0 | 0 | 0 | 0 | 0 | 0 | 0 | 0 | 0 | 0 | 0 | 0 | 0 | 0 | 0 | 0 | 0 | 0 | 0 | 0 | 0 | 0 | 0 | 0 | 0 | 0 | 0 | 0 | 0 | 0 | 0 | 0 | 0 | 0 | 0 | 22111 | 28356 | 33144 | 18511 | 17581 | 16727 | 17321 | 20509 | 21793 | 15284 | 16857 | 13363 | 22111 | 28356 | 33144 | 18511 | 17581 | 16727 | 17321 | 20509 | 21793 | 15284 | 16857 | 13363 | 2522.093 | 3234.396 | 3780.521 | 2111.436 | 2005.353 | 1907.926 | 1975.721 | 2339.343 | 2485.808 | 1743.41 | 1922.803 | 1524.19 | 0 | 0 | 241557 | 241557 | 27553 | 2020
Vintage2005 | hydro | TRUE | 7140.707.AL.HY | 707 | N | . | Goat Rock | Georgia Power Co | 7140 | AL | ESC | SERC |  | 22 | 1 | Electric Utility | HY | WAT | HYC | SOCO | A |  | 0 | 0 | 0 | 0 | 0 | 0 | 0 | 0 | 0 | 0 | 0 | 0 | 0 | 0 | 0 | 0 | 0 | 0 | 0 | 0 | 0 | 0 | 0 | 0 | 0 | 0 | 0 | 0 | 0 | 0 | 0 | 0 | 0 | 0 | 0 | 0 | 145676 | 152120 | 133452 | 123333 | 180919 | 176238 | 165867 | 140527 | 112590 | 111974 | 128853 | 134018 | 145676 | 152120 | 133452 | 123333 | 180919 | 176238 | 165867 | 140527 | 112590 | 111974 | 128853 | 134018 | 16616.366 | 17351.391 | 15222.116 | 14067.851 | 20636.33 | 20102.403 | 18919.51 | 16029.113 | 12842.506 | 12772.21 | 14697.531 | 15286.673 | 0 | 0 | 1705567 | 1705567 | 194544 | 2020
Vintage2012 | petroleum | TRUE | 7140.710.GA.CA | 710 | N | . | Jack McDonough | Georgia Power Co | 7140 | GA | SAT | SERC |  | 22 | 1 | Electric Utility | CA | DFO | DFO | SOCO | M | barrels | 0 | 0 | 0 | 0 | 0 | 0 | 0 | 0 | 0 | 0 | 0 | 0 | 0 | 0 | 0 | 0 | 0 | 0 | 0 | 0 | 0 | 0 | 0 | 0 | 0 | 0 | 0 | 0 | 0 | 0 | 0 | 0 | 0 | 0 | 0 | 0 | 0 | 0 | 0 | 0 | 0 | 0 | 0 | 0 | 0 | 0 | 0 | 0 | 0 | 0 | 0 | 0 | 0 | 0 | 0 | 0 | 0 | 0 | 0 | 0 | 0 | 0 | 0 | 0 | 0 | 0 | 0 | 0 | 0 | 0 | 0 | 0 | 0 | 0 | 0 | 0 | 0 | 2020
Vintage2012 | natural gas combined cycle | TRUE | 7140.710.GA.CA | 710 | N | . | Jack McDonough | Georgia Power Co | 7140 | GA | SAT | SERC |  | 22 | 1 | Electric Utility | CA | NG | NG | SOCO | M | mcf | 430454 | 777940 | 801474 | 367030 | 634404 | 1070154 | 1206709 | 1012207 | 671709 | 610335 | 676412 | 578136 | 430454 | 777940 | 801474 | 367030 | 634404 | 1070154 | 1206709 | 1012207 | 671709 | 610335 | 676412 | 578136 | 1.032 | 1.031 | 1.03 | 1.029 | 1.027 | 1.028 | 1.031 | 1.033 | 1.035 | 1.032 | 1.032 | 1.036 | 444229 | 802056 | 825518 | 377674 | 651533 | 1100118 | 1244117 | 1045610 | 695219 | 629866 | 698057 | 598949 | 444229 | 802056 | 825518 | 377674 | 651533 | 1100118 | 1244117 | 1045610 | 695219 | 629866 | 698057 | 598949 | 601746 | 608158 | 553793 | 426635 | 571561 | 634970 | 670201 | 646111 | 455428 | 476470 | 581670 | 617906 | 8836964 | 8836964 | 9112946 | 9112946 | 6844649 | 2020
Vintage2012 | hard coal | TRUE | 7140.710.GA.CT | 710 | N | . | Jack McDonough | Georgia Power Co | 7140 | GA | SAT | SERC |  | 22 | 1 | Electric Utility | CT | BIT | COL | SOCO | M | short tons | 0 | 0 | 0 | 0 | 0 | 0 | 0 | . | . | . | . | . | 0 | 0 | 0 | 0 | 0 | 0 | 0 | . | . | . | . | . | 0 | 0 | 0 | 0 | 0 | 0 | 0 | . | . | . | . | . | 0 | 0 | 0 | 0 | 0 | 0 | 0 | . | . | . | . | . | 0 | 0 | 0 | 0 | 0 | 0 | 0 | . | . | . | . | . | 0 | 0 | 0 | 0 | 0 | 0 | 0 | . | . | . | . | . | 0 | 0 | 0 | 0 | 0 | 2020
Vintage2012 | petroleum | TRUE | 7140.710.GA.CT | 710 | N | . | Jack McDonough | Georgia Power Co | 7140 | GA | SAT | SERC |  | 22 | 1 | Electric Utility | CT | DFO | DFO | SOCO | M | barrels | 0 | 0 | 0 | 0 | 0 | 0 | 0 | 0 | 0 | 0 | 0 | 0 | 0 | 0 | 0 | 0 | 0 | 0 | 0 | 0 | 0 | 0 | 0 | 0 | 0 | 0 | 0 | 0 | 0 | 0 | 0 | 0 | 0 | 0 | 0 | 0 | 0 | 0 | 0 | 0 | 0 | 0 | 0 | 0 | 0 | 0 | 0 | 0 | 0 | 0 | 0 | 0 | 0 | 0 | 0 | 0 | 0 | 0 | 0 | 0 | 0 | 0 | 0 | 0 | 0 | 0 | 0 | 0 | 0 | 0 | 0 | 0 | 0 | 0 | 0 | 0 | 0 | 2020
Vintage2012 | natural gas combined cycle | TRUE | 7140.710.GA.CT | 710 | N | . | Jack McDonough | Georgia Power Co | 7140 | GA | SAT | SERC |  | 22 | 1 | Electric Utility | CT | NG | NG | SOCO | M | mcf | 11189934 | 10509627 | 9193643 | 7966119 | 10180641 | 10291394 | 10646032 | 10629287 | 7671720 | 8290572 | 10389819 | 11094827 | 11189934 | 10509627 | 9193643 | 7966119 | 10180641 | 10291394 | 10646032 | 10629287 | 7671720 | 8290572 | 10389819 | 11094827 | 1.032 | 1.031 | 1.03 | 1.029 | 1.027 | 1.028 | 1.031 | 1.033 | 1.035 | 1.032 | 1.032 | 1.036 | 11548012 | 10835425 | 9469452 | 8197136 | 10455518 | 10579553 | 10976059 | 10980053 | 7940230 | 8555870 | 10722293 | 11494241 | 11548012 | 10835425 | 9469452 | 8197136 | 10455518 | 10579553 | 10976059 | 10980053 | 7940230 | 8555870 | 10722293 | 11494241 | 1131610 | 1063189 | 928712 | 789306 | 1016536 | 1025664 | 1060387 | 1060686 | 767865 | 828391 | 1060340 | 1133494 | 118053615 | 118053615 | 121753842 | 121753842 | 11866180 | 2020
Vintage1971 | petroleum | TRUE | 7140.710.GA.GT | 710 | N | . | Jack McDonough | Georgia Power Co | 7140 | GA | SAT | SERC |  | 22 | 1 | Electric Utility | GT | DFO | DFO | SOCO | M | barrels | 0 | 0 | 0 | 0 | 0 | 0 | 0 | 0 | 0 | 0 | 0 | 1 | 0 | 0 | 0 | 0 | 0 | 0 | 0 | 0 | 0 | 0 | 0 | 1 | 0 | 0 | 0 | 0 | 0 | 0 | 0 | 0 | 0 | 0 | 0 | 5.817 | 0 | 0 | 0 | 0 | 0 | 0 | 0 | 0 | 0 | 0 | 0 | 6 | 0 | 0 | 0 | 0 | 0 | 0 | 0 | 0 | 0 | 0 | 0 | 6 | 0 | 0 | -15.621 | 0 | 0 | -7.21 | -8.011 | -7.61 | -7.21 | -3.605 | -0.801 | 0.029 | 1 | 1 | 6 | 6 | -50.039 | 2020
Vintage1971 | natural gas peaker | TRUE | 7140.710.GA.GT | 710 | N | . | Jack McDonough | Georgia Power Co | 7140 | GA | SAT | SERC |  | 22 | 1 | Electric Utility | GT | NG | NG | SOCO | M | mcf | 186 | 380 | 0 | 332 | 570 | 0 | 0 | 0 | 0 | 0 | 0 | 192 | 186 | 380 | 0 | 332 | 570 | 0 | 0 | 0 | 0 | 0 | 0 | 192 | 1.032 | 1.04 | 0 | 1.03 | 1.026 | 0 | 0 | 0 | 0 | 0 | 0 | 1.031 | 192 | 395 | 0 | 342 | 585 | 0 | 0 | 0 | 0 | 0 | 0 | 198 | 192 | 395 | 0 | 342 | 585 | 0 | 0 | 0 | 0 | 0 | 0 | 198 | -42 | -20 | -23.379 | -15 | 17 | -10.79 | -11.989 | -11.39 | -10.79 | -5.395 | -1.199 | 0.971 | 1660 | 1660 | 1712 | 1712 | -133.961 | 2020
Vintage1917 | hydro | TRUE | 7140.712.GA.HY | 712 | N | . | Lloyd Shoals | Georgia Power Co | 7140 | GA | SAT | SERC |  | 22 | 1 | Electric Utility | HY | WAT | HYC | SOCO | A |  | 0 | 0 | 0 | 0 | 0 | 0 | 0 | 0 | 0 | 0 | 0 | 0 | 0 | 0 | 0 | 0 | 0 | 0 | 0 | 0 | 0 | 0 | 0 | 0 | 0 | 0 | 0 | 0 | 0 | 0 | 0 | 0 | 0 | 0 | 0 | 0 | 77289 | 99118 | 115854 | 64705 | 61454 | 58468 | 60546 | 71689 | 76177 | 53427 | 58924 | 46709 | 77289 | 99118 | 115854 | 64705 | 61454 | 58468 | 60546 | 71689 | 76177 | 53427 | 58924 | 46709 | 8815.929 | 11305.771 | 13214.74 | 7380.487 | 7009.675 | 6669.118 | 6906.097 | 8177.129 | 8689.094 | 6094.059 | 6721.122 | 5327.779 | 0 | 0 | 844360 | 844360 | 96311 | 2020
Vintage1986 | hydro | TRUE | 14328.714.CA.HY | 714 | N | . | Toadtown | Pacific Gas & Electric Co. | 14328 | CA | PACC | WECC |  | 22 | 1 | Electric Utility | HY | WAT | HYC | CISO | A |  | 0 | 0 | 0 | 0 | 0 | 0 | 0 | 0 | 0 | 0 | 0 | 0 | 0 | 0 | 0 | 0 | 0 | 0 | 0 | 0 | 0 | 0 | 0 | 0 | 0 | 0 | 0 | 0 | 0 | 0 | 0 | 0 | 0 | 0 | 0 | 0 | 1317 | 982 | 1040 | 1526 | 2091 | 1953 | 2065 | 2081 | 1449 | 1192 | 902 | 743 | 1317 | 982 | 1040 | 1526 | 2091 | 1953 | 2065 | 2081 | 1449 | 1192 | 902 | 743 | 150.173 | 112.038 | 118.613 | 174.111 | 238.466 | 222.814 | 235.578 | 237.381 | 165.327 | 135.962 | 102.831 | 84.706 | 0 | 0 | 17341 | 17341 | 1978 | 2020
Vintage1972 | petroleum | TRUE | 7140.715.GA.GT | 715 | N | . | McManus | Georgia Power Co | 7140 | GA | SAT | SERC |  | 22 | 1 | Electric Utility | GT | DFO | DFO | SOCO | A | barrels | 1259 | 934 | 745 | 354 | 560 | 1753 | 1349 | 709 | 811 | 939 | 928 | 907 | 1259 | 934 | 745 | 354 | 560 | 1753 | 1349 | 709 | 811 | 939 | 928 | 907 | 5.817 | 5.817 | 5.817 | 5.817 | 5.817 | 5.817 | 5.817 | 5.817 | 5.817 | 5.817 | 5.817 | 5.817 | 7324 | 5433 | 4334 | 2059 | 3258 | 10197 | 7847 | 4124 | 4718 | 5462 | 5398 | 5276 | 7324 | 5433 | 4334 | 2059 | 3258 | 10197 | 7847 | 4124 | 4718 | 5462 | 5398 | 5276 | 251.447 | 186.183 | 148.493 | 70.499 | 111.577 | 349.594 | 269.098 | 141.356 | 161.642 | 187.346 | 184.996 | 180.769 | 11248 | 11248 | 65430 | 65430 | 2243 | 2020
Vintage1964 | petroleum | TRUE | 7140.715.GA.IC | 715 | N | . | McManus | Georgia Power Co | 7140 | GA | SAT | SERC |  | 22 | 1 | Electric Utility | IC | DFO | DFO | SOCO | A | barrels | 5 | 2 | 2 | 1 | 1 | 4 | 3 | 2 | 2 | 2 | 2 | 2 | 5 | 2 | 2 | 1 | 1 | 4 | 3 | 2 | 2 | 2 | 2 | 2 | 5.817 | 5.817 | 5.817 | 5.817 | 5.817 | 5.817 | 5.817 | 5.817 | 5.817 | 5.817 | 5.817 | 5.817 | 29 | 12 | 12 | 6 | 6 | 23 | 17 | 12 | 12 | 12 | 12 | 12 | 29 | 12 | 12 | 6 | 6 | 23 | 17 | 12 | 12 | 12 | 12 | 12 | 1.57 | 1.162 | 0.927 | 0.44 | 0.696 | 2.182 | 1.68 | 0.882 | 1.009 | 1.169 | 1.155 | 1.128 | 28 | 28 | 165 | 165 | 14 | 2020
Vintage1903 | hydro | TRUE | 7140.717.GA.HY | 717 | N | . | Morgan Falls | Georgia Power Co | 7140 | GA | SAT | SERC |  | 22 | 1 | Electric Utility | HY | WAT | HYC | SOCO | A |  | 0 | 0 | 0 | 0 | 0 | 0 | 0 | 0 | 0 | 0 | 0 | 0 | 0 | 0 | 0 | 0 | 0 | 0 | 0 | 0 | 0 | 0 | 0 | 0 | 0 | 0 | 0 | 0 | 0 | 0 | 0 | 0 | 0 | 0 | 0 | 0 | 34501 | 44245 | 51716 | 28883 | 27432 | 26099 | 27027 | 32001 | 34005 | 23849 | 26303 | 20850 | 34501 | 44245 | 51716 | 28883 | 27432 | 26099 | 27027 | 32001 | 34005 | 23849 | 26303 | 20850 | 3935.317 | 5046.752 | 5898.891 | 3294.555 | 3129.029 | 2977.009 | 3082.794 | 3650.166 | 3878.701 | 2720.31 | 3000.223 | 2378.253 | 0 | 0 | 376911 | 376911 | 42992 | 2020
Vintage1926 | hydro | TRUE | 7140.718.GA.HY | 718 | N | . | Nacoochee | Georgia Power Co | 7140 | GA | SAT | SERC |  | 22 | 1 | Electric Utility | HY | WAT | HYC | SOCO | A |  | 0 | 0 | 0 | 0 | 0 | 0 | 0 | 0 | 0 | 0 | 0 | 0 | 0 | 0 | 0 | 0 | 0 | 0 | 0 | 0 | 0 | 0 | 0 | 0 | 0 | 0 | 0 | 0 | 0 | 0 | 0 | 0 | 0 | 0 | 0 | 0 | 18042 | 23137 | 27044 | 15104 | 14345 | 13648 | 14133 | 16734 | 17782 | 12471 | 13755 | 10903 | 18042 | 23137 | 27044 | 15104 | 14345 | 13648 | 14133 | 16734 | 17782 | 12471 | 13755 | 10903 | 2057.914 | 2639.121 | 3084.734 | 1722.836 | 1636.277 | 1556.781 | 1612.099 | 1908.798 | 2028.306 | 1422.544 | 1568.92 | 1243.67 | 0 | 0 | 197098 | 197098 | 22482 | 2020
Vintage1963 | hydro | TRUE | 7140.719.GA.HY | 719 | N | . | North Highlands | Georgia Power Co | 7140 | GA | SAT | SERC |  | 22 | 1 | Electric Utility | HY | WAT | HYC | SOCO | A |  | 0 | 0 | 0 | 0 | 0 | 0 | 0 | 0 | 0 | 0 | 0 | 0 | 0 | 0 | 0 | 0 | 0 | 0 | 0 | 0 | 0 | 0 | 0 | 0 | 0 | 0 | 0 | 0 | 0 | 0 | 0 | 0 | 0 | 0 | 0 | 0 | 140135 | 179713 | 210057 | 117318 | 111424 | 106010 | 109777 | 129981 | 138119 | 96869 | 106837 | 84689 | 140135 | 179713 | 210057 | 117318 | 111424 | 106010 | 109777 | 129981 | 138119 | 96869 | 106837 | 84689 | 15984.392 | 20498.79 | 23959.992 | 13381.754 | 12709.425 | 12091.953 | 12521.626 | 14826.166 | 15754.425 | 11049.298 | 12186.243 | 9659.936 | 0 | 0 | 1530929 | 1530929 | 174624 | 2020
Vintage1959 | hydro | TRUE | 7140.720.GA.HY | 720 | N | . | Oliver Dam | Georgia Power Co | 7140 | GA | SAT | SERC |  | 22 | 1 | Electric Utility | HY | WAT | HYC | SOCO | A |  | 0 | 0 | 0 | 0 | 0 | 0 | 0 | 0 | 0 | 0 | 0 | 0 | 0 | 0 | 0 | 0 | 0 | 0 | 0 | 0 | 0 | 0 | 0 | 0 | 0 | 0 | 0 | 0 | 0 | 0 | 0 | 0 | 0 | 0 | 0 | 0 | 222776 | 285694 | 333933 | 186503 | 177133 | 168527 | 174515 | 206634 | 219571 | 153995 | 169841 | 134632 | 222776 | 285694 | 333933 | 186503 | 177133 | 168527 | 174515 | 206634 | 219571 | 153995 | 169841 | 134632 | 25410.771 | 32587.423 | 38089.78 | 21273.298 | 20204.481 | 19222.871 | 19905.933 | 23569.516 | 25045.19 | 17565.336 | 19372.766 | 15356.635 | 0 | 0 | 2433754 | 2433754 | 277604 | 2020
Vintage1953 | hydro | TRUE | 7140.722.GA.HY | 722 | N | . | Sinclair Dam | Georgia Power Co | 7140 | GA | SAT | SERC |  | 22 | 1 | Electric Utility | HY | WAT | HYC | SOCO | A |  | 0 | 0 | 0 | 0 | 0 | 0 | 0 | 0 | 0 | 0 | 0 | 0 | 0 | 0 | 0 | 0 | 0 | 0 | 0 | 0 | 0 | 0 | 0 | 0 | 0 | 0 | 0 | 0 | 0 | 0 | 0 | 0 | 0 | 0 | 0 | 0 | 131044 | 168055 | 196431 | 109707 | 104195 | 99133 | 102656 | 121549 | 129159 | 90585 | 99906 | 79195 | 131044 | 168055 | 196431 | 109707 | 104195 | 99133 | 102656 | 121549 | 129159 | 90585 | 99906 | 79195 | 14947.47 | 19169.017 | 22405.688 | 12513.669 | 11884.955 | 11307.538 | 11709.338 | 13864.381 | 14732.422 | 10332.521 | 11395.712 | 9033.289 | 0 | 0 | 1431615 | 1431615 | 163296 | 2020
Vintage1920 | hydro | TRUE | 7140.723.GA.HY | 723 | N | . | Tallulah Falls | Georgia Power Co | 7140 | GA | SAT | SERC |  | 22 | 1 | Electric Utility | HY | WAT | HYC | SOCO | A |  | 0 | 0 | 0 | 0 | 0 | 0 | 0 | 0 | 0 | 0 | 0 | 0 | 0 | 0 | 0 | 0 | 0 | 0 | 0 | 0 | 0 | 0 | 0 | 0 | 0 | 0 | 0 | 0 | 0 | 0 | 0 | 0 | 0 | 0 | 0 | 0 | 196639 | 252175 | 294754 | 164621 | 156351 | 148754 | 154040 | 182391 | 193810 | 135928 | 149914 | 118836 | 196639 | 252175 | 294754 | 164621 | 156351 | 148754 | 154040 | 182391 | 193810 | 135928 | 149914 | 118836 | 22429.444 | 28764.09 | 33620.881 | 18777.4 | 17833.983 | 16967.54 | 17570.461 | 20804.213 | 22106.753 | 15504.476 | 17099.848 | 13554.911 | 0 | 0 | 2148213 | 2148213 | 245034 | 2020
Vintage1925 | hydro | TRUE | 7140.724.GA.HY | 724 | N | . | Terrora | Georgia Power Co | 7140 | GA | SAT | SERC |  | 22 | 1 | Electric Utility | HY | WAT | HYC | SOCO | A |  | 0 | 0 | 0 | 0 | 0 | 0 | 0 | 0 | 0 | 0 | 0 | 0 | 0 | 0 | 0 | 0 | 0 | 0 | 0 | 0 | 0 | 0 | 0 | 0 | 0 | 0 | 0 | 0 | 0 | 0 | 0 | 0 | 0 | 0 | 0 | 0 | 34376 | 44084 | 51528 | 28779 | 27333 | 26005 | 26929 | 31885 | 33881 | 23762 | 26208 | 20774 | 34376 | 44084 | 51528 | 28779 | 27333 | 26005 | 26929 | 31885 | 33881 | 23762 | 26208 | 20774 | 3921.038 | 5028.439 | 5877.487 | 3282.6 | 3117.675 | 2966.207 | 3071.608 | 3636.921 | 3864.626 | 2710.439 | 2989.337 | 2369.623 | 0 | 0 | 375544 | 375544 | 42836 | 2020
Vintage1924 | hydro | TRUE | 7140.725.GA.HY | 725 | N | . | Tugalo | Georgia Power Co | 7140 | GA | SAT | SERC |  | 22 | 1 | Electric Utility | HY | WAT | HYC | SOCO | A |  | 0 | 0 | 0 | 0 | 0 | 0 | 0 | 0 | 0 | 0 | 0 | 0 | 0 | 0 | 0 | 0 | 0 | 0 | 0 | 0 | 0 | 0 | 0 | 0 | 0 | 0 | 0 | 0 | 0 | 0 | 0 | 0 | 0 | 0 | 0 | 0 | 126101 | 161715 | 189021 | 105569 | 100265 | 95394 | 98783 | 116964 | 124287 | 87168 | 96137 | 76207 | 126101 | 161715 | 189021 | 105569 | 100265 | 95394 | 98783 | 116964 | 124287 | 87168 | 96137 | 76207 | 14383.609 | 18445.906 | 21560.48 | 12041.617 | 11436.62 | 10880.985 | 11267.628 | 13341.376 | 14176.672 | 9942.748 | 10965.832 | 8692.527 | 0 | 0 | 1377611 | 1377611 | 157136 | 2020
Vintage1974 | petroleum | TRUE | 7140.728.GA.ST | 728 | N | . | Yates | Georgia Power Co | 7140 | GA | SAT | SERC |  | 22 | 1 | Electric Utility | ST | DFO | DFO | SOCO | A | barrels | 0 | 0 | 0 | 0 | 0 | 0 | 0 | 0 | 0 | 0 | 0 | 0 | 0 | 0 | 0 | 0 | 0 | 0 | 0 | 0 | 0 | 0 | 0 | 0 | 0 | 0 | 0 | 0 | 0 | 0 | 0 | 0 | 0 | 0 | 0 | 0 | 0 | 0 | 0 | 0 | 0 | 0 | 0 | 0 | 0 | 0 | 0 | 0 | 0 | 0 | 0 | 0 | 0 | 0 | 0 | 0 | 0 | 0 | 0 | 0 | 0 | 0 | 0 | 0 | 0 | 0 | 0 | 0 | 0 | 0 | 0 | 0 | 0 | 0 | 0 | 0 | 0 | 2020
Vintage1974 | natural gas steam turbine | TRUE | 7140.728.GA.ST | 728 | N | . | Yates | Georgia Power Co | 7140 | GA | SAT | SERC |  | 22 | 1 | Electric Utility | ST | NG | NG | SOCO | AM | mcf | 1163511 | 1529565 | 2473899 | 1790719 | 2052089 | 3154247 | 3400999 | 2714410 | 2216214 | 1825393 | 733993 | 873787 | 1163511 | 1529565 | 2473899 | 1790719 | 2052089 | 3154247 | 3400999 | 2714410 | 2216214 | 1825393 | 733993 | 873787 | 1.03 | 1.029 | 1.028 | 1.029 | 1.026 | 1.027 | 1.029 | 1.03 | 1.033 | 1.031 | 1.029 | 1.031 | 1198416 | 1573922 | 2543168 | 1842650 | 2105443 | 3239412 | 3499628 | 2795842 | 2289349 | 1881980 | 755279 | 900874 | 1198416 | 1573922 | 2543168 | 1842650 | 2105443 | 3239412 | 3499628 | 2795842 | 2289349 | 1881980 | 755279 | 900874 | 102082 | 131838 | 239444 | 167679 | 190460 | 306675 | 332056 | 258846 | 210906 | 172848 | 59998 | 78625 | 23928826 | 23928826 | 24625963 | 24625963 | 2251457 | 2020
Vintage1925 | hydro | TRUE | 7140.729.GA.HY | 729 | N | . | Yonah | Georgia Power Co | 7140 | GA | SAT | SERC |  | 22 | 1 | Electric Utility | HY | WAT | HYC | SOCO | A |  | 0 | 0 | 0 | 0 | 0 | 0 | 0 | 0 | 0 | 0 | 0 | 0 | 0 | 0 | 0 | 0 | 0 | 0 | 0 | 0 | 0 | 0 | 0 | 0 | 0 | 0 | 0 | 0 | 0 | 0 | 0 | 0 | 0 | 0 | 0 | 0 | 66562 | 85361 | 99774 | 55724 | 52925 | 50353 | 52143 | 61739 | 65605 | 46012 | 50746 | 40226 | 66562 | 85361 | 99774 | 55724 | 52925 | 50353 | 52143 | 61739 | 65605 | 46012 | 50746 | 40226 | 7592.366 | 9736.644 | 11380.667 | 6356.149 | 6036.802 | 5743.512 | 5947.6 | 7042.225 | 7483.135 | 5248.265 | 5788.298 | 4588.337 | 0 | 0 | 727170 | 727170 | 82944 | 2020
Vintage1970 | petroleum | TRUE | 7140.732.GA.GT | 732 | N | . | Boulevard | Georgia Power Co | 7140 | GA | SAT | SERC |  | 22 | 1 | Electric Utility | GT | DFO | DFO | SOCO | A | barrels | 5 | 4 | 3 | 1 | 2 | 7 | 6 | 3 | 3 | 4 | 4 | 4 | 5 | 4 | 3 | 1 | 2 | 7 | 6 | 3 | 3 | 4 | 4 | 4 | 5.817 | 5.817 | 5.817 | 5.817 | 5.817 | 5.817 | 5.817 | 5.817 | 5.817 | 5.817 | 5.817 | 5.817 | 29 | 23 | 17 | 6 | 12 | 41 | 35 | 17 | 17 | 23 | 23 | 23 | 29 | 23 | 17 | 6 | 12 | 41 | 35 | 17 | 17 | 23 | 23 | 23 | -8.184 | -6.059 | -4.833 | -2.294 | -3.631 | -11.378 | -8.758 | -4.601 | -5.261 | -6.097 | -6.021 | -5.883 | 46 | 46 | 266 | 266 | -73 | 2020
Vintage1970 | natural gas peaker | TRUE | 7140.732.GA.GT | 732 | N | . | Boulevard | Georgia Power Co | 7140 | GA | SAT | SERC |  | 22 | 1 | Electric Utility | GT | NG | NG | SOCO | A | mcf | 0 | 0 | 0 | 0 | 0 | 0 | 0 | 0 | 0 | 0 | 0 | 0 | 0 | 0 | 0 | 0 | 0 | 0 | 0 | 0 | 0 | 0 | 0 | 0 | 0 | 0 | 0 | 0 | 0 | 0 | 0 | 0 | 0 | 0 | 0 | 0 | 0 | 0 | 0 | 0 | 0 | 0 | 0 | 0 | 0 | 0 | 0 | 0 | 0 | 0 | 0 | 0 | 0 | 0 | 0 | 0 | 0 | 0 | 0 | 0 | 0 | 0 | 0 | 0 | 0 | 0 | 0 | 0 | 0 | 0 | 0 | 0 | 0 | 0 | 0 | 0 | 0 | 2020
Vintage1926 | hydro | TRUE | 17539.736.GA.HY | 736 | N | . | Stevens Creek | Dominion Energy South Carolina, Inc | 17539 | GA | SAT | SERC |  | 22 | 1 | Electric Utility | HY | WAT | HYC | SCEG | A |  | 0 | 0 | 0 | 0 | 0 | 0 | 0 | 0 | 0 | 0 | 0 | 0 | 0 | 0 | 0 | 0 | 0 | 0 | 0 | 0 | 0 | 0 | 0 | 0 | 0 | 0 | 0 | 0 | 0 | 0 | 0 | 0 | 0 | 0 | 0 | 0 | 79669 | 102169 | 119420 | 66697 | 63346 | 60268 | 62410 | 73896 | 78522 | 55071 | 60738 | 48147 | 79669 | 102169 | 119420 | 66697 | 63346 | 60268 | 62410 | 73896 | 78522 | 55071 | 60738 | 48147 | 9087.331 | 11653.827 | 13621.565 | 7607.7 | 7225.473 | 6874.432 | 7118.706 | 8428.867 | 8956.594 | 6281.669 | 6928.037 | 5491.799 | 0 | 0 | 870353 | 870353 | 99276 | 2020
Vintage1994 | hydro | TRUE | 12397.745.CA.HY | 745 | N | . | Etiwanda | Metropolitan Water District of S CA | 12397 | CA | PACC | WECC |  | 22 | 1 | Electric Utility | HY | WAT | HYC | CISO | A |  | 0 | 0 | 0 | 0 | 0 | 0 | 0 | 0 | 0 | 0 | 0 | 0 | 0 | 0 | 0 | 0 | 0 | 0 | 0 | 0 | 0 | 0 | 0 | 0 | 0 | 0 | 0 | 0 | 0 | 0 | 0 | 0 | 0 | 0 | 0 | 0 | 6020 | 4492 | 4755 | 6980 | 9560 | 8933 | 9444 | 9517 | 6628 | 5451 | 4122 | 3396 | 6020 | 4492 | 4755 | 6980 | 9560 | 8933 | 9444 | 9517 | 6628 | 5451 | 4122 | 3396 | 686.711 | 512.327 | 542.392 | 796.177 | 1090.458 | 1018.885 | 1077.25 | 1085.496 | 756.007 | 621.729 | 470.225 | 387.343 | 0 | 0 | 79298 | 79298 | 9045 | 2020
Vintage1987 | hydro | TRUE | 16612.751.CA.HY | 751 | N | . | Moccasin Low Head Hydro Project | City & County of San Francisco | 16612 | CA | PACC | WECC |  | 22 | 1 | Electric Utility | HY | WAT | HYC | CISO | A |  | 0 | 0 | 0 | 0 | 0 | 0 | 0 | 0 | 0 | 0 | 0 | 0 | 0 | 0 | 0 | 0 | 0 | 0 | 0 | 0 | 0 | 0 | 0 | 0 | 0 | 0 | 0 | 0 | 0 | 0 | 0 | 0 | 0 | 0 | 0 | 0 | 0 | 0 | 0 | 0 | 0 | 0 | 0 | 0 | 0 | 0 | 0 | 0 | 0 | 0 | 0 | 0 | 0 | 0 | 0 | 0 | 0 | 0 | 0 | 0 | 0 | 0 | 0 | 0 | 0 | 0 | 0 | 0 | 0 | 0 | 0 | 0 | 0 | 0 | 0 | 0 | 0 | 2020
Vintage1930 | hydro | TRUE | 4538.752.GA.HY | 752 | N | . | Lake Blackshear Project | Crisp County Power Comm | 4538 | GA | SAT | SERC |  | 22 | 1 | Electric Utility | HY | WAT | HYC | SOCO | A |  | 0 | 0 | 0 | 0 | 0 | 0 | 0 | 0 | 0 | 0 | 0 | 0 | 0 | 0 | 0 | 0 | 0 | 0 | 0 | 0 | 0 | 0 | 0 | 0 | 0 | 0 | 0 | 0 | 0 | 0 | 0 | 0 | 0 | 0 | 0 | 0 | 39656 | 50856 | 59443 | 33199 | 31531 | 29999 | 31065 | 36783 | 39086 | 27413 | 30233 | 23966 | 39656 | 50856 | 59443 | 33199 | 31531 | 29999 | 31065 | 36783 | 39086 | 27413 | 30233 | 23966 | 4523.346 | 5800.853 | 6780.322 | 3786.838 | 3596.579 | 3421.843 | 3543.434 | 4195.585 | 4458.268 | 3126.787 | 3448.526 | 2733.619 | 0 | 0 | 433230 | 433230 | 49416 | 2020
Vintage1957 | natural gas peaker | TRUE | 4538.753.GA.GT | 753 | N | . | Crisp Plant | Crisp County Power Comm | 4538 | GA | SAT | SERC |  | 22 | 1 | Electric Utility | GT | NG | NG | SOCO | A | mcf | 0 | 0 | 0 | 0 | 0 | 0 | 0 | 0 | 0 | 0 | 0 | 0 | 0 | 0 | 0 | 0 | 0 | 0 | 0 | 0 | 0 | 0 | 0 | 0 | 0 | 0 | 0 | 0 | 0 | 0 | 0 | 0 | 0 | 0 | 0 | 0 | 0 | 0 | 0 | 0 | 0 | 0 | 0 | 0 | 0 | 0 | 0 | 0 | 0 | 0 | 0 | 0 | 0 | 0 | 0 | 0 | 0 | 0 | 0 | 0 | 0 | 0 | 0 | 0 | 0 | 0 | 0 | 0 | 0 | 0 | 0 | 0 | 0 | 0 | 0 | 0 | 0 | 2020
Vintage1957 | hard coal | TRUE | 4538.753.GA.ST | 753 | N | . | Crisp Plant | Crisp County Power Comm | 4538 | GA | SAT | SERC |  | 22 | 1 | Electric Utility | ST | BIT | COL | SOCO | AM | short tons | 0 | 0 | 0 | 0 | 0 | 0 | 0 | 0 | 0 | 0 | 0 | 0 | 0 | 0 | 0 | 0 | 0 | 0 | 0 | 0 | 0 | 0 | 0 | 0 | 0 | 0 | 0 | 0 | 0 | 0 | 0 | 0 | 0 | 0 | 0 | 0 | 0 | 0 | 0 | 0 | 0 | 0 | 0 | 0 | 0 | 0 | 0 | 0 | 0 | 0 | 0 | 0 | 0 | 0 | 0 | 0 | 0 | 0 | 0 | 0 | 0 | 0 | 0 | 0 | 0 | 0 | 0 | 0 | 0 | 0 | 0 | 0 | 0 | 0 | 0 | 0 | 0 | 2020
Vintage1957 | natural gas steam turbine | TRUE | 4538.753.GA.ST | 753 | N | . | Crisp Plant | Crisp County Power Comm | 4538 | GA | SAT | SERC |  | 22 | 1 | Electric Utility | ST | NG | NG | SOCO | AM | mcf | 0 | 0 | 0 | 0 | 0 | 0 | 0 | 0 | 0 | 0 | 0 | 0 | 0 | 0 | 0 | 0 | 0 | 0 | 0 | 0 | 0 | 0 | 0 | 0 | 0 | 0 | 0 | 0 | 0 | 0 | 0 | 0 | 0 | 0 | 0 | 0 | 0 | 0 | 0 | 0 | 0 | 0 | 0 | 0 | 0 | 0 | 0 | 0 | 0 | 0 | 0 | 0 | 0 | 0 | 0 | 0 | 0 | 0 | 0 | 0 | 0 | 0 | 0 | 0 | 0 | 0 | 0 | 0 | 0 | 0 | 0 | 0 | 0 | 0 | 0 | 0 | 0 | 2020
Vintage1983 | hydro | TRUE | 19375.754.GA.HY | 754 | N | . | Hartwell Lake | USCE-Savannah District | 19375 | GA | SAT | SERC |  | 22 | 1 | Electric Utility | HY | WAT | HYC | SEPA | A |  | 0 | 0 | 0 | 0 | 0 | 0 | 0 | 0 | 0 | 0 | 0 | 0 | 0 | 0 | 0 | 0 | 0 | 0 | 0 | 0 | 0 | 0 | 0 | 0 | 0 | 0 | 0 | 0 | 0 | 0 | 0 | 0 | 0 | 0 | 0 | 0 | 589259 | 755680 | 883276 | 493313 | 468528 | 445765 | 461605 | 546561 | 580781 | 407328 | 449241 | 356110 | 589259 | 755680 | 883276 | 493313 | 468528 | 445765 | 461605 | 546561 | 580781 | 407328 | 449241 | 356110 | 67213.269 | 86196.013 | 100750.13 | 56269.361 | 53442.267 | 50845.838 | 52652.585 | 62343.018 | 66246.28 | 46461.543 | 51242.321 | 40619.373 | 0 | 0 | 6437447 | 6437447 | 734282 | 2020
Vintage1994 | hydro | TRUE | 18642.757.GA.HY | 757 | N | . | Blue Ridge | Tennessee Valley Authority | 18642 | GA | SAT | SERC |  | 22 | 1 | Electric Utility | HY | WAT | HYC | TVA | A |  | 0 | 0 | 0 | 0 | 0 | 0 | 0 | 0 | 0 | 0 | 0 | 0 | 0 | 0 | 0 | 0 | 0 | 0 | 0 | 0 | 0 | 0 | 0 | 0 | 0 | 0 | 0 | 0 | 0 | 0 | 0 | 0 | 0 | 0 | 0 | 0 | 49214 | 63113 | 73770 | 41201 | 39131 | 37230 | 38552 | 45648 | 48506 | 34019 | 37520 | 29742 | 49214 | 63113 | 73770 | 41201 | 39131 | 37230 | 38552 | 45648 | 48506 | 34019 | 37520 | 29742 | 5613.54 | 7198.946 | 8414.482 | 4699.523 | 4463.408 | 4246.559 | 4397.455 | 5206.784 | 5532.778 | 3880.39 | 4279.673 | 3392.462 | 0 | 0 | 537646 | 537646 | 61326 | 2020
Vintage1993 | hydro | TRUE | 18642.758.GA.HY | 758 | N | . | Nottely | Tennessee Valley Authority | 18642 | GA | SAT | SERC |  | 22 | 1 | Electric Utility | HY | WAT | HYC | TVA | A |  | 0 | 0 | 0 | 0 | 0 | 0 | 0 | 0 | 0 | 0 | 0 | 0 | 0 | 0 | 0 | 0 | 0 | 0 | 0 | 0 | 0 | 0 | 0 | 0 | 0 | 0 | 0 | 0 | 0 | 0 | 0 | 0 | 0 | 0 | 0 | 0 | 54496 | 69887 | 81687 | 45623 | 43331 | 41225 | 42690 | 50547 | 53712 | 37671 | 41547 | 32934 | 54496 | 69887 | 81687 | 45623 | 43331 | 41225 | 42690 | 50547 | 53712 | 37671 | 41547 | 32934 | 6216.03 | 7971.595 | 9317.592 | 5203.913 | 4942.457 | 4702.334 | 4869.426 | 5765.618 | 6126.6 | 4296.865 | 4739.002 | 3756.568 | 0 | 0 | 595350 | 595350 | 67908 | 2020
Vintage2005 | hydro | TRUE | 27813.759.GA.HY | 759 | N | . | Buford | USCE-Mobile District | 27813 | GA | SAT | SERC |  | 22 | 1 | Electric Utility | HY | WAT | HYC | SOCO | A |  | 0 | 0 | 0 | 0 | 0 | 0 | 0 | 0 | 0 | 0 | 0 | 0 | 0 | 0 | 0 | 0 | 0 | 0 | 0 | 0 | 0 | 0 | 0 | 0 | 0 | 0 | 0 | 0 | 0 | 0 | 0 | 0 | 0 | 0 | 0 | 0 | 236158 | 302855 | 353992 | 197706 | 187773 | 178650 | 184998 | 219046 | 232760 | 163245 | 180043 | 142719 | 236158 | 302855 | 353992 | 197706 | 187773 | 178650 | 184998 | 219046 | 232760 | 163245 | 180043 | 142719 | 26937.136 | 34544.87 | 40377.741 | 22551.133 | 21418.116 | 20377.542 | 21101.634 | 24985.279 | 26549.594 | 18620.443 | 20536.441 | 16279.071 | 0 | 0 | 2579945 | 2579945 | 294279 | 2020
Vintage1950 | hydro | TRUE | 27813.760.GA.HY | 760 | N | . | Allatoona | USCE-Mobile District | 27813 | GA | SAT | SERC |  | 22 | 1 | Electric Utility | HY | WAT | HYC | SOCO | A |  | 0 | 0 | 0 | 0 | 0 | 0 | 0 | 0 | 0 | 0 | 0 | 0 | 0 | 0 | 0 | 0 | 0 | 0 | 0 | 0 | 0 | 0 | 0 | 0 | 0 | 0 | 0 | 0 | 0 | 0 | 0 | 0 | 0 | 0 | 0 | 0 | 151409 | 194171 | 226957 | 126756 | 120388 | 114539 | 118609 | 140438 | 149231 | 104663 | 115432 | 91502 | 151409 | 194171 | 226957 | 126756 | 120388 | 114539 | 118609 | 140438 | 149231 | 104663 | 115432 | 91502 | 17270.382 | 22147.976 | 25887.642 | 14458.354 | 13731.935 | 13064.785 | 13529.027 | 16018.974 | 17021.913 | 11938.245 | 13166.661 | 10437.106 | 0 | 0 | 1654095 | 1654095 | 188673 | 2020
Vintage1963 | hydro | TRUE | 27813.761.GA.HY | 761 | N | . | Walter F George | USCE-Mobile District | 27813 | GA | SAT | SERC |  | 22 | 1 | Electric Utility | HY | WAT | HYC | SOCO | A |  | 0 | 0 | 0 | 0 | 0 | 0 | 0 | 0 | 0 | 0 | 0 | 0 | 0 | 0 | 0 | 0 | 0 | 0 | 0 | 0 | 0 | 0 | 0 | 0 | 0 | 0 | 0 | 0 | 0 | 0 | 0 | 0 | 0 | 0 | 0 | 0 | 469777 | 602455 | 704178 | 393287 | 373527 | 355380 | 368008 | 435738 | 463019 | 324736 | 358151 | 283903 | 469777 | 602455 | 704178 | 393287 | 373527 | 355380 | 368008 | 435738 | 463019 | 324736 | 358151 | 283903 | 53584.743 | 68718.442 | 80321.489 | 44859.88 | 42606.023 | 40536.06 | 41976.461 | 49702.009 | 52813.825 | 37040.749 | 40852.15 | 32383.169 | 0 | 0 | 5132159 | 5132159 | 585395 | 2020
Vintage1977 | natural gas steam turbine | TRUE | 14077.762.OK.ST | 762 | N | . | Ponca | Oklahoma Municipal Power Authority | 14077 | OK | WSC | MRO |  | 22 | 1 | Electric Utility | ST | NG | NG | SWPP | AM | mcf | 0 | 0 | 0 | 0 | 0 | 0 | 0 | 0 | 0 | 0 | 0 | 0 | 0 | 0 | 0 | 0 | 0 | 0 | 0 | 0 | 0 | 0 | 0 | 0 | 0 | 0 | 0 | 0 | 0 | 0 | 0 | 0 | 0 | 0 | 0 | 0 | 0 | 0 | 0 | 0 | 0 | 0 | 0 | 0 | 0 | 0 | 0 | 0 | 0 | 0 | 0 | 0 | 0 | 0 | 0 | 0 | 0 | 0 | 0 | 0 | 0 | 0 | 0 | 0 | 0 | 0 | 0 | 0 | 0 | 0 | 0 | 0 | 0 | 0 | 0 | 0 | 0 | 2020
Vintage1981 | petroleum | TRUE | 19547.765.HI.ST | 765 | N | . | Kahe | Hawaiian Electric Co Inc | 19547 | HI | PACN |  |  | 22 | 1 | Electric Utility | ST | DFO | DFO |  | M | barrels | 0 | 0 | 0 | 0 | 0 | 0 | 0 | 0 | 0 | 0 | 0 | 0 | 0 | 0 | 0 | 0 | 0 | 0 | 0 | 0 | 0 | 0 | 0 | 0 | 0 | 0 | 0 | 0 | 0 | 0 | 0 | 0 | 0 | 0 | 0 | 0 | 0 | 0 | 0 | 0 | 0 | 0 | 0 | 0 | 0 | 0 | 0 | 0 | 0 | 0 | 0 | 0 | 0 | 0 | 0 | 0 | 0 | 0 | 0 | 0 | 0 | 0 | 0 | 0 | 0 | 0 | 0 | 0 | 0 | 0 | 0 | 0 | 0 | 0 | 0 | 0 | 0 | 2020
Vintage1981 | other | TRUE | 19547.765.HI.ST | 765 | N | . | Kahe | Hawaiian Electric Co Inc | 19547 | HI | PACN |  |  | 22 | 1 | Electric Utility | ST | PG | WOO |  | M | mcf | 0 | 0 | 0 | 0 | 0 | 0 | 0 | 0 | 0 | 0 | 0 | 0 | 0 | 0 | 0 | 0 | 0 | 0 | 0 | 0 | 0 | 0 | 0 | 0 | 0 | 0 | 0 | 0 | 0 | 0 | 0 | 0 | 0 | 0 | 0 | 0 | 0 | 0 | 0 | 0 | 0 | 0 | 0 | 0 | 0 | 0 | 0 | 0 | 0 | 0 | 0 | 0 | 0 | 0 | 0 | 0 | 0 | 0 | 0 | 0 | 0 | 0 | 0 | 0 | 0 | 0 | 0 | 0 | 0 | 0 | 0 | 0 | 0 | 0 | 0 | 0 | 0 | 2020
Vintage1981 | petroleum | TRUE | 19547.765.HI.ST | 765 | N | . | Kahe | Hawaiian Electric Co Inc | 19547 | HI | PACN |  |  | 22 | 1 | Electric Utility | ST | RFO | RFO |  | M | barrels | 400023 | 315215 | 245519 | 269664 | 304372 | 352722 | 370771 | 395993 | 373476 | 384038 | 357799 | 300293 | 400023 | 315215 | 245519 | 269664 | 304372 | 352722 | 370771 | 395993 | 373476 | 384038 | 357799 | 300293 | 6.242 | 6.21 | 6.158 | 6.218 | 6.268 | 6.162 | 6.216 | 6.237 | 6.24 | 6.203 | 6.214 | 6.277 | 2496944 | 1957485 | 1511906 | 1676771 | 1907804 | 2173473 | 2304713 | 2469808 | 2330490 | 2382188 | 2223363 | 1884939 | 2496944 | 1957485 | 1511906 | 1676771 | 1907804 | 2173473 | 2304713 | 2469808 | 2330490 | 2382188 | 2223363 | 1884939 | 236246 | 184766 | 143587 | 156492 | 174588 | 205325 | 220266 | 232245 | 217066 | 223654 | 209440 | 174370 | 4069885 | 4069885 | 25319884 | 25319884 | 2378045 | 2020
Vintage1973 | petroleum | TRUE | 19547.766.HI.GT | 766 | N | . | Waiau | Hawaiian Electric Co Inc | 19547 | HI | PACN |  |  | 22 | 1 | Electric Utility | GT | DFO | DFO |  | M | barrels | 4823 | 6951 | 8254 | 4649 | 1459 | 3730 | 2306 | 4132 | 3559 | 10383 | 5989 | 5632 | 4823 | 6951 | 8254 | 4649 | 1459 | 3730 | 2306 | 4132 | 3559 | 10383 | 5989 | 5632 | 5.812 | 5.806 | 5.805 | 5.754 | 5.752 | 5.752 | 5.794 | 5.799 | 5.799 | 5.749 | 5.809 | 5.802 | 28031 | 40358 | 47914 | 26750 | 8392 | 21455 | 13361 | 23961 | 20639 | 59692 | 34790 | 32677 | 28031 | 40358 | 47914 | 26750 | 8392 | 21455 | 13361 | 23961 | 20639 | 59692 | 34790 | 32677 | 1283 | 2115 | 2325 | 672 | 408 | 646 | 306 | 597 | 861 | 3303 | 2612 | 1151 | 61867 | 61867 | 358020 | 358020 | 16279 | 2020
Vintage1968 | petroleum | TRUE | 19547.766.HI.ST | 766 | N | . | Waiau | Hawaiian Electric Co Inc | 19547 | HI | PACN |  |  | 22 | 1 | Electric Utility | ST | DFO | DFO |  | M | barrels | 0 | 0 | 0 | 0 | 0 | 0 | 0 | 0 | 0 | 0 | 0 | 0 | 0 | 0 | 0 | 0 | 0 | 0 | 0 | 0 | 0 | 0 | 0 | 0 | 0 | 0 | 0 | 0 | 0 | 0 | 0 | 0 | 0 | 0 | 0 | 0 | 0 | 0 | 0 | 0 | 0 | 0 | 0 | 0 | 0 | 0 | 0 | 0 | 0 | 0 | 0 | 0 | 0 | 0 | 0 | 0 | 0 | 0 | 0 | 0 | 0 | 0 | 0 | 0 | 0 | 0 | 0 | 0 | 0 | 0 | 0 | 0 | 0 | 0 | 0 | 0 | 0 | 2020
Vintage1968 | other | TRUE | 19547.766.HI.ST | 766 | N | . | Waiau | Hawaiian Electric Co Inc | 19547 | HI | PACN |  |  | 22 | 1 | Electric Utility | ST | PG | WOO |  | M | mcf | 0 | 0 | 0 | 0 | 0 | 0 | 0 | 0 | 0 | 0 | 0 | 0 | 0 | 0 | 0 | 0 | 0 | 0 | 0 | 0 | 0 | 0 | 0 | 0 | 0 | 0 | 0 | 0 | 0 | 0 | 0 | 0 | 0 | 0 | 0 | 0 | 0 | 0 | 0 | 0 | 0 | 0 | 0 | 0 | 0 | 0 | 0 | 0 | 0 | 0 | 0 | 0 | 0 | 0 | 0 | 0 | 0 | 0 | 0 | 0 | 0 | 0 | 0 | 0 | 0 | 0 | 0 | 0 | 0 | 0 | 0 | 0 | 0 | 0 | 0 | 0 | 0 | 2020
Vintage1968 | petroleum | TRUE | 19547.766.HI.ST | 766 | N | . | Waiau | Hawaiian Electric Co Inc | 19547 | HI | PACN |  |  | 22 | 1 | Electric Utility | ST | RFO | RFO |  | M | barrels | 176790 | 139931 | 99770 | 67509 | 81732 | 91194 | 91213 | 99425 | 93637 | 119608 | 90248 | 127919 | 176790 | 139931 | 99770 | 67509 | 81732 | 91194 | 91213 | 99425 | 93637 | 119608 | 90248 | 127919 | 6.24 | 6.227 | 6.197 | 6.227 | 6.147 | 6.266 | 6.205 | 6.066 | 6.243 | 6.19 | 6.194 | 6.231 | 1103170 | 871350 | 618275 | 420379 | 502407 | 571422 | 565977 | 603112 | 584576 | 740374 | 558996 | 797063 | 1103170 | 871350 | 618275 | 420379 | 502407 | 571422 | 565977 | 603112 | 584576 | 740374 | 558996 | 797063 | 102704 | 79667 | 57089 | 37786 | 48523 | 50928 | 49358 | 54371 | 51215 | 66044 | 50204 | 72699 | 1278976 | 1278976 | 7937101 | 7937101 | 720588 | 2020
Vintage1972 | petroleum | TRUE | 8287.768.HI.IC | 768 | N | . | Waimea | Hawaii Electric Light Co Inc | 8287 | HI | PACN |  |  | 22 | 1 | Electric Utility | IC | DFO | DFO |  | A | barrels | 197 | 165 | 164 | 149 | 157 | 174 | 179 | 182 | 180 | 208 | 179 | 180 | 197 | 165 | 164 | 149 | 157 | 174 | 179 | 182 | 180 | 208 | 179 | 180 | 5.716 | 5.716 | 5.716 | 5.716 | 5.716 | 5.716 | 5.716 | 5.716 | 5.716 | 5.716 | 5.716 | 5.716 | 1126 | 943 | 937 | 852 | 897 | 995 | 1023 | 1040 | 1029 | 1189 | 1023 | 1029 | 1126 | 943 | 937 | 852 | 897 | 995 | 1023 | 1040 | 1029 | 1189 | 1023 | 1029 | 105.468 | 88.579 | 87.76 | 79.997 | 83.884 | 93.301 | 95.945 | 97.478 | 96.429 | 111.204 | 95.647 | 96.308 | 2114 | 2114 | 12083 | 12083 | 1132 | 2020
Vintage1962 | petroleum | TRUE | 8287.769.HI.GT | 769 | N | . | Kanoelehua | Hawaii Electric Light Co Inc | 8287 | HI | PACN |  |  | 22 | 1 | Electric Utility | GT | DFO | DFO |  | A | barrels | 538 | 453 | 449 | 409 | 429 | 477 | 491 | 499 | 493 | 569 | 489 | 493 | 538 | 453 | 449 | 409 | 429 | 477 | 491 | 499 | 493 | 569 | 489 | 493 | 5.794 | 5.794 | 5.794 | 5.794 | 5.794 | 5.794 | 5.794 | 5.794 | 5.794 | 5.794 | 5.794 | 5.794 | 3117 | 2625 | 2602 | 2370 | 2486 | 2764 | 2845 | 2891 | 2856 | 3297 | 2833 | 2856 | 3117 | 2625 | 2602 | 2370 | 2486 | 2764 | 2845 | 2891 | 2856 | 3297 | 2833 | 2856 | 126.338 | 106.106 | 105.126 | 95.827 | 100.484 | 111.763 | 114.93 | 116.767 | 115.51 | 133.209 | 114.574 | 115.366 | 5789 | 5789 | 33542 | 33542 | 1356 | 2020
Vintage1973 | petroleum | TRUE | 8287.769.HI.IC | 769 | N | . | Kanoelehua | Hawaii Electric Light Co Inc | 8287 | HI | PACN |  |  | 22 | 1 | Electric Utility | IC | DFO | DFO |  | A | barrels | 117 | 98 | 97 | 89 | 93 | 103 | 106 | 108 | 107 | 123 | 106 | 107 | 117 | 98 | 97 | 89 | 93 | 103 | 106 | 108 | 107 | 123 | 106 | 107 | 5.73 | 5.73 | 5.73 | 5.73 | 5.73 | 5.73 | 5.73 | 5.73 | 5.73 | 5.73 | 5.73 | 5.73 | 670 | 562 | 556 | 510 | 533 | 590 | 607 | 619 | 613 | 705 | 607 | 613 | 670 | 562 | 556 | 510 | 533 | 590 | 607 | 619 | 613 | 705 | 607 | 613 | 54.411 | 45.698 | 45.276 | 41.271 | 43.276 | 48.134 | 49.498 | 50.289 | 49.748 | 57.37 | 49.344 | 49.685 | 1254 | 1254 | 7185 | 7185 | 584 | 2020
Vintage2005 | hydro | TRUE | 8287.771.HI.HY | 771 | N | . | Puueo | Hawaii Electric Light Co Inc | 8287 | HI | PACN |  |  | 22 | 1 | Electric Utility | HY | WAT | HYC |  | M |  | 0 | 0 | 0 | 0 | 0 | 0 | 0 | 0 | 0 | 0 | 0 | 0 | 0 | 0 | 0 | 0 | 0 | 0 | 0 | 0 | 0 | 0 | 0 | 0 | 0 | 0 | 0 | 0 | 0 | 0 | 0 | 0 | 0 | 0 | 0 | 0 | 10363 | 5471 | 11529 | 11125 | 2148 | 807 | 1447 | 622 | 1210 | 377 | 2718 | 0 | 10363 | 5471 | 11529 | 11125 | 2148 | 807 | 1447 | 622 | 1210 | 377 | 2718 | 0 | 1182 | 624 | 1315 | 1269 | 245 | 92 | 165 | 71 | 138 | 43 | 310 | 0 | 0 | 0 | 47817 | 47817 | 5454 | 2020
Vintage1974 | petroleum | TRUE | 8287.772.HI.ST | 772 | N | . | W H Hill | Hawaii Electric Light Co Inc | 8287 | HI | PACN |  |  | 22 | 1 | Electric Utility | ST | DFO | DFO |  | AM | barrels | 0 | 0 | 0 | 0 | 0 | 0 | 0 | 0 | 0 | 0 | 0 | 0 | 0 | 0 | 0 | 0 | 0 | 0 | 0 | 0 | 0 | 0 | 0 | 0 | 0 | 0 | 0 | 0 | 0 | 0 | 0 | 0 | 0 | 0 | 0 | 0 | 0 | 0 | 0 | 0 | 0 | 0 | 0 | 0 | 0 | 0 | 0 | 0 | 0 | 0 | 0 | 0 | 0 | 0 | 0 | 0 | 0 | 0 | 0 | 0 | 0 | 0 | 0 | 0 | 0 | 0 | 0 | 0 | 0 | 0 | 0 | 0 | 0 | 0 | 0 | 0 | 0 | 2020
Vintage1974 | other | TRUE | 8287.772.HI.ST | 772 | N | . | W H Hill | Hawaii Electric Light Co Inc | 8287 | HI | PACN |  |  | 22 | 1 | Electric Utility | ST | PG | WOO |  | AM | mcf | 0 | 0 | 0 | 0 | 0 | 0 | 0 | 0 | 0 | 0 | 0 | 0 | 0 | 0 | 0 | 0 | 0 | 0 | 0 | 0 | 0 | 0 | 0 | 0 | 0 | 0 | 0 | 0 | 0 | 0 | 0 | 0 | 0 | 0 | 0 | 0 | 0 | 0 | 0 | 0 | 0 | 0 | 0 | 0 | 0 | 0 | 0 | 0 | 0 | 0 | 0 | 0 | 0 | 0 | 0 | 0 | 0 | 0 | 0 | 0 | 0 | 0 | 0 | 0 | 0 | 0 | 0 | 0 | 0 | 0 | 0 | 0 | 0 | 0 | 0 | 0 | 0 | 2020
Vintage1974 | petroleum | TRUE | 8287.772.HI.ST | 772 | N | . | W H Hill | Hawaii Electric Light Co Inc | 8287 | HI | PACN |  |  | 22 | 1 | Electric Utility | ST | RFO | RFO |  | AM | barrels | 41622 | 29580 | 29894 | 27128 | 24628 | 35187 | 39426 | 40125 | 17484 | 29443 | 26009 | 29302 | 41622 | 29580 | 29894 | 27128 | 24628 | 35187 | 39426 | 40125 | 17484 | 29443 | 26009 | 29302 | 6.292 | 6.291 | 6.284 | 6.298 | 6.301 | 6.303 | 6.301 | 6.296 | 6.287 | 6.266 | 6.262 | 6.25 | 261886 | 186088 | 187854 | 170852 | 155181 | 221784 | 248423 | 252627 | 109922 | 184490 | 162868 | 183138 | 261886 | 186088 | 187854 | 170852 | 155181 | 221784 | 248423 | 252627 | 109922 | 184490 | 162868 | 183138 | 19926 | 13813 | 13929 | 12478 | 11462 | 16634 | 18584 | 18582 | 8099 | 13385 | 11875 | 13163 | 369828 | 369828 | 2325113 | 2325113 | 171930 | 2020
Vintage1928 | hydro | TRUE | 8287.774.HI.HY | 774 | N | . | Waiau Hydro | Hawaii Electric Light Co Inc | 8287 | HI | PACN |  |  | 22 | 1 | Electric Utility | HY | WAT | HYC |  | M |  | 0 | 0 | 0 | 0 | 0 | 0 | 0 | 0 | 0 | 0 | 0 | 0 | 0 | 0 | 0 | 0 | 0 | 0 | 0 | 0 | 0 | 0 | 0 | 0 | 0 | 0 | 0 | 0 | 0 | 0 | 0 | 0 | 0 | 0 | 0 | 0 | 0 | 0 | 0 | 0 | 0 | 0 | 0 | 0 | 0 | 0 | 0 | 0 | 0 | 0 | 0 | 0 | 0 | 0 | 0 | 0 | 0 | 0 | 0 | 0 | 0 | 0 | 0 | 0 | 0 | 0 | 0 | 0 | 0 | 0 | 0 | 0 | 0 | 0 | 0 | 0 | 0 | 2020
Vintage1983 | hydro | TRUE | 14191.776.CA.HY | 776 | N | . | Sly Creek | South Feather Water and Power Agency | 14191 | CA | PACC | WECC |  | 22 | 1 | Electric Utility | HY | WAT | HYC | CISO | A |  | 0 | 0 | 0 | 0 | 0 | 0 | 0 | 0 | 0 | 0 | 0 | 0 | 0 | 0 | 0 | 0 | 0 | 0 | 0 | 0 | 0 | 0 | 0 | 0 | 0 | 0 | 0 | 0 | 0 | 0 | 0 | 0 | 0 | 0 | 0 | 0 | 8996 | 6712 | 7106 | 10430 | 14286 | 13348 | 14113 | 14221 | 9904 | 8145 | 6160 | 5074 | 8996 | 6712 | 7106 | 10430 | 14286 | 13348 | 14113 | 14221 | 9904 | 8145 | 6160 | 5074 | 1026.159 | 765.573 | 810.499 | 1189.732 | 1629.478 | 1522.526 | 1609.741 | 1622.063 | 1129.707 | 929.053 | 702.659 | 578.81 | 0 | 0 | 118495 | 118495 | 13516 | 2020
Vintage1984 | hydro | TRUE | 3271.785.NE.HY | 785 | N | . | Kingsley | Central Nebraska Pub P&I Dist | 3271 | NE | WNC | MRO |  | 22 | 1 | Electric Utility | HY | WAT | HYC | SWPP | A |  | 0 | 0 | 0 | 0 | 0 | 0 | 0 | 0 | 0 | 0 | 0 | 0 | 0 | 0 | 0 | 0 | 0 | 0 | 0 | 0 | 0 | 0 | 0 | 0 | 0 | 0 | 0 | 0 | 0 | 0 | 0 | 0 | 0 | 0 | 0 | 0 | 130116 | 117954 | 95954 | 127454 | 96859 | 102601 | 85984 | 67756 | 42411 | 47477 | 63506 | 65234 | 130116 | 117954 | 95954 | 127454 | 96859 | 102601 | 85984 | 67756 | 42411 | 47477 | 63506 | 65234 | 14841.532 | 13454.333 | 10944.96 | 14537.926 | 11048.119 | 11703.139 | 9807.69 | 7728.567 | 4837.588 | 5415.449 | 7243.802 | 7440.895 | 0 | 0 | 1043306 | 1043306 | 119004 | 2020
Vintage1984 | hydro | TRUE | 7601.788.VT.HY | 788 | N | . | East Barnet | Green Mountain Power Corp | 7601 | VT | NEW | NPCC |  | 22 | 1 | Electric Utility | HY | WAT | HYC | ISNE | A |  | 0 | 0 | 0 | 0 | 0 | 0 | 0 | 0 | 0 | 0 | 0 | 0 | 0 | 0 | 0 | 0 | 0 | 0 | 0 | 0 | 0 | 0 | 0 | 0 | 0 | 0 | 0 | 0 | 0 | 0 | 0 | 0 | 0 | 0 | 0 | 0 | 5702 | 4860 | 6632 | 7155 | 6448 | 2134 | 2711 | 1466 | 834 | 3103 | 3659 | 4935 | 5702 | 4860 | 6632 | 7155 | 6448 | 2134 | 2711 | 1466 | 834 | 3103 | 3659 | 4935 | 650.398 | 554.308 | 756.425 | 816.14 | 735.487 | 243.437 | 309.207 | 167.175 | 95.165 | 353.947 | 417.36 | 562.951 | 0 | 0 | 49639 | 49639 | 5662 | 2020
Vintage2009 | petroleum | TRUE | 40215.789.AK.IC | 789 | N | . | Orca | Cordova Electric Coop, Inc | 40215 | AK | PACN |  |  | 22 | 1 | Electric Utility | IC | DFO | DFO |  | A | barrels | 1684 | 1093 | 1104 | 1059 | 897 | 1129 | 1472 | 1508 | 959 | 1148 | 890 | 882 | 1684 | 1093 | 1104 | 1059 | 897 | 1129 | 1472 | 1508 | 959 | 1148 | 890 | 882 | 5.8 | 5.8 | 5.8 | 5.8 | 5.8 | 5.8 | 5.8 | 5.8 | 5.8 | 5.8 | 5.8 | 5.8 | 9767 | 6339 | 6403 | 6142 | 5203 | 6548 | 8538 | 8746 | 5562 | 6658 | 5162 | 5116 | 9767 | 6339 | 6403 | 6142 | 5203 | 6548 | 8538 | 8746 | 5562 | 6658 | 5162 | 5116 | 966.499 | 626.577 | 632.592 | 607.037 | 514 | 647.148 | 843.572 | 864.332 | 549.607 | 657.822 | 510.133 | 505.681 | 13825 | 13825 | 80184 | 80184 | 7925 | 2020
Vintage1988 | hydro | TRUE | 9187.790.ID.HY | 790 | N | . | Gem State | City of Idaho Falls - (ID) | 9187 | ID | MTN | WECC |  | 22 | 1 | Electric Utility | HY | WAT | HYC | PACE | A |  | 0 | 0 | 0 | 0 | 0 | 0 | 0 | 0 | 0 | 0 | 0 | 0 | 0 | 0 | 0 | 0 | 0 | 0 | 0 | 0 | 0 | 0 | 0 | 0 | 0 | 0 | 0 | 0 | 0 | 0 | 0 | 0 | 0 | 0 | 0 | 0 | 48698 | 51291 | 53361 | 60032 | 68287 | 66517 | 67398 | 67855 | 49289 | 53922 | 52562 | 48812 | 48698 | 51291 | 53361 | 60032 | 68287 | 66517 | 67398 | 67855 | 49289 | 53922 | 52562 | 48812 | 5554.668 | 5850.446 | 6086.631 | 6847.525 | 7789.129 | 7587.227 | 7687.668 | 7739.832 | 5622.078 | 6150.618 | 5995.445 | 5567.733 | 0 | 0 | 688024 | 688024 | 78479 | 2020
Vintage1989 | hydro | TRUE | 7751.791.TX.HY | 791 | N | . | Canyon | Guadalupe Blanco River Authority | 7751 | TX | WSC | TRE |  | 22 | 1 | Electric Utility | HY | WAT | HYC | ERCO | A |  | 0 | 0 | 0 | 0 | 0 | 0 | 0 | 0 | 0 | 0 | 0 | 0 | 0 | 0 | 0 | 0 | 0 | 0 | 0 | 0 | 0 | 0 | 0 | 0 | 0 | 0 | 0 | 0 | 0 | 0 | 0 | 0 | 0 | 0 | 0 | 0 | 20 | 41 | 38 | 47 | 51 | 23 | 32 | 25 | 33 | 32 | 20 | 22 | 20 | 41 | 38 | 47 | 51 | 23 | 32 | 25 | 33 | 32 | 20 | 22 | 2.236 | 4.709 | 4.351 | 5.317 | 5.804 | 2.606 | 3.618 | 2.841 | 3.725 | 3.642 | 2.252 | 2.459 | 0 | 0 | 384 | 384 | 43.56 | 2020
Vintage2017 | other | TRUE | 11843.792.HI.BA | 792 | N | . | Palaau Power Hybrid | Maui Electric Co Ltd | 11843 | HI | PACN |  |  | 22 | 1 | Electric Utility | BA | MWH | OTH |  | A | megawatthours | 0 | 0 | 0 | 0 | 0 | 0 | 0 | 0 | 0 | 0 | 0 | 0 | 0 | 0 | 0 | 0 | 0 | 0 | 0 | 0 | 0 | 0 | 0 | 0 | 0 | 0 | 0 | 0 | 0 | 0 | 0 | 0 | 0 | 0 | 0 | 0 | 0 | 0 | 0 | 0 | 0 | 0 | 0 | 0 | 0 | 0 | 0 | 0 | 0 | 0 | 0 | 0 | 0 | 0 | 0 | 0 | 0 | 0 | 0 | 0 | 0 | 0 | 0 | 0 | 0 | 0 | 0 | 0 | 0 | 0 | 0 | 0 | 0 | 0 | 0 | 0 | 0 | 2020
Vintage1982 | petroleum | TRUE | 11843.792.HI.GT | 792 | N | . | Palaau Power Hybrid | Maui Electric Co Ltd | 11843 | HI | PACN |  |  | 22 | 1 | Electric Utility | GT | DFO | DFO |  | A | barrels | 25 | 20 | 20 | 18 | 19 | 21 | 22 | 22 | 22 | 25 | 22 | 22 | 25 | 20 | 20 | 18 | 19 | 21 | 22 | 22 | 22 | 25 | 22 | 22 | 5.726 | 5.726 | 5.726 | 5.726 | 5.726 | 5.726 | 5.726 | 5.726 | 5.726 | 5.726 | 5.726 | 5.726 | 143 | 115 | 115 | 103 | 109 | 120 | 126 | 126 | 126 | 143 | 126 | 126 | 143 | 115 | 115 | 103 | 109 | 120 | 126 | 126 | 126 | 143 | 126 | 126 | 6.149 | 5.164 | 5.117 | 4.664 | 4.891 | 5.44 | 5.594 | 5.683 | 5.622 | 6.484 | 5.577 | 5.615 | 258 | 258 | 1478 | 1478 | 66 | 2020
Vintage1996 | petroleum | TRUE | 11843.792.HI.IC | 792 | N | . | Palaau Power Hybrid | Maui Electric Co Ltd | 11843 | HI | PACN |  |  | 22 | 1 | Electric Utility | IC | DFO | DFO |  | A | barrels | 5272 | 4427 | 4386 | 3998 | 4192 | 4663 | 4795 | 4872 | 4819 | 5558 | 4780 | 4813 | 5272 | 4427 | 4386 | 3998 | 4192 | 4663 | 4795 | 4872 | 4819 | 5558 | 4780 | 4813 | 5.726 | 5.726 | 5.726 | 5.726 | 5.726 | 5.726 | 5.726 | 5.726 | 5.726 | 5.726 | 5.726 | 5.726 | 30187 | 25349 | 25114 | 22893 | 24003 | 26700 | 27456 | 27897 | 27594 | 31825 | 27370 | 27559 | 30187 | 25349 | 25114 | 22893 | 24003 | 26700 | 27456 | 27897 | 27594 | 31825 | 27370 | 27559 | 2982.075 | 2504.535 | 2481.403 | 2261.894 | 2371.811 | 2638.057 | 2712.806 | 2756.175 | 2726.503 | 3144.257 | 2704.397 | 2723.087 | 56575 | 56575 | 323947 | 323947 | 32007 | 2020
Vintage1992 | hydro | TRUE | 6958.794.TX.HY | 794 | N | . | Lewisville | City of Garland - (TX) | 6958 | TX | WSC | TRE |  | 22 | 1 | Electric Utility | HY | WAT | HYC | ERCO | A |  | 0 | 0 | 0 | 0 | 0 | 0 | 0 | 0 | 0 | 0 | 0 | 0 | 0 | 0 | 0 | 0 | 0 | 0 | 0 | 0 | 0 | 0 | 0 | 0 | 0 | 0 | 0 | 0 | 0 | 0 | 0 | 0 | 0 | 0 | 0 | 0 | 3502 | 7372 | 6812 | 8324 | 9086 | 4080 | 5664 | 4449 | 5832 | 5701 | 3526 | 3849 | 3502 | 7372 | 6812 | 8324 | 9086 | 4080 | 5664 | 4449 | 5832 | 5701 | 3526 | 3849 | 399.498 | 840.893 | 776.984 | 949.519 | 1036.411 | 465.395 | 646.069 | 507.431 | 665.214 | 650.323 | 402.18 | 439.083 | 0 | 0 | 68197 | 68197 | 7779 | 2020
Vintage1990 | hydro | TRUE | 39006.805.ME.HY | 805 | N | . | Charles E Monty | Brookfield White Pine Hydro LLC | 39006 | ME | NEW | NPCC |  | 22 | 2 | NAICS-22 Non-Cogen | HY | WAT | HYC | ISNE | A |  | 0 | 0 | 0 | 0 | 0 | 0 | 0 | 0 | 0 | 0 | 0 | 0 | 0 | 0 | 0 | 0 | 0 | 0 | 0 | 0 | 0 | 0 | 0 | 0 | 0 | 0 | 0 | 0 | 0 | 0 | 0 | 0 | 0 | 0 | 0 | 0 | 144797 | 123404 | 168401 | 181696 | 163740 | 54196 | 68838 | 37218 | 21186 | 78799 | 92916 | 125329 | 144797 | 123404 | 168401 | 181696 | 163740 | 54196 | 68838 | 37218 | 21186 | 78799 | 92916 | 125329 | 16516.102 | 14076.011 | 19208.538 | 20724.939 | 18676.858 | 6181.802 | 7851.956 | 4245.221 | 2416.619 | 8988.084 | 10598.38 | 14295.49 | 0 | 0 | 1260520 | 1260520 | 143780 | 2020
Vintage1991 | hydro | TRUE | 15296.808.NY.HY | 808 | N | . | Jarvis (Hinckley) | New York Power Authority | 15296 | NY | MAT | NPCC |  | 22 | 1 | Electric Utility | HY | WAT | HYC | NYIS | A |  | 0 | 0 | 0 | 0 | 0 | 0 | 0 | 0 | 0 | 0 | 0 | 0 | 0 | 0 | 0 | 0 | 0 | 0 | 0 | 0 | 0 | 0 | 0 | 0 | 0 | 0 | 0 | 0 | 0 | 0 | 0 | 0 | 0 | 0 | 0 | 0 | 16404 | 15307 | 16256 | 15941 | 16651 | 15578 | 16347 | 16031 | 15227 | 15303 | 15134 | 15987 | 16404 | 15307 | 16256 | 15941 | 16651 | 15578 | 16347 | 16031 | 15227 | 15303 | 15134 | 15987 | 1871.1 | 1745.955 | 1854.202 | 1818.282 | 1899.297 | 1776.863 | 1864.582 | 1828.574 | 1736.901 | 1745.477 | 1726.239 | 1823.528 | 0 | 0 | 190166 | 190166 | 21691 | 2020
Vintage1978 | hydro | TRUE | 9191.809.ID.HY | 809 | N | . | American Falls | Idaho Power Co | 9191 | ID | MTN | WECC |  | 22 | 1 | Electric Utility | HY | WAT | HYC | IPCO | A |  | 0 | 0 | 0 | 0 | 0 | 0 | 0 | 0 | 0 | 0 | 0 | 0 | 0 | 0 | 0 | 0 | 0 | 0 | 0 | 0 | 0 | 0 | 0 | 0 | 0 | 0 | 0 | 0 | 0 | 0 | 0 | 0 | 0 | 0 | 0 | 0 | 242774 | 255701 | 266024 | 299280 | 340434 | 331610 | 336000 | 338279 | 245720 | 268821 | 262039 | 243345 | 242774 | 255701 | 266024 | 299280 | 340434 | 331610 | 336000 | 338279 | 245720 | 268821 | 262039 | 243345 | 27691.803 | 29166.35 | 30343.807 | 34137.111 | 38831.309 | 37824.763 | 38325.492 | 38585.544 | 28027.863 | 30662.806 | 29889.215 | 27756.937 | 0 | 0 | 3430027 | 3430027 | 391243 | 2020
Vintage1950 | hydro | TRUE | 9191.810.ID.HY | 810 | N | . | Bliss | Idaho Power Co | 9191 | ID | MTN | WECC |  | 22 | 1 | Electric Utility | HY | WAT | HYC | IPCO | A |  | 0 | 0 | 0 | 0 | 0 | 0 | 0 | 0 | 0 | 0 | 0 | 0 | 0 | 0 | 0 | 0 | 0 | 0 | 0 | 0 | 0 | 0 | 0 | 0 | 0 | 0 | 0 | 0 | 0 | 0 | 0 | 0 | 0 | 0 | 0 | 0 | 224634 | 236596 | 246147 | 276918 | 314997 | 306832 | 310894 | 313004 | 227360 | 248735 | 242460 | 225163 | 224634 | 236596 | 246147 | 276918 | 314997 | 306832 | 310894 | 313004 | 227360 | 248735 | 242460 | 225163 | 25622.719 | 26987.091 | 28076.571 | 31586.445 | 35929.901 | 34998.562 | 35461.878 | 35702.499 | 25933.669 | 28371.734 | 27655.945 | 25682.986 | 0 | 0 | 3173740 | 3173740 | 362010 | 2020
Vintage1980 | hydro | TRUE | 9191.811.ID.HY | 811 | N | . | Brownlee | Idaho Power Co | 9191 | ID | MTN | WECC |  | 22 | 1 | Electric Utility | HY | WAT | HYC | IPCO | A |  | 0 | 0 | 0 | 0 | 0 | 0 | 0 | 0 | 0 | 0 | 0 | 0 | 0 | 0 | 0 | 0 | 0 | 0 | 0 | 0 | 0 | 0 | 0 | 0 | 0 | 0 | 0 | 0 | 0 | 0 | 0 | 0 | 0 | 0 | 0 | 0 | 1281386 | 1349618 | 1404103 | 1579631 | 1796846 | 1750270 | 1773441 | 1785474 | 1296937 | 1418864 | 1383068 | 1284400 | 1281386 | 1349618 | 1404103 | 1579631 | 1796846 | 1750270 | 1773441 | 1785474 | 1296937 | 1418864 | 1383068 | 1284400 | 146160.2 | 153943.01 | 160157.75 | 180179.2 | 204955.66 | 199643.01 | 202285.91 | 203658.49 | 147933.96 | 161841.46 | 157758.37 | 146503.98 | 0 | 0 | 18104038 | 18104038 | 2065021 | 2020
Vintage1952 | hydro | TRUE | 9191.812.ID.HY | 812 | N | . | C J Strike | Idaho Power Co | 9191 | ID | MTN | WECC |  | 22 | 1 | Electric Utility | HY | WAT | HYC | IPCO | A |  | 0 | 0 | 0 | 0 | 0 | 0 | 0 | 0 | 0 | 0 | 0 | 0 | 0 | 0 | 0 | 0 | 0 | 0 | 0 | 0 | 0 | 0 | 0 | 0 | 0 | 0 | 0 | 0 | 0 | 0 | 0 | 0 | 0 | 0 | 0 | 0 | 277693 | 292479 | 304287 | 342326 | 389399 | 379306 | 384327 | 386935 | 281063 | 307486 | 299728 | 278346 | 277693 | 292479 | 304287 | 342326 | 389399 | 379306 | 384327 | 386935 | 281063 | 307486 | 299728 | 278346 | 31674.752 | 33361.385 | 34708.197 | 39047.097 | 44416.467 | 43265.149 | 43837.899 | 44135.354 | 32059.148 | 35073.078 | 34188.22 | 31749.254 | 0 | 0 | 3923375 | 3923375 | 447516 | 2020
Vintage1984 | hydro | TRUE | 9191.813.ID.HY | 813 | N | . | Cascade Dam | Idaho Power Co | 9191 | ID | MTN | WECC |  | 22 | 1 | Electric Utility | HY | WAT | HYC | IPCO | A |  | 0 | 0 | 0 | 0 | 0 | 0 | 0 | 0 | 0 | 0 | 0 | 0 | 0 | 0 | 0 | 0 | 0 | 0 | 0 | 0 | 0 | 0 | 0 | 0 | 0 | 0 | 0 | 0 | 0 | 0 | 0 | 0 | 0 | 0 | 0 | 0 | 22315 | 23503 | 24452 | 27508 | 31291 | 30480 | 30883 | 31093 | 22585 | 24709 | 24085 | 22367 | 22315 | 23503 | 24452 | 27508 | 31291 | 30480 | 30883 | 31093 | 22585 | 24709 | 24085 | 22367 | 2545.284 | 2680.818 | 2789.043 | 3137.704 | 3569.17 | 3476.653 | 3522.678 | 3546.58 | 2576.174 | 2818.364 | 2747.26 | 2551.272 | 0 | 0 | 315271 | 315271 | 35961 | 2020
Vintage1937 | hydro | TRUE | 9191.814.ID.HY | 814 | N | . | Clear Lake | Idaho Power Co | 9191 | ID | MTN | WECC |  | 22 | 1 | Electric Utility | HY | WAT | HYC | IPCO | A |  | 0 | 0 | 0 | 0 | 0 | 0 | 0 | 0 | 0 | 0 | 0 | 0 | 0 | 0 | 0 | 0 | 0 | 0 | 0 | 0 | 0 | 0 | 0 | 0 | 0 | 0 | 0 | 0 | 0 | 0 | 0 | 0 | 0 | 0 | 0 | 0 | 10824 | 11400 | 11860 | 13343 | 15178 | 14784 | 14980 | 15082 | 10955 | 11985 | 11683 | 10849 | 10824 | 11400 | 11860 | 13343 | 15178 | 14784 | 14980 | 15082 | 10955 | 11985 | 11683 | 10849 | 1234.6 | 1300.339 | 1352.835 | 1521.953 | 1731.237 | 1686.362 | 1708.686 | 1720.28 | 1249.581 | 1367.057 | 1332.567 | 1237.503 | 0 | 0 | 152923 | 152923 | 17443 | 2020
Vintage1948 | hydro | TRUE | 9191.815.ID.HY | 815 | N | . | Lower Malad | Idaho Power Co | 9191 | ID | MTN | WECC |  | 22 | 1 | Electric Utility | HY | WAT | HYC | IPCO | A |  | 0 | 0 | 0 | 0 | 0 | 0 | 0 | 0 | 0 | 0 | 0 | 0 | 0 | 0 | 0 | 0 | 0 | 0 | 0 | 0 | 0 | 0 | 0 | 0 | 0 | 0 | 0 | 0 | 0 | 0 | 0 | 0 | 0 | 0 | 0 | 0 | 60182 | 63386 | 65945 | 74189 | 84391 | 82203 | 83292 | 83857 | 60912 | 66639 | 64957 | 60323 | 60182 | 63386 | 65945 | 74189 | 84391 | 82203 | 83292 | 83857 | 60912 | 66639 | 64957 | 60323 | 6864.575 | 7230.104 | 7521.986 | 8462.316 | 9625.97 | 9376.455 | 9500.582 | 9565.047 | 6947.882 | 7601.064 | 7409.297 | 6880.722 | 0 | 0 | 850276 | 850276 | 96986 | 2020
Vintage1949 | hydro | TRUE | 9191.816.ID.HY | 816 | N | . | Lower Salmon | Idaho Power Co | 9191 | ID | MTN | WECC |  | 22 | 1 | Electric Utility | HY | WAT | HYC | IPCO | A |  | 0 | 0 | 0 | 0 | 0 | 0 | 0 | 0 | 0 | 0 | 0 | 0 | 0 | 0 | 0 | 0 | 0 | 0 | 0 | 0 | 0 | 0 | 0 | 0 | 0 | 0 | 0 | 0 | 0 | 0 | 0 | 0 | 0 | 0 | 0 | 0 | 145281 | 153017 | 159194 | 179095 | 203723 | 198442 | 201069 | 202434 | 147044 | 160868 | 156809 | 145623 | 145281 | 153017 | 159194 | 179095 | 203723 | 198442 | 201069 | 202434 | 147044 | 160868 | 156809 | 145623 | 16571.354 | 17453.754 | 18158.369 | 20428.362 | 23237.468 | 22635.13 | 22934.777 | 23090.397 | 16772.46 | 18349.265 | 17886.332 | 16610.332 | 0 | 0 | 2052599 | 2052599 | 234128 | 2020
Vintage1967 | petroleum | TRUE | 9191.817.ID.IC | 817 | N | . | Salmon Diesel | Idaho Power Co | 9191 | ID | MTN | WECC |  | 22 | 1 | Electric Utility | IC | DFO | DFO | IPCO | M | barrels | 0 | 0 | 31 | 0 | 0 | 0 | 0 | 0 | 0 | 0 | 0 | 28 | 0 | 0 | 31 | 0 | 0 | 0 | 0 | 0 | 0 | 0 | 0 | 28 | 0 | 0 | 5.88 | 0 | 0 | 0 | 0 | 0 | 0 | 0 | 0 | 5.88 | 0 | 0 | 182 | 0 | 0 | 0 | 0 | 0 | 0 | 0 | 0 | 165 | 0 | 0 | 182 | 0 | 0 | 0 | 0 | 0 | 0 | 0 | 0 | 165 | 0 | 0 | 19 | 0 | 0 | 0 | 0 | 0 | 0 | 0 | 0 | 15 | 59 | 59 | 347 | 347 | 34 | 2020
Vintage2020 | hydro | TRUE | 9191.818.ID.HY | 818 | N | . | Shoshone Falls | Idaho Power Co | 9191 | ID | MTN | WECC |  | 22 | 1 | Electric Utility | HY | WAT | HYC | IPCO | A |  | 0 | 0 | 0 | 0 | 0 | 0 | 0 | 0 | 0 | 0 | 0 | 0 | 0 | 0 | 0 | 0 | 0 | 0 | 0 | 0 | 0 | 0 | 0 | 0 | 0 | 0 | 0 | 0 | 0 | 0 | 0 | 0 | 0 | 0 | 0 | 0 | 32595 | 34331 | 35717 | 40182 | 45707 | 44523 | 45112 | 45418 | 32991 | 36092 | 35182 | 32672 | 32595 | 34331 | 35717 | 40182 | 45707 | 44523 | 45112 | 45418 | 32991 | 36092 | 35182 | 32672 | 3717.952 | 3915.927 | 4074.015 | 4583.311 | 5213.562 | 5078.422 | 5145.651 | 5180.566 | 3763.072 | 4116.844 | 4012.981 | 3726.697 | 0 | 0 | 460522 | 460522 | 52529 | 2020
Vintage1994 | hydro | TRUE | 9191.819.ID.HY | 819 | N | . | Swan Falls | Idaho Power Co | 9191 | ID | MTN | WECC |  | 22 | 1 | Electric Utility | HY | WAT | HYC | IPCO | A |  | 0 | 0 | 0 | 0 | 0 | 0 | 0 | 0 | 0 | 0 | 0 | 0 | 0 | 0 | 0 | 0 | 0 | 0 | 0 | 0 | 0 | 0 | 0 | 0 | 0 | 0 | 0 | 0 | 0 | 0 | 0 | 0 | 0 | 0 | 0 | 0 | 74429 | 78393 | 81557 | 91753 | 104370 | 101665 | 103011 | 103709 | 75333 | 82415 | 80336 | 74605 | 74429 | 78393 | 81557 | 91753 | 104370 | 101665 | 103011 | 103709 | 75333 | 82415 | 80336 | 74605 | 8489.733 | 8941.799 | 9302.783 | 10465.731 | 11904.875 | 11596.289 | 11749.802 | 11829.529 | 8592.762 | 9400.581 | 9163.414 | 8509.702 | 0 | 0 | 1051576 | 1051576 | 119947 | 2020
Vintage1920 | hydro | TRUE | 9191.820.ID.HY | 820 | N | . | Thousand Springs | Idaho Power Co | 9191 | ID | MTN | WECC |  | 22 | 1 | Electric Utility | HY | WAT | HYC | IPCO | A |  | 0 | 0 | 0 | 0 | 0 | 0 | 0 | 0 | 0 | 0 | 0 | 0 | 0 | 0 | 0 | 0 | 0 | 0 | 0 | 0 | 0 | 0 | 0 | 0 | 0 | 0 | 0 | 0 | 0 | 0 | 0 | 0 | 0 | 0 | 0 | 0 | 35071 | 36938 | 38429 | 43233 | 49178 | 47904 | 48538 | 48867 | 35496 | 38833 | 37853 | 35153 | 35071 | 36938 | 38429 | 43233 | 49178 | 47904 | 48538 | 48867 | 35496 | 38833 | 37853 | 35153 | 4000.29 | 4213.299 | 4383.392 | 4931.363 | 5609.475 | 5464.072 | 5536.406 | 5573.973 | 4048.836 | 4429.473 | 4317.722 | 4009.699 | 0 | 0 | 495493 | 495493 | 56518 | 2020
Vintage1995 | hydro | TRUE | 9191.821.ID.HY | 821 | N | . | Twin Falls (ID) | Idaho Power Co | 9191 | ID | MTN | WECC |  | 22 | 1 | Electric Utility | HY | WAT | HYC | IPCO | A |  | 0 | 0 | 0 | 0 | 0 | 0 | 0 | 0 | 0 | 0 | 0 | 0 | 0 | 0 | 0 | 0 | 0 | 0 | 0 | 0 | 0 | 0 | 0 | 0 | 0 | 0 | 0 | 0 | 0 | 0 | 0 | 0 | 0 | 0 | 0 | 0 | 33001 | 34758 | 36162 | 40682 | 46276 | 45077 | 45674 | 45983 | 33402 | 36542 | 35620 | 33079 | 33001 | 34758 | 36162 | 40682 | 46276 | 45077 | 45674 | 45983 | 33402 | 36542 | 35620 | 33079 | 3764.243 | 3964.682 | 4124.738 | 4640.374 | 5278.473 | 5141.649 | 5209.715 | 5245.065 | 3809.923 | 4168.1 | 4062.943 | 3773.095 | 0 | 0 | 466256 | 466256 | 53183 | 2020
Vintage1937 | hydro | TRUE | 9191.822.ID.HY | 822 | N | . | Upper Salmon A | Idaho Power Co | 9191 | ID | MTN | WECC |  | 22 | 1 | Electric Utility | HY | WAT | HYC | IPCO | A |  | 0 | 0 | 0 | 0 | 0 | 0 | 0 | 0 | 0 | 0 | 0 | 0 | 0 | 0 | 0 | 0 | 0 | 0 | 0 | 0 | 0 | 0 | 0 | 0 | 0 | 0 | 0 | 0 | 0 | 0 | 0 | 0 | 0 | 0 | 0 | 0 | 55064 | 57996 | 60337 | 67880 | 77214 | 75213 | 76208 | 76725 | 55732 | 60971 | 59433 | 55193 | 55064 | 57996 | 60337 | 67880 | 77214 | 75213 | 76208 | 76725 | 55732 | 60971 | 59433 | 55193 | 6280.79 | 6615.233 | 6882.293 | 7742.653 | 8807.347 | 8579.051 | 8692.622 | 8751.605 | 6357.012 | 6954.645 | 6779.186 | 6295.563 | 0 | 0 | 777966 | 777966 | 88738 | 2020
Vintage1948 | hydro | TRUE | 9191.823.ID.HY | 823 | N | . | Upper Malad | Idaho Power Co | 9191 | ID | MTN | WECC |  | 22 | 1 | Electric Utility | HY | WAT | HYC | IPCO | A |  | 0 | 0 | 0 | 0 | 0 | 0 | 0 | 0 | 0 | 0 | 0 | 0 | 0 | 0 | 0 | 0 | 0 | 0 | 0 | 0 | 0 | 0 | 0 | 0 | 0 | 0 | 0 | 0 | 0 | 0 | 0 | 0 | 0 | 0 | 0 | 0 | 35030 | 36896 | 38385 | 43184 | 49122 | 47848 | 48482 | 48811 | 35455 | 38789 | 37810 | 35113 | 35030 | 36896 | 38385 | 43184 | 49122 | 47848 | 48482 | 48811 | 35455 | 38789 | 37810 | 35113 | 3995.69 | 4208.453 | 4378.35 | 4925.691 | 5603.024 | 5457.788 | 5530.039 | 5567.562 | 4044.18 | 4424.379 | 4312.757 | 4005.087 | 0 | 0 | 494925 | 494925 | 56453 | 2020
Vintage1925 | hydro | TRUE | 14354.825.ID.HY | 825 | N | . | Ashton | PacifiCorp | 14354 | ID | MTN | WECC |  | 22 | 1 | Electric Utility | HY | WAT | HYC | PACE | A |  | 0 | 0 | 0 | 0 | 0 | 0 | 0 | 0 | 0 | 0 | 0 | 0 | 0 | 0 | 0 | 0 | 0 | 0 | 0 | 0 | 0 | 0 | 0 | 0 | 0 | 0 | 0 | 0 | 0 | 0 | 0 | 0 | 0 | 0 | 0 | 0 | 22063 | 23238 | 24176 | 27198 | 30939 | 30137 | 30536 | 30743 | 22331 | 24430 | 23814 | 22115 | 22063 | 23238 | 24176 | 27198 | 30939 | 30137 | 30536 | 30743 | 22331 | 24430 | 23814 | 22115 | 2516.619 | 2650.626 | 2757.633 | 3102.366 | 3528.973 | 3437.499 | 3483.005 | 3506.638 | 2547.16 | 2786.623 | 2716.319 | 2522.539 | 0 | 0 | 311720 | 311720 | 35556 | 2020
Vintage1923 | hydro | TRUE | 14354.827.ID.HY | 827 | N | . | Grace | PacifiCorp | 14354 | ID | MTN | WECC |  | 22 | 1 | Electric Utility | HY | WAT | HYC | PACE | A |  | 0 | 0 | 0 | 0 | 0 | 0 | 0 | 0 | 0 | 0 | 0 | 0 | 0 | 0 | 0 | 0 | 0 | 0 | 0 | 0 | 0 | 0 | 0 | 0 | 0 | 0 | 0 | 0 | 0 | 0 | 0 | 0 | 0 | 0 | 0 | 0 | 62511 | 65840 | 68498 | 77061 | 87657 | 85385 | 86516 | 87103 | 63270 | 69218 | 67472 | 62658 | 62511 | 65840 | 68498 | 77061 | 87657 | 85385 | 86516 | 87103 | 63270 | 69218 | 67472 | 62658 | 7130.282 | 7509.957 | 7813.137 | 8789.863 | 9998.559 | 9739.386 | 9868.317 | 9935.277 | 7216.811 | 7895.275 | 7696.085 | 7147.051 | 0 | 0 | 883189 | 883189 | 100740 | 2020
Vintage1920 | hydro | TRUE | 14354.829.ID.HY | 829 | N | . | Oneida | PacifiCorp | 14354 | ID | MTN | WECC |  | 22 | 1 | Electric Utility | HY | WAT | HYC | PACE | A |  | 0 | 0 | 0 | 0 | 0 | 0 | 0 | 0 | 0 | 0 | 0 | 0 | 0 | 0 | 0 | 0 | 0 | 0 | 0 | 0 | 0 | 0 | 0 | 0 | 0 | 0 | 0 | 0 | 0 | 0 | 0 | 0 | 0 | 0 | 0 | 0 | 30966 | 32615 | 33931 | 38173 | 43422 | 42297 | 42857 | 43148 | 31342 | 34288 | 33423 | 31039 | 30966 | 32615 | 33931 | 38173 | 43422 | 42297 | 42857 | 43148 | 31342 | 34288 | 33423 | 31039 | 3532.086 | 3720.165 | 3870.349 | 4354.185 | 4952.929 | 4824.544 | 4888.412 | 4921.582 | 3574.951 | 3911.037 | 3812.366 | 3540.394 | 0 | 0 | 437501 | 437501 | 49903 | 2020
Vintage1924 | hydro | TRUE | 14354.831.ID.HY | 831 | N | . | Soda | PacifiCorp | 14354 | ID | MTN | WECC |  | 22 | 1 | Electric Utility | HY | WAT | HYC | PACE | A |  | 0 | 0 | 0 | 0 | 0 | 0 | 0 | 0 | 0 | 0 | 0 | 0 | 0 | 0 | 0 | 0 | 0 | 0 | 0 | 0 | 0 | 0 | 0 | 0 | 0 | 0 | 0 | 0 | 0 | 0 | 0 | 0 | 0 | 0 | 0 | 0 | 15870 | 16715 | 17390 | 19564 | 22254 | 21677 | 21964 | 22113 | 16062 | 17572 | 17129 | 15907 | 15870 | 16715 | 17390 | 19564 | 22254 | 21677 | 21964 | 22113 | 16062 | 17572 | 17129 | 15907 | 1810.172 | 1906.563 | 1983.532 | 2231.495 | 2538.348 | 2472.551 | 2505.283 | 2522.282 | 1832.142 | 2004.384 | 1953.816 | 1814.432 | 0 | 0 | 224217 | 224217 | 25575 | 2020
Vintage1953 | hydro | TRUE | 20169.833.ID.HY | 833 | N | . | Cabinet Gorge | Avista Corp | 20169 | ID | MTN | WECC |  | 22 | 1 | Electric Utility | HY | WAT | HYC | AVA | A |  | 0 | 0 | 0 | 0 | 0 | 0 | 0 | 0 | 0 | 0 | 0 | 0 | 0 | 0 | 0 | 0 | 0 | 0 | 0 | 0 | 0 | 0 | 0 | 0 | 0 | 0 | 0 | 0 | 0 | 0 | 0 | 0 | 0 | 0 | 0 | 0 | 622199 | 655330 | 681786 | 767017 | 872489 | 849873 | 861124 | 866967 | 629750 | 688954 | 671572 | 623662 | 622199 | 655330 | 681786 | 767017 | 872489 | 849873 | 861124 | 866967 | 629750 | 688954 | 671572 | 623662 | 70970.565 | 74749.642 | 77767.315 | 87489.069 | 99519.701 | 96940.052 | 98223.358 | 98889.838 | 71831.844 | 78584.868 | 76602.253 | 71137.495 | 0 | 0 | 8790723 | 8790723 | 1002706 | 2020
Vintage1980 | hydro | TRUE | 20169.835.ID.HY | 835 | N | . | Post Falls | Avista Corp | 20169 | ID | MTN | WECC |  | 22 | 1 | Electric Utility | HY | WAT | HYC | AVA | A |  | 0 | 0 | 0 | 0 | 0 | 0 | 0 | 0 | 0 | 0 | 0 | 0 | 0 | 0 | 0 | 0 | 0 | 0 | 0 | 0 | 0 | 0 | 0 | 0 | 0 | 0 | 0 | 0 | 0 | 0 | 0 | 0 | 0 | 0 | 0 | 0 | 47785 | 50329 | 52361 | 58907 | 67007 | 65270 | 66134 | 66583 | 48365 | 52912 | 51577 | 47897 | 47785 | 50329 | 52361 | 58907 | 67007 | 65270 | 66134 | 66583 | 48365 | 52912 | 51577 | 47897 | 5450.553 | 5740.786 | 5972.544 | 6719.176 | 7643.131 | 7445.013 | 7543.571 | 7594.757 | 5516.698 | 6035.332 | 5883.067 | 5463.372 | 0 | 0 | 675127 | 675127 | 77008 | 2020
Vintage1985 | hydro | TRUE | 13402.839.CA.HY | 839 | N | . | Scott Flat | Nevada Irrigation District | 13402 | CA | PACC | WECC |  | 22 | 2 | NAICS-22 Non-Cogen | HY | WAT | HYC | CISO | A |  | 0 | 0 | 0 | 0 | 0 | 0 | 0 | 0 | 0 | 0 | 0 | 0 | 0 | 0 | 0 | 0 | 0 | 0 | 0 | 0 | 0 | 0 | 0 | 0 | 0 | 0 | 0 | 0 | 0 | 0 | 0 | 0 | 0 | 0 | 0 | 0 | 2394 | 1786 | 1890 | 2775 | 3801 | 3551 | 3755 | 3783 | 2635 | 2167 | 1639 | 1350 | 2394 | 1786 | 1890 | 2775 | 3801 | 3551 | 3755 | 3783 | 2635 | 2167 | 1639 | 1350 | 273.015 | 203.685 | 215.637 | 316.534 | 433.531 | 405.076 | 428.28 | 431.558 | 300.564 | 247.179 | 186.946 | 153.995 | 0 | 0 | 31526 | 31526 | 3596 | 2020
Vintage1975 | hydro | TRUE | 19400.840.ID.HY | 840 | N | . | Dworshak | USACE Northwestern Division | 19400 | ID | MTN | WECC |  | 22 | 1 | Electric Utility | HY | WAT | HYC | BPAT | A |  | 0 | 0 | 0 | 0 | 0 | 0 | 0 | 0 | 0 | 0 | 0 | 0 | 0 | 0 | 0 | 0 | 0 | 0 | 0 | 0 | 0 | 0 | 0 | 0 | 0 | 0 | 0 | 0 | 0 | 0 | 0 | 0 | 0 | 0 | 0 | 0 | 1016279 | 1070394 | 1113606 | 1252819 | 1425094 | 1388154 | 1406531 | 1416075 | 1028612 | 1125313 | 1096923 | 1018669 | 1016279 | 1070394 | 1113606 | 1252819 | 1425094 | 1388154 | 1406531 | 1416075 | 1028612 | 1125313 | 1096923 | 1018669 | 115920.92 | 122093.53 | 127022.5 | 142901.68 | 162552.11 | 158338.6 | 160434.7 | 161523.31 | 117327.7 | 128357.86 | 125119.52 | 116193.57 | 0 | 0 | 14358469 | 14358469 | 1637786 | 2020
Vintage1982 | hydro | TRUE | 9187.841.ID.HY | 841 | N | . | City Power Plant | City of Idaho Falls - (ID) | 9187 | ID | MTN | WECC |  | 22 | 1 | Electric Utility | HY | WAT | HYC | PACE | A |  | 0 | 0 | 0 | 0 | 0 | 0 | 0 | 0 | 0 | 0 | 0 | 0 | 0 | 0 | 0 | 0 | 0 | 0 | 0 | 0 | 0 | 0 | 0 | 0 | 0 | 0 | 0 | 0 | 0 | 0 | 0 | 0 | 0 | 0 | 0 | 0 | 30512 | 32137 | 33434 | 37614 | 42786 | 41677 | 42229 | 42515 | 30882 | 33786 | 32933 | 30584 | 30512 | 32137 | 33434 | 37614 | 42786 | 41677 | 42229 | 42515 | 30882 | 33786 | 32933 | 30584 | 3480.347 | 3665.67 | 3813.655 | 4290.403 | 4880.376 | 4753.872 | 4816.805 | 4849.488 | 3522.583 | 3853.747 | 3756.521 | 3488.533 | 0 | 0 | 431089 | 431089 | 49172 | 2020
Vintage1940 | hydro | TRUE | 9187.843.ID.HY | 843 | N | . | Lower No 2 | City of Idaho Falls - (ID) | 9187 | ID | MTN | WECC |  | 22 | 1 | Electric Utility | HY | WAT | HYC | PACE | A |  | 0 | 0 | 0 | 0 | 0 | 0 | 0 | 0 | 0 | 0 | 0 | 0 | 0 | 0 | 0 | 0 | 0 | 0 | 0 | 0 | 0 | 0 | 0 | 0 | 0 | 0 | 0 | 0 | 0 | 0 | 0 | 0 | 0 | 0 | 0 | 0 | 6011 | 6331 | 6587 | 7410 | 8429 | 8211 | 8319 | 8376 | 6084 | 6656 | 6488 | 6025 | 6011 | 6331 | 6587 | 7410 | 8429 | 8211 | 8319 | 8376 | 6084 | 6656 | 6488 | 6025 | 685.637 | 722.146 | 751.299 | 845.219 | 961.446 | 936.524 | 948.922 | 955.361 | 693.957 | 759.197 | 740.043 | 687.249 | 0 | 0 | 84927 | 84927 | 9687 | 2020
Vintage1982 | hydro | TRUE | 9187.844.ID.HY | 844 | N | . | Upper Power Plant | City of Idaho Falls - (ID) | 9187 | ID | MTN | WECC |  | 22 | 1 | Electric Utility | HY | WAT | HYC | PACE | A |  | 0 | 0 | 0 | 0 | 0 | 0 | 0 | 0 | 0 | 0 | 0 | 0 | 0 | 0 | 0 | 0 | 0 | 0 | 0 | 0 | 0 | 0 | 0 | 0 | 0 | 0 | 0 | 0 | 0 | 0 | 0 | 0 | 0 | 0 | 0 | 0 | 31965 | 33668 | 35027 | 39405 | 44824 | 43662 | 44240 | 44540 | 32353 | 35395 | 34502 | 32041 | 31965 | 33668 | 35027 | 39405 | 44824 | 43662 | 44240 | 44540 | 32353 | 35395 | 34502 | 32041 | 3646.112 | 3840.261 | 3995.294 | 4494.749 | 5112.823 | 4980.293 | 5046.223 | 5080.463 | 3690.36 | 4037.296 | 3935.439 | 3654.687 | 0 | 0 | 451622 | 451622 | 51514 | 2020
Vintage1984 | hydro | TRUE | 13402.846.CA.HY | 846 | N | . | Combie South | Nevada Irrigation District | 13402 | CA | PACC | WECC |  | 22 | 2 | NAICS-22 Non-Cogen | HY | WAT | HYC | CISO | A |  | 0 | 0 | 0 | 0 | 0 | 0 | 0 | 0 | 0 | 0 | 0 | 0 | 0 | 0 | 0 | 0 | 0 | 0 | 0 | 0 | 0 | 0 | 0 | 0 | 0 | 0 | 0 | 0 | 0 | 0 | 0 | 0 | 0 | 0 | 0 | 0 | 2288 | 1707 | 1807 | 2652 | 3633 | 3394 | 3589 | 3616 | 2519 | 2071 | 1566 | 1290 | 2288 | 1707 | 1807 | 2652 | 3633 | 3394 | 3589 | 3616 | 2519 | 2071 | 1566 | 1290 | 260.945 | 194.678 | 206.103 | 302.538 | 414.362 | 387.165 | 409.343 | 412.476 | 287.274 | 236.25 | 178.68 | 147.186 | 0 | 0 | 30132 | 30132 | 3437 | 2020
Vintage1958 | hydro | TRUE | 2518.850.ID.HY | 850 | N | . | Palisades Dam | U S Bureau of Reclamation | 2518 | ID | MTN | WECC |  | 22 | 1 | Electric Utility | HY | WAT | HYC | BPAT | A |  | 0 | 0 | 0 | 0 | 0 | 0 | 0 | 0 | 0 | 0 | 0 | 0 | 0 | 0 | 0 | 0 | 0 | 0 | 0 | 0 | 0 | 0 | 0 | 0 | 0 | 0 | 0 | 0 | 0 | 0 | 0 | 0 | 0 | 0 | 0 | 0 | 517448 | 545001 | 567003 | 637884 | 725600 | 706792 | 716148 | 721008 | 523727 | 572964 | 558508 | 518665 | 517448 | 545001 | 567003 | 637884 | 725600 | 706792 | 716148 | 721008 | 523727 | 572964 | 558508 | 518665 | 59022.214 | 62165.06 | 64674.688 | 72759.722 | 82764.92 | 80619.571 | 81686.824 | 82241.098 | 59738.492 | 65354.6 | 63705.771 | 59161.04 | 0 | 0 | 7310748 | 7310748 | 833894 | 2020
Vintage1955 | hydro | TRUE | 19400.851.ID.HY | 851 | N | . | Albeni Falls | USACE Northwestern Division | 19400 | ID | MTN | WECC |  | 22 | 1 | Electric Utility | HY | WAT | HYC | BPAT | A |  | 0 | 0 | 0 | 0 | 0 | 0 | 0 | 0 | 0 | 0 | 0 | 0 | 0 | 0 | 0 | 0 | 0 | 0 | 0 | 0 | 0 | 0 | 0 | 0 | 0 | 0 | 0 | 0 | 0 | 0 | 0 | 0 | 0 | 0 | 0 | 0 | 103854 | 109384 | 113800 | 128026 | 145631 | 141856 | 143734 | 144709 | 105114 | 114996 | 112095 | 104098 | 103854 | 109384 | 113800 | 128026 | 145631 | 141856 | 143734 | 144709 | 105114 | 114996 | 112095 | 104098 | 11846.005 | 12476.786 | 12980.479 | 14603.179 | 16611.264 | 16180.684 | 16394.886 | 16506.131 | 11989.764 | 13116.941 | 12786.014 | 11873.867 | 0 | 0 | 1467297 | 1467297 | 167366 | 2020
Vintage1972 | hard coal | TRUE | 49756.856.IL.ST | 856 | N | . | E D Edwards | Illinois Power Resources Generating LLC | 49756 | IL | ENC | SERC |  | 22 | 2 | NAICS-22 Non-Cogen | ST | BIT | COL | MISO | M | short tons | 0 | 0 | 0 | 0 | 0 | 0 | 0 | 0 | 0 | 0 | 0 | 0 | 0 | 0 | 0 | 0 | 0 | 0 | 0 | 0 | 0 | 0 | 0 | 0 | 0 | 0 | 0 | 0 | 0 | 0 | 0 | 0 | 0 | 0 | 0 | 0 | 0 | 0 | 0 | 0 | 0 | 0 | 0 | 0 | 0 | 0 | 0 | 0 | 0 | 0 | 0 | 0 | 0 | 0 | 0 | 0 | 0 | 0 | 0 | 0 | 0 | 0 | 0 | 0 | 0 | 0 | 0 | 0 | 0 | 0 | 0 | 0 | 0 | 0 | 0 | 0 | 0 | 2020
Vintage1972 | petroleum | TRUE | 49756.856.IL.ST | 856 | N | . | E D Edwards | Illinois Power Resources Generating LLC | 49756 | IL | ENC | SERC |  | 22 | 2 | NAICS-22 Non-Cogen | ST | DFO | DFO | MISO | M | barrels | 750 | 630 | 80 | 810 | 860 | 1400 | 1930 | 570 | 1120 | 1080 | 790 | 570 | 750 | 630 | 80 | 810 | 860 | 1400 | 1930 | 570 | 1120 | 1080 | 790 | 570 | 5.921 | 5.921 | 5.921 | 5.921 | 5.921 | 5.921 | 5.921 | 5.921 | 5.921 | 5.921 | 5.921 | 5.921 | 4441 | 3730 | 474 | 4796 | 5092 | 8289 | 11428 | 3375 | 6632 | 6395 | 4678 | 3375 | 4441 | 3730 | 474 | 4796 | 5092 | 8289 | 11428 | 3375 | 6632 | 6395 | 4678 | 3375 | 413.083 | 343.692 | 44.904 | 448.333 | 459.671 | 716.316 | 948.223 | 308.921 | 596.311 | 594.901 | 431.778 | 298.645 | 10590 | 10590 | 62705 | 62705 | 5604.778 | 2020
Vintage1972 | hard coal | TRUE | 49756.856.IL.ST | 856 | N | . | E D Edwards | Illinois Power Resources Generating LLC | 49756 | IL | ENC | SERC |  | 22 | 2 | NAICS-22 Non-Cogen | ST | SUB | COL | MISO | M | short tons | 178310 | 148890 | 179270 | 103940 | 151210 | 170510 | 168080 | 176770 | 156070 | 162420 | 160440 | 182580 | 178310 | 148890 | 179270 | 103940 | 151210 | 170510 | 168080 | 176770 | 156070 | 162420 | 160440 | 182580 | 17.65 | 17.65 | 17.65 | 17.65 | 17.65 | 17.65 | 17.65 | 17.65 | 17.65 | 17.65 | 17.65 | 17.65 | 3147172 | 2627909 | 3164116 | 1834541 | 2668857 | 3009502 | 2966612 | 3119991 | 2754636 | 2866713 | 2831766 | 3222537 | 3147172 | 2627909 | 3164116 | 1834541 | 2668857 | 3009502 | 2966612 | 3119991 | 2754636 | 2866713 | 2831766 | 3222537 | 292752.92 | 242127.31 | 299953.1 | 171493.67 | 240923.33 | 260061.68 | 246160.78 | 285582.08 | 247698.69 | 266692.1 | 261394.22 | 285156.36 | 1938490 | 1938490 | 34214352 | 34214352 | 3099996.2 | 2020
Vintage1958 | natural gas combined cycle | TRUE | 59371.862.IL.CA | 862 | N | . | Grand Tower Energy Center LLC | Mainline Generation LLC | 59371 | IL | ENC | SERC |  | 22 | 2 | NAICS-22 Non-Cogen | CA | NG | NG | MISO | AM | mcf | 4152 | 199 | 63 | 0 | 0 | 0 | 53789 | 10577 | 100 | 3115 | 0 | 0 | 4152 | 199 | 63 | 0 | 0 | 0 | 53789 | 10577 | 100 | 3115 | 0 | 0 | 1.019 | 1.019 | 1.026 | 0 | 0 | 0 | 1.022 | 1.046 | 1.036 | 1.002 | 0 | 0 | 4231 | 203 | 65 | 0 | 0 | 0 | 54972 | 11064 | 104 | 3121 | 0 | 0 | 4231 | 203 | 65 | 0 | 0 | 0 | 54972 | 11064 | 104 | 3121 | 0 | 0 | 44377 | 10915 | 37586 | 32042 | 24369 | 36514 | 88671 | 27389 | 6192 | 16533 | 13909 | 6436 | 71995 | 71995 | 73760 | 73760 | 344933 | 2020
Vintage2001 | natural gas combined cycle | TRUE | 59371.862.IL.CT | 862 | N | . | Grand Tower Energy Center LLC | Mainline Generation LLC | 59371 | IL | ENC | SERC |  | 22 | 2 | NAICS-22 Non-Cogen | CT | NG | NG | MISO | AM | mcf | 1129063 | 322306 | 1063686 | 859237 | 652996 | 979587 | 2126123 | 669821 | 169922 | 416522 | 279101 | 166289 | 1129063 | 322306 | 1063686 | 859237 | 652996 | 979587 | 2126123 | 669821 | 169922 | 416522 | 279101 | 166289 | 1.019 | 1.019 | 1.026 | 1.036 | 1.027 | 1.024 | 1.022 | 1.046 | 1.036 | 1.002 | 1.011 | 1.013 | 1150515 | 328430 | 1091342 | 890170 | 670627 | 1003097 | 2172898 | 700633 | 176039 | 417355 | 282171 | 168451 | 1150515 | 328430 | 1091342 | 890170 | 670627 | 1003097 | 2172898 | 700633 | 176039 | 417355 | 282171 | 168451 | 104295 | 28712 | 99637 | 79091 | 59273 | 87562 | 194109 | 59255 | 14516 | 36620 | 19438 | 14628 | 8834653 | 8834653 | 9051728 | 9051728 | 797136 | 2020
Vintage1971 | nuclear | TRUE | 55951.869.IL.ST | 869 | N | 3 | Dresden Generating Station | Exelon Nuclear | 55951 | IL | ENC | RFC |  | 22 | 2 | NAICS-22 Non-Cogen | ST | NUC | NUC | PJM | M |  | 0 | 0 | 0 | 0 | 0 | 0 | 0 | 0 | 0 | 0 | 0 | 0 | 0 | 0 | 0 | 0 | 0 | 0 | 0 | 0 | 0 | 0 | 0 | 0 | 0 | 0 | 0 | 0 | 0 | 0 | 0 | 0 | 0 | 0 | 0 | 0 | 7278799 | 6781874 | 7179396 | 6916512 | 7022069 | 6811206 | 6954326 | 5846102 | 6536863 | 4734316 | 5190011 | 7222412 | 7278799 | 6781874 | 7179396 | 6916512 | 7022069 | 6811206 | 6954326 | 5846102 | 6536863 | 4734316 | 5190011 | 7222412 | 696804 | 649233 | 687288 | 662122 | 672227 | 652041 | 665742 | 559651 | 625778 | 453219 | 496843 | 691406 | 0 | 0 | 78473886 | 78473886 | 7512354 | 2020
Vintage1971 | nuclear | TRUE | 55951.869.IL.ST | 869 | N | 2 | Dresden Generating Station | Exelon Nuclear | 55951 | IL | ENC | RFC |  | 22 | 2 | NAICS-22 Non-Cogen | ST | NUC | NUC | PJM | M |  | 0 | 0 | 0 | 0 | 0 | 0 | 0 | 0 | 0 | 0 | 0 | 0 | 0 | 0 | 0 | 0 | 0 | 0 | 0 | 0 | 0 | 0 | 0 | 0 | 0 | 0 | 0 | 0 | 0 | 0 | 0 | 0 | 0 | 0 | 0 | 0 | 6135999 | 6820033 | 7236859 | 6655749 | 7059497 | 6820378 | 7041550 | 7065378 | 6947077 | 7171279 | 7040527 | 7223916 | 6135999 | 6820033 | 7236859 | 6655749 | 7059497 | 6820378 | 7041550 | 7065378 | 6947077 | 7171279 | 7040527 | 7223916 | 587403 | 652886 | 692789 | 637159 | 675810 | 652919 | 674092 | 676373 | 665048 | 686511 | 673994 | 691550 | 0 | 0 | 83218242 | 83218242 | 7966534 | 2020
Vintage1959 | natural gas steam turbine | TRUE | 12384.874.IL.ST | 874 | N | . | Joliet 9 | Midwest Generations EME LLC | 12384 | IL | ENC | RFC |  | 22 | 2 | NAICS-22 Non-Cogen | ST | NG | NG | PJM | M | mcf | 0 | 0 | 0 | 0 | 0 | 0 | 0 | 224421 | 0 | 0 | 0 | 0 | 0 | 0 | 0 | 0 | 0 | 0 | 0 | 224421 | 0 | 0 | 0 | 0 | 0 | 0 | 0 | 0 | 0 | 0 | 0 | 1.05 | 0 | 0 | 0 | 0 | 0 | 0 | 0 | 0 | 0 | 0 | 0 | 235642 | 0 | 0 | 0 | 0 | 0 | 0 | 0 | 0 | 0 | 0 | 0 | 235642 | 0 | 0 | 0 | 0 | -7284 | -7752 | -5954 | -5357 | -5560 | -5151 | -3268 | 12690 | -5643 | -5389 | -5490 | -6419 | 224421 | 224421 | 235642 | 235642 | -50577 | 2020
Vintage1959 | hard coal | TRUE | 12384.874.IL.ST | 874 | N | . | Joliet 9 | Midwest Generations EME LLC | 12384 | IL | ENC | RFC |  | 22 | 2 | NAICS-22 Non-Cogen | ST | SUB | COL | PJM | M | short tons | 0 | 0 | 0 | 0 | 0 | 0 | 0 | 0 | 0 | 0 | 0 | 0 | 0 | 0 | 0 | 0 | 0 | 0 | 0 | 0 | 0 | 0 | 0 | 0 | 0 | 0 | 0 | 0 | 0 | 0 | 0 | 0 | 0 | 0 | 0 | 0 | 0 | 0 | 0 | 0 | 0 | 0 | 0 | 0 | 0 | 0 | 0 | 0 | 0 | 0 | 0 | 0 | 0 | 0 | 0 | 0 | 0 | 0 | 0 | 0 | 0 | 0 | 0 | 0 | 0 | 0 | 0 | 0 | 0 | 0 | 0 | 0 | 0 | 0 | 0 | 0 | 0 | 2020
Vintage1968 | natural gas steam turbine | TRUE | 59918.876.IL.ST | 876 | N | . | Kincaid Generation LLC | Dynegy Kincaid Generation | 59918 | IL | ENC | RFC |  | 22 | 2 | NAICS-22 Non-Cogen | ST | NG | NG | PJM | M | mcf | 762 | 1564 | 0 | 1075 | 0 | 5320 | 12175 | 11873 | 1416 | 3108 | 2095 | 3572 | 762 | 1564 | 0 | 1075 | 0 | 5320 | 12175 | 11873 | 1416 | 3108 | 2095 | 3572 | 1.026 | 1.026 | 0 | 1.032 | 0 | 1.019 | 1.017 | 1.024 | 1.031 | 1.023 | 1.018 | 1.019 | 782 | 1605 | 0 | 1109 | 0 | 5421 | 12382 | 12158 | 1460 | 3179 | 2133 | 3640 | 782 | 1605 | 0 | 1109 | 0 | 5421 | 12382 | 12158 | 1460 | 3179 | 2133 | 3640 | 56.747 | 130.028 | 0 | 73.929 | 0 | 426.491 | 1057.125 | 1032.386 | 127.817 | 273.388 | 184.539 | 304.796 | 42960 | 42960 | 43869 | 43869 | 3667.246 | 2020
Vintage1968 | hard coal | TRUE | 59918.876.IL.ST | 876 | N | . | Kincaid Generation LLC | Dynegy Kincaid Generation | 59918 | IL | ENC | RFC |  | 22 | 2 | NAICS-22 Non-Cogen | ST | RC | COL | PJM | M | short tons | 0 | 0 | 0 | 0 | 0 | 0 | 0 | 0 | 0 | 98251 | 32440 | 84172 | 0 | 0 | 0 | 0 | 0 | 0 | 0 | 0 | 0 | 98251 | 32440 | 84172 | 0 | 0 | 0 | 0 | 0 | 0 | 0 | 0 | 0 | 17.602 | 17.58 | 17.726 | 0 | 0 | 0 | 0 | 0 | 0 | 0 | 0 | 0 | 1729414 | 570295 | 1492033 | 0 | 0 | 0 | 0 | 0 | 0 | 0 | 0 | 0 | 1729414 | 570295 | 1492033 | 0 | 0 | 0 | 0 | 0 | 0 | 0 | 0 | 0 | 148703.61 | 49346.461 | 124940.2 | 214863 | 214863 | 3791742 | 3791742 | 322990.28 | 2020
Vintage1968 | hard coal | TRUE | 59918.876.IL.ST | 876 | N | . | Kincaid Generation LLC | Dynegy Kincaid Generation | 59918 | IL | ENC | RFC |  | 22 | 2 | NAICS-22 Non-Cogen | ST | SUB | COL | PJM | M | short tons | 10552 | 46582 | 0 | 8896 | 0 | 60862 | 310815 | 277392 | 59606 | 0 | 0 | 0 | 10552 | 46582 | 0 | 8896 | 0 | 60862 | 310815 | 277392 | 59606 | 0 | 0 | 0 | 17.556 | 17.454 | 0 | 17.82 | 0 | 17.366 | 17.524 | 17.794 | 17.574 | 0 | 0 | 0 | 185251 | 813042 | 0 | 158527 | 0 | 1056929 | 5446722 | 4935913 | 1047516 | 0 | 0 | 0 | 185251 | 813042 | 0 | 158527 | 0 | 1056929 | 5446722 | 4935913 | 1047516 | 0 | 0 | 0 | 13446.253 | 65881.972 | 0 | 10564.071 | 0 | 83151.509 | 465019.88 | 419130.61 | 91712.183 | 0 | 0 | 0 | 774705 | 774705 | 13643900 | 13643900 | 1148906.5 | 2020
Vintage1975 | hard coal | TRUE | 12384.879.IL.ST | 879 | N | . | Powerton | Midwest Generations EME LLC | 12384 | IL | ENC | RFC |  | 22 | 2 | NAICS-22 Non-Cogen | ST | BIT | COL | PJM | M | short tons | 0 | 0 | 0 | 0 | 0 | 0 | 0 | 0 | 0 | 0 | 0 | 0 | 0 | 0 | 0 | 0 | 0 | 0 | 0 | 0 | 0 | 0 | 0 | 0 | 0 | 0 | 0 | 0 | 0 | 0 | 0 | 0 | 0 | 0 | 0 | 0 | 0 | 0 | 0 | 0 | 0 | 0 | 0 | 0 | 0 | 0 | 0 | 0 | 0 | 0 | 0 | 0 | 0 | 0 | 0 | 0 | 0 | 0 | 0 | 0 | 0 | 0 | 0 | 0 | 0 | 0 | 0 | 0 | 0 | 0 | 0 | 0 | 0 | 0 | 0 | 0 | 0 | 2020
Vintage1975 | natural gas steam turbine | TRUE | 12384.879.IL.ST | 879 | N | . | Powerton | Midwest Generations EME LLC | 12384 | IL | ENC | RFC |  | 22 | 2 | NAICS-22 Non-Cogen | ST | NG | NG | PJM | M | mcf | 6139 | 4295 | 0 | 0 | 0 | 3104 | 2783 | 13112 | 0 | 6591 | 816 | 219 | 6139 | 4295 | 0 | 0 | 0 | 3104 | 2783 | 13112 | 0 | 6591 | 816 | 219 | 1.03 | 1.03 | 0 | 0 | 0 | 1.03 | 1.03 | 1.03 | 0 | 1.03 | 1.031 | 1.05 | 6323 | 4424 | 0 | 0 | 0 | 3197 | 2866 | 13505 | 0 | 6789 | 841 | 230 | 6323 | 4424 | 0 | 0 | 0 | 3197 | 2866 | 13505 | 0 | 6789 | 841 | 230 | 429.592 | 376.057 | -36.741 | -27.616 | -27.679 | 197.312 | 236.176 | 1023.686 | -38.503 | 481.37 | 45.656 | 17.435 | 37059 | 37059 | 38175 | 38175 | 2676.745 | 2020
Vintage1975 | hard coal | TRUE | 12384.879.IL.ST | 879 | N | . | Powerton | Midwest Generations EME LLC | 12384 | IL | ENC | RFC |  | 22 | 2 | NAICS-22 Non-Cogen | ST | SUB | COL | PJM | M | short tons | 24912 | 96428 | 0 | 0 | 0 | 54720 | 288024 | 95624 | 0 | 43060 | 25140 | 40132 | 24912 | 96428 | 0 | 0 | 0 | 54720 | 288024 | 95624 | 0 | 43060 | 25140 | 40132 | 16.89 | 16.89 | 0 | 0 | 0 | 16.89 | 16.89 | 16.89 | 0 | 16.89 | 16.89 | 16.89 | 420764 | 1628669 | 0 | 0 | 0 | 924221 | 4864725 | 1615089 | 0 | 727283 | 424615 | 677829 | 420764 | 1628669 | 0 | 0 | 0 | 924221 | 4864725 | 1615089 | 0 | 727283 | 424615 | 677829 | 28586.408 | 138447.94 | -8785.259 | -6603.384 | -6618.321 | 57038.688 | 400814.82 | 122421.31 | -9206.497 | 51569.63 | 23043.344 | 51392.565 | 668040 | 668040 | 11283195 | 11283195 | 842101.26 | 2020
Vintage1972 | nuclear | TRUE | 55951.880.IL.ST | 880 | N | 2 | Quad Cities Generating Station | Exelon Nuclear | 55951 | IL | ENC | RFC |  | 22 | 2 | NAICS-22 Non-Cogen | ST | NUC | NUC | PJM | M |  | 0 | 0 | 0 | 0 | 0 | 0 | 0 | 0 | 0 | 0 | 0 | 0 | 0 | 0 | 0 | 0 | 0 | 0 | 0 | 0 | 0 | 0 | 0 | 0 | 0 | 0 | 0 | 0 | 0 | 0 | 0 | 0 | 0 | 0 | 0 | 0 | 7238123 | 6784830 | 6209862 | 3129375 | 7163873 | 6754098 | 6980629 | 7042167 | 6951945 | 7208498 | 7038406 | 7268677 | 7238123 | 6784830 | 6209862 | 3129375 | 7163873 | 6754098 | 6980629 | 7042167 | 6951945 | 7208498 | 7038406 | 7268677 | 692910 | 649516 | 594474 | 299577 | 685802 | 646574 | 668260 | 674151 | 665514 | 690074 | 673791 | 695835 | 0 | 0 | 79770483 | 79770483 | 7636478 | 2020
Vintage1972 | nuclear | TRUE | 55951.880.IL.ST | 880 | N | 1 | Quad Cities Generating Station | Exelon Nuclear | 55951 | IL | ENC | RFC |  | 22 | 2 | NAICS-22 Non-Cogen | ST | NUC | NUC | PJM | M |  | 0 | 0 | 0 | 0 | 0 | 0 | 0 | 0 | 0 | 0 | 0 | 0 | 0 | 0 | 0 | 0 | 0 | 0 | 0 | 0 | 0 | 0 | 0 | 0 | 0 | 0 | 0 | 0 | 0 | 0 | 0 | 0 | 0 | 0 | 0 | 0 | 7276439 | 6788079 | 7176982 | 6999255 | 7120846 | 6825590 | 6960218 | 6975950 | 6871563 | 7178529 | 6961983 | 7225943 | 7276439 | 6788079 | 7176982 | 6999255 | 7120846 | 6825590 | 6960218 | 6975950 | 6871563 | 7178529 | 6961983 | 7225943 | 696578 | 649827 | 687057 | 670043 | 681683 | 653418 | 666306 | 667812 | 657819 | 687205 | 666475 | 691744 | 0 | 0 | 84361377 | 84361377 | 8075967 | 2020
Vintage1968 | petroleum | TRUE | 12384.883.IL.GT | 883 | N | . | Waukegan | Midwest Generations EME LLC | 12384 | IL | ENC | RFC |  | 22 | 2 | NAICS-22 Non-Cogen | GT | DFO | DFO | PJM | M | barrels | 0 | 0 | 0 | 0 | 135 | 0 | 670 | 0 | . | 0 | 0 | 0 | 0 | 0 | 0 | 0 | 135 | 0 | 670 | 0 | . | 0 | 0 | 0 | 0 | 0 | 0 | 0 | 5.9 | 0 | 5.75 | 0 | . | 0 | 0 | 0 | 0 | 0 | 0 | 0 | 797 | 0 | 3853 | 0 | . | 0 | 0 | 0 | 0 | 0 | 0 | 0 | 797 | 0 | 3853 | 0 | . | 0 | 0 | 0 | -235 | -218 | -226 | -218 | -172 | -193 | 26 | -164 | . | -201 | -192 | -207 | 805 | 805 | 4650 | 4650 | -2000 | 2020
Vintage1962 | natural gas steam turbine | TRUE | 12384.883.IL.ST | 883 | N | . | Waukegan | Midwest Generations EME LLC | 12384 | IL | ENC | RFC |  | 22 | 2 | NAICS-22 Non-Cogen | ST | NG | NG | PJM | M | mcf | 24191 | 17272 | 4780 | 5402 | 0 | 14815 | 28655 | 29314 | . | 5904 | 2545 | 27776 | 24191 | 17272 | 4780 | 5402 | 0 | 14815 | 28655 | 29314 | . | 5904 | 2545 | 27776 | 1.03 | 1.03 | 1.03 | 1.03 | 0 | 1.03 | 1.03 | 1.03 | . | 1.03 | 1.03 | 1.03 | 24917 | 17790 | 4923 | 5564 | 0 | 15259 | 29515 | 30193 | . | 6081 | 2621 | 28609 | 24917 | 17790 | 4923 | 5564 | 0 | 15259 | 29515 | 30193 | . | 6081 | 2621 | 28609 | 2342.882 | 1564.645 | 402.114 | 404.843 | -75.7 | 714.199 | 2459.848 | 2558.954 | . | 376.189 | 160.83 | 2722.022 | 160654 | 160654 | 165472 | 165472 | 13630.826 | 2020
Vintage1962 | hard coal | TRUE | 12384.883.IL.ST | 883 | N | . | Waukegan | Midwest Generations EME LLC | 12384 | IL | ENC | RFC |  | 22 | 2 | NAICS-22 Non-Cogen | ST | SUB | COL | PJM | M | short tons | 36861 | 53036 | 16629 | 13395 | 0 | 11555 | 129378 | 79427 | . | 12995 | 4695 | 71605 | 36861 | 53036 | 16629 | 13395 | 0 | 11555 | 129378 | 79427 | . | 12995 | 4695 | 71605 | 16.9 | 16.9 | 16.9 | 16.9 | 0 | 16.9 | 16.9 | 16.9 | . | 16.9 | 16.9 | 16.9 | 622951 | 896308 | 281030 | 226376 | 0 | 195280 | 2186488 | 1342316 | . | 219616 | 79346 | 1210125 | 622951 | 896308 | 281030 | 226376 | 0 | 195280 | 2186488 | 1342316 | . | 219616 | 79346 | 1210125 | 58575.118 | 78830.355 | 22952.886 | 16471.157 | -5240.3 | 9139.801 | 182229.15 | 113764.05 | . | 13585.811 | 4868.17 | 115136.98 | 429576 | 429576 | 7259836 | 7259836 | 610313.17 | 2020
Vintage1963 | hard coal | TRUE | 12384.884.IL.ST | 884 | N | . | Will County | Midwest Generations EME LLC | 12384 | IL | ENC | RFC |  | 22 | 2 | NAICS-22 Non-Cogen | ST | BIT | COL | PJM | M | short tons | . | . | . | . | 0 | . | . | . | 0 | . | 0 | . | . | . | . | . | 0 | . | . | . | 0 | . | 0 | . | . | . | . | . | 0 | . | . | . | 0 | . | 0 | . | . | . | . | . | 0 | . | . | . | 0 | . | 0 | . | . | . | . | . | 0 | . | . | . | 0 | . | 0 | . | . | . | . | . | 0 | . | . | . | 0 | . | 0 | . | 0 | 0 | 0 | 0 | 0 | 2020
Vintage1963 | petroleum | TRUE | 12384.884.IL.ST | 884 | N | . | Will County | Midwest Generations EME LLC | 12384 | IL | ENC | RFC |  | 22 | 2 | NAICS-22 Non-Cogen | ST | DFO | DFO | PJM | M | barrels | 1229 | 0 | 0 | 0 | 0 | 1324 | 1574 | 3252 | 0 | 0 | 0 | 1336 | 1229 | 0 | 0 | 0 | 0 | 1324 | 1574 | 3252 | 0 | 0 | 0 | 1336 | 5.9 | 0 | 0 | 0 | 0 | 5.88 | 5.88 | 5.88 | 0 | 0 | 0 | 5.88 | 7251 | 0 | 0 | 0 | 0 | 7785 | 9255 | 19122 | 0 | 0 | 0 | 7856 | 7251 | 0 | 0 | 0 | 0 | 7785 | 9255 | 19122 | 0 | 0 | 0 | 7856 | 569.29 | -9.931 | -10.479 | -9.275 | -9.755 | 367.178 | 831.061 | 1705.288 | -9.556 | -10.154 | -10.749 | 733.206 | 8715 | 8715 | 51269 | 51269 | 4136.124 | 2020
Vintage1963 | hard coal | TRUE | 12384.884.IL.ST | 884 | N | . | Will County | Midwest Generations EME LLC | 12384 | IL | ENC | RFC |  | 22 | 2 | NAICS-22 Non-Cogen | ST | SUB | COL | PJM | M | short tons | 20825 | 0 | 0 | 0 | 0 | 7446 | 78301 | 55050 | 0 | 0 | 0 | 61992 | 20825 | 0 | 0 | 0 | 0 | 7446 | 78301 | 55050 | 0 | 0 | 0 | 61992 | 17.34 | 0 | 0 | 0 | 0 | 16.74 | 16.73 | 16.91 | 0 | 0 | 0 | 16.36 | 361106 | 0 | 0 | 0 | 0 | 124646 | 1309976 | 930896 | 0 | 0 | 0 | 1014189 | 361106 | 0 | 0 | 0 | 0 | 124646 | 1309976 | 930896 | 0 | 0 | 0 | 1014189 | 28350.71 | -3596.069 | -3794.521 | -3358.725 | -3532.245 | 5878.822 | 117628.94 | 83017.712 | -3460.444 | -3676.846 | -3892.251 | 94658.794 | 223614 | 223614 | 3740813 | 3740813 | 304223.88 | 2020
Vintage1968 | petroleum | TRUE | 12384.886.IL.GT | 886 | N | . | Fisk Street | Midwest Generations EME LLC | 12384 | IL | ENC | RFC |  | 22 | 2 | NAICS-22 Non-Cogen | GT | DFO | DFO | PJM | A | barrels | 89 | 144 | 88 | 64 | 93 | 162 | 167 | 107 | 121 | 131 | 117 | 146 | 89 | 144 | 88 | 64 | 93 | 162 | 167 | 107 | 121 | 131 | 117 | 146 | 5.82 | 5.82 | 5.82 | 5.82 | 5.82 | 5.82 | 5.82 | 5.82 | 5.82 | 5.82 | 5.82 | 5.82 | 518 | 838 | 512 | 372 | 541 | 943 | 972 | 623 | 704 | 762 | 681 | 850 | 518 | 838 | 512 | 372 | 541 | 943 | 972 | 623 | 704 | 762 | 681 | 850 | -29.762 | -47.659 | -29.022 | -21.108 | -30.727 | -53.534 | -55.22 | -35.255 | -40.155 | -43.516 | -38.653 | -48.389 | 1429 | 1429 | 8316 | 8316 | -473 | 2020
Vintage1968 | hard coal | TRUE | 12384.886.IL.GT | 886 | N | . | Fisk Street | Midwest Generations EME LLC | 12384 | IL | ENC | RFC |  | 22 | 2 | NAICS-22 Non-Cogen | GT | SUB | COL | PJM | A | short tons | 0 | 0 | 0 | 0 | 0 | 0 | 0 | 0 | 0 | 0 | 0 | 0 | 0 | 0 | 0 | 0 | 0 | 0 | 0 | 0 | 0 | 0 | 0 | 0 | 0 | 0 | 0 | 0 | 0 | 0 | 0 | 0 | 0 | 0 | 0 | 0 | 0 | 0 | 0 | 0 | 0 | 0 | 0 | 0 | 0 | 0 | 0 | 0 | 0 | 0 | 0 | 0 | 0 | 0 | 0 | 0 | 0 | 0 | 0 | 0 | 0 | 0 | 0 | 0 | 0 | 0 | 0 | 0 | 0 | 0 | 0 | 0 | 0 | 0 | 0 | 0 | 0 | 2020
Vintage1955 | natural gas steam turbine | TRUE | 5748.887.IL.ST | 887 | N | . | Joppa Steam | Electric Energy Inc | 5748 | IL | ENC | SERC |  | 22 | 2 | NAICS-22 Non-Cogen | ST | NG | NG | EEI | M | mcf | 370888 | 637913 | 832330 | 537793 | 676004 | 1149967 | 1397534 | 370503 | 246086 | 259763 | 35139 | 35900 | 370888 | 637913 | 832330 | 537793 | 676004 | 1149967 | 1397534 | 370503 | 246086 | 259763 | 35139 | 35900 | 1 | 1 | 1 | 1 | 1 | 1 | 1 | 1 | 1 | 1 | 1 | 1 | 370888 | 637913 | 832330 | 537793 | 676004 | 1149967 | 1397534 | 370503 | 246086 | 259763 | 35139 | 35900 | 370888 | 637913 | 832330 | 537793 | 676004 | 1149967 | 1397534 | 370503 | 246086 | 259763 | 35139 | 35900 | 32773.569 | 55134.099 | 73177.2 | 46679.172 | 56692.202 | 98469.554 | 118200.59 | 31280.157 | 21012.51 | 23440.66 | 3209.412 | 3475.654 | 6549820 | 6549820 | 6549820 | 6549820 | 563544.78 | 2020
Vintage1955 | hard coal | TRUE | 5748.887.IL.ST | 887 | N | . | Joppa Steam | Electric Energy Inc | 5748 | IL | ENC | SERC |  | 22 | 2 | NAICS-22 Non-Cogen | ST | RC | COL | EEI | M | short tons | 170057 | 142220 | 101897 | 81710 | 119899 | 164352 | 204656 | 257637 | 177195 | 238104 | 264910 | 343618 | 170057 | 142220 | 101897 | 81710 | 119899 | 164352 | 204656 | 257637 | 177195 | 238104 | 264910 | 343618 | 17.5 | 17.82 | 17.82 | 17.54 | 17.74 | 17.68 | 17.83 | 17.81 | 17.61 | 17.56 | 17.62 | 17.62 | 2975998 | 2534360 | 1815805 | 1433193 | 2127008 | 2905743 | 3649016 | 4588515 | 3120404 | 4181106 | 4667714 | 6054549 | 2975998 | 2534360 | 1815805 | 1433193 | 2127008 | 2905743 | 3649016 | 4588515 | 3120404 | 4181106 | 4667714 | 6054549 | 262974.43 | 219041.9 | 159642.8 | 124397.83 | 178378.8 | 248813.45 | 308626.41 | 387390.84 | 266441.49 | 377297.34 | 426324.59 | 586170.35 | 2266255 | 2266255 | 40053411 | 40053411 | 3545500.2 | 2020
Vintage1955 | hard coal | TRUE | 5748.887.IL.ST | 887 | N | . | Joppa Steam | Electric Energy Inc | 5748 | IL | ENC | SERC |  | 22 | 2 | NAICS-22 Non-Cogen | ST | SUB | COL | EEI | M | short tons | 0 | 0 | 0 | 0 | 0 | 0 | 0 | 0 | 0 | 0 | 0 | 0 | 0 | 0 | 0 | 0 | 0 | 0 | 0 | 0 | 0 | 0 | 0 | 0 | 0 | 0 | 0 | 0 | 0 | 0 | 0 | 0 | 0 | 0 | 0 | 0 | 0 | 0 | 0 | 0 | 0 | 0 | 0 | 0 | 0 | 0 | 0 | 0 | 0 | 0 | 0 | 0 | 0 | 0 | 0 | 0 | 0 | 0 | 0 | 0 | 0 | 0 | 0 | 0 | 0 | 0 | 0 | 0 | 0 | 0 | 0 | 0 | 0 | 0 | 0 | 0 | 0 | 2020
Vintage1973 | petroleum | TRUE | 5517.889.IL.ST | 889 | N | . | Baldwin Energy Complex | Dynegy Midwest Generation Inc | 5517 | IL | ENC | SERC |  | 22 | 2 | NAICS-22 Non-Cogen | ST | DFO | DFO | MISO | M | barrels | 1596 | 3271 | 2242 | 856 | 1589 | 2913 | 2613 | 2249 | 2109 | 2330 | 2296 | 3213 | 1596 | 3271 | 2242 | 856 | 1589 | 2913 | 2613 | 2249 | 2109 | 2330 | 2296 | 3213 | 5.8 | 5.8 | 5.8 | 5.8 | 5.8 | 5.8 | 5.8 | 5.8 | 5.8 | 5.8 | 5.8 | 5.8 | 9257 | 18972 | 13004 | 4965 | 9216 | 16895 | 15155 | 13044 | 12232 | 13514 | 13317 | 18635 | 9257 | 18972 | 13004 | 4965 | 9216 | 16895 | 15155 | 13044 | 12232 | 13514 | 13317 | 18635 | 879.893 | 1720.419 | 1203.32 | 456.297 | 871.277 | 1609.188 | 1382.936 | 1210.395 | 1142.78 | 1295.644 | 1234.905 | 1816.899 | 27277 | 27277 | 158206 | 158206 | 14823.953 | 2020
Vintage1973 | other | TRUE | 5517.889.IL.ST | 889 | N | . | Baldwin Energy Complex | Dynegy Midwest Generation Inc | 5517 | IL | ENC | SERC |  | 22 | 2 | NAICS-22 Non-Cogen | ST | OTH | OTH | MISO | M |  | 0 | 0 | 0 | 0 | 0 | 0 | 0 | 0 | 0 | 0 | 0 | 0 | 0 | 0 | 0 | 0 | 0 | 0 | 0 | 0 | 0 | 0 | 0 | 0 | 0 | 0 | 0 | 0 | 0 | 0 | 0 | 0 | 0 | 0 | 0 | 0 | 0 | 0 | 0 | 0 | 0 | 0 | 0 | 0 | 0 | 0 | 0 | 0 | 0 | 0 | 0 | 0 | 0 | 0 | 0 | 0 | 0 | 0 | 0 | 0 | 0 | 0 | 0 | 0 | 0 | 0 | 0 | 0 | 0 | 0 | 0 | 0 | 0 | 0 | 0 | 0 | 0 | 2020
Vintage1973 | hard coal | TRUE | 5517.889.IL.ST | 889 | N | . | Baldwin Energy Complex | Dynegy Midwest Generation Inc | 5517 | IL | ENC | SERC |  | 22 | 2 | NAICS-22 Non-Cogen | ST | RC | COL | MISO | M | short tons | 235643 | 157860 | 87219 | 25837 | 70714 | 253218 | 321439 | 349848 | 128535 | 290783 | 211546 | 348853 | 235643 | 157860 | 87219 | 25837 | 70714 | 253218 | 321439 | 349848 | 128535 | 290783 | 211546 | 348853 | 17.32 | 17.2 | 17.13 | 17.05 | 17.1 | 17.1 | 17.4 | 17.4 | 17.5 | 17.4 | 17.38 | 17.49 | 4081337 | 2715192 | 1494061 | 440521 | 1209209 | 4330028 | 5593039 | 6087355 | 2249363 | 5059624 | 3676669 | 6101439 | 4081337 | 2715192 | 1494061 | 440521 | 1209209 | 4330028 | 5593039 | 6087355 | 2249363 | 5059624 | 3676669 | 6101439 | 387946.11 | 246221.58 | 138256.68 | 40486.703 | 114315.72 | 412409.81 | 510367.06 | 564856.61 | 210144.22 | 485087.36 | 340948.1 | 594873.1 | 2481495 | 2481495 | 43037837 | 43037837 | 4045913 | 2020
Vintage1973 | hard coal | TRUE | 5517.889.IL.ST | 889 | N | . | Baldwin Energy Complex | Dynegy Midwest Generation Inc | 5517 | IL | ENC | SERC |  | 22 | 2 | NAICS-22 Non-Cogen | ST | SUB | COL | MISO | M | short tons | 0 | 0 | 0 | 0 | 0 | 0 | 0 | 0 | 0 | 0 | 0 | 0 | 0 | 0 | 0 | 0 | 0 | 0 | 0 | 0 | 0 | 0 | 0 | 0 | 0 | 0 | 0 | 0 | 0 | 0 | 0 | 0 | 0 | 0 | 0 | 0 | 0 | 0 | 0 | 0 | 0 | 0 | 0 | 0 | 0 | 0 | 0 | 0 | 0 | 0 | 0 | 0 | 0 | 0 | 0 | 0 | 0 | 0 | 0 | 0 | 0 | 0 | 0 | 0 | 0 | 0 | 0 | 0 | 0 | 0 | 0 | 0 | 0 | 0 | 0 | 0 | 0 | 2020
Vintage1970 | natural gas peaker | TRUE | 12341.899.IL.GT | 899 | N | . | Moline | MidAmerican Energy Co | 12341 | IL | ENC | MRO |  | 22 | 1 | Electric Utility | GT | NG | NG | MISO | A | mcf | 795 | 723 | 751 | 549 | 470 | 720 | 1035 | 772 | 505 | 533 | 248 | 560 | 795 | 723 | 751 | 549 | 470 | 720 | 1035 | 772 | 505 | 533 | 248 | 560 | 1.064 | 1.064 | 1.064 | 1.064 | 1.064 | 1.064 | 1.064 | 1.064 | 1.064 | 1.064 | 1.064 | 1.064 | 846 | 769 | 799 | 584 | 500 | 766 | 1101 | 821 | 537 | 567 | 264 | 596 | 846 | 769 | 799 | 584 | 500 | 766 | 1101 | 821 | 537 | 567 | 264 | 596 | -10.287 | -9.347 | -9.701 | -7.094 | -6.068 | -9.305 | -13.374 | -9.975 | -6.525 | -6.89 | -3.201 | -7.233 | 7661 | 7661 | 8150 | 8150 | -99 | 2020
Vintage1942 | hydro | TRUE | 12341.899.IL.HY | 899 | N | . | Moline | MidAmerican Energy Co | 12341 | IL | ENC | MRO |  | 22 | 1 | Electric Utility | HY | WAT | HYC | MISO | A |  | 0 | 0 | 0 | 0 | 0 | 0 | 0 | 0 | 0 | 0 | 0 | 0 | 0 | 0 | 0 | 0 | 0 | 0 | 0 | 0 | 0 | 0 | 0 | 0 | 0 | 0 | 0 | 0 | 0 | 0 | 0 | 0 | 0 | 0 | 0 | 0 | 5344 | 5175 | 5596 | 5626 | 6239 | 5495 | 5909 | 5271 | 5635 | 5565 | 5525 | 6195 | 5344 | 5175 | 5596 | 5626 | 6239 | 5495 | 5909 | 5271 | 5635 | 5565 | 5525 | 6195 | 609.574 | 590.336 | 638.292 | 641.775 | 711.6 | 626.835 | 673.978 | 601.212 | 642.704 | 634.808 | 630.202 | 706.684 | 0 | 0 | 67575 | 67575 | 7708 | 2020
Vintage1985 | geothermal | TRUE | 56589.902.CA.ST | 902 | N | . | Bottle Rock Power | Bottle Rock Power LLC | 56589 | CA | PACC | WECC |  | 22 | 2 | NAICS-22 Non-Cogen | ST | GEO | GEO | CISO | A |  | 0 | 0 | 0 | 0 | 0 | 0 | 0 | 0 | 0 | 0 | 0 | 0 | 0 | 0 | 0 | 0 | 0 | 0 | 0 | 0 | 0 | 0 | 0 | 0 | 0 | 0 | 0 | 0 | 0 | 0 | 0 | 0 | 0 | 0 | 0 | 0 | 0 | 0 | 0 | 0 | 0 | 0 | 0 | 0 | 0 | 0 | 0 | 0 | 0 | 0 | 0 | 0 | 0 | 0 | 0 | 0 | 0 | 0 | 0 | 0 | 0 | 0 | 0 | 0 | 0 | 0 | 0 | 0 | 0 | 0 | 0 | 0 | 0 | 0 | 0 | 0 | 0 | 2020
Vintage1929 | hydro | TRUE | 21581.903.IL.HY | 903 | N | . | Rockton | Midwest Hydro LLC | 21581 | IL | ENC | RFC |  | 22 | 2 | NAICS-22 Non-Cogen | HY | WAT | HYC | PJM | A |  | 0 | 0 | 0 | 0 | 0 | 0 | 0 | 0 | 0 | 0 | 0 | 0 | 0 | 0 | 0 | 0 | 0 | 0 | 0 | 0 | 0 | 0 | 0 | 0 | 0 | 0 | 0 | 0 | 0 | 0 | 0 | 0 | 0 | 0 | 0 | 0 | 4382 | 4244 | 4588 | 4613 | 5115 | 4506 | 4845 | 4322 | 4620 | 4563 | 4530 | 5080 | 4382 | 4244 | 4588 | 4613 | 5115 | 4506 | 4845 | 4322 | 4620 | 4563 | 4530 | 5080 | 499.806 | 484.032 | 523.353 | 526.209 | 583.46 | 513.959 | 552.613 | 492.95 | 526.971 | 520.497 | 516.72 | 579.43 | 0 | 0 | 55408 | 55408 | 6320 | 2020
Vintage1986 | hydro | TRUE | 3255.905.CA.HY | 905 | N | . | Alamo | California Dept. of Water Resources | 3255 | CA | PACC | WECC |  | 22 | 1 | Electric Utility | HY | WAT | HYC | CISO | A |  | 0 | 0 | 0 | 0 | 0 | 0 | 0 | 0 | 0 | 0 | 0 | 0 | 0 | 0 | 0 | 0 | 0 | 0 | 0 | 0 | 0 | 0 | 0 | 0 | 0 | 0 | 0 | 0 | 0 | 0 | 0 | 0 | 0 | 0 | 0 | 0 | 27504 | 20519 | 21723 | 31888 | 43674 | 40807 | 43145 | 43475 | 30279 | 24901 | 18833 | 15513 | 27504 | 20519 | 21723 | 31888 | 43674 | 40807 | 43145 | 43475 | 30279 | 24901 | 18833 | 15513 | 3137.164 | 2340.503 | 2477.851 | 3637.238 | 4981.626 | 4654.653 | 4921.288 | 4958.958 | 3453.729 | 2840.294 | 2148.164 | 1769.532 | 0 | 0 | 362261 | 362261 | 41321 | 2020
Vintage2005 | petroleum | TRUE | 19436.913.IL.GT | 913 | N | . | Venice | Union Electric Co - (MO) | 19436 | IL | ENC | SERC |  | 22 | 1 | Electric Utility | GT | DFO | DFO | MISO | A | barrels | 0 | 0 | 0 | 0 | 0 | 0 | 0 | 0 | 0 | 0 | 0 | 0 | 0 | 0 | 0 | 0 | 0 | 0 | 0 | 0 | 0 | 0 | 0 | 0 | 0 | 0 | 0 | 0 | 0 | 0 | 0 | 0 | 0 | 0 | 0 | 0 | 0 | 0 | 0 | 0 | 0 | 0 | 0 | 0 | 0 | 0 | 0 | 0 | 0 | 0 | 0 | 0 | 0 | 0 | 0 | 0 | 0 | 0 | 0 | 0 | 0 | 0 | 0 | 0 | 0 | 0 | 0 | 0 | 0 | 0 | 0 | 0 | 0 | 0 | 0 | 0 | 0 | 2020
Vintage2005 | natural gas peaker | TRUE | 19436.913.IL.GT | 913 | N | . | Venice | Union Electric Co - (MO) | 19436 | IL | ENC | SERC |  | 22 | 1 | Electric Utility | GT | NG | NG | MISO | A | mcf | 75067 | 68189 | 70776 | 51751 | 44266 | 67880 | 97565 | 72769 | 47599 | 50265 | 23352 | 52765 | 75067 | 68189 | 70776 | 51751 | 44266 | 67880 | 97565 | 72769 | 47599 | 50265 | 23352 | 52765 | 1.039 | 1.039 | 1.039 | 1.039 | 1.039 | 1.039 | 1.039 | 1.039 | 1.039 | 1.039 | 1.039 | 1.039 | 77995 | 70848 | 73536 | 53769 | 45992 | 70527 | 101370 | 75607 | 49455 | 52225 | 24263 | 54823 | 77995 | 70848 | 73536 | 53769 | 45992 | 70527 | 101370 | 75607 | 49455 | 52225 | 24263 | 54823 | 6738.93 | 6121.537 | 6353.777 | 4645.845 | 3973.897 | 6093.801 | 8758.743 | 6532.726 | 4273.089 | 4512.427 | 2096.401 | 4736.827 | 722244 | 722244 | 750410 | 750410 | 64838 | 2020
Vintage1985 | hydro | TRUE | 14624.917.WA.HY | 917 | N | . | Quincy Chute | PUD No 2 of Grant County | 14624 | WA | PACC | WECC |  | 22 | 1 | Electric Utility | HY | WAT | HYC | GCPD | A |  | 0 | 0 | 0 | 0 | 0 | 0 | 0 | 0 | 0 | 0 | 0 | 0 | 0 | 0 | 0 | 0 | 0 | 0 | 0 | 0 | 0 | 0 | 0 | 0 | 0 | 0 | 0 | 0 | 0 | 0 | 0 | 0 | 0 | 0 | 0 | 0 | 24499 | 27189 | 21000 | 18465 | 33342 | 33836 | 31377 | 24048 | 17358 | 17754 | 22509 | 23527 | 24499 | 27189 | 21000 | 18465 | 33342 | 33836 | 31377 | 24048 | 17358 | 17754 | 22509 | 23527 | 2794.511 | 3101.233 | 2395.356 | 2106.159 | 3803.178 | 3859.527 | 3578.992 | 2742.973 | 1979.939 | 2025.144 | 2567.448 | 2683.54 | 0 | 0 | 294904 | 294904 | 33638 | 2020
Vintage1984 | hydro | TRUE | 5932.925.UT.HY | 925 | N | . | Hydro Plant No 3 | City of Ephraim - (UT) | 5932 | UT | MTN | WECC |  | 22 | 1 | Electric Utility | HY | WAT | HYC | PACE | A |  | 0 | 0 | 0 | 0 | 0 | 0 | 0 | 0 | 0 | 0 | 0 | 0 | 0 | 0 | 0 | 0 | 0 | 0 | 0 | 0 | 0 | 0 | 0 | 0 | 0 | 0 | 0 | 0 | 0 | 0 | 0 | 0 | 0 | 0 | 0 | 0 | 1464 | 1542 | 1605 | 1805 | 2054 | 2000 | 2027 | 2041 | 1482 | 1622 | 1581 | 1468 | 1464 | 1542 | 1605 | 1805 | 2054 | 2000 | 2027 | 2041 | 1482 | 1622 | 1581 | 1468 | 167.038 | 175.933 | 183.036 | 205.917 | 234.233 | 228.161 | 231.182 | 232.75 | 169.066 | 184.96 | 180.293 | 167.431 | 0 | 0 | 20691 | 20691 | 2360 | 2020
Vintage2014 | petroleum | TRUE | 2188.934.IL.IC | 934 | N | . | Breese | City of Breese - (IL) | 2188 | IL | ENC | SERC |  | 22 | 1 | Electric Utility | IC | DFO | DFO | MISO | A | barrels | 38 | 57 | 35 | 25 | 37 | 64 | 66 | 42 | 48 | 52 | 46 | 58 | 38 | 57 | 35 | 25 | 37 | 64 | 66 | 42 | 48 | 52 | 46 | 58 | 6.2 | 6.2 | 6.2 | 6.2 | 6.2 | 6.2 | 6.2 | 6.2 | 6.2 | 6.2 | 6.2 | 6.2 | 236 | 353 | 217 | 155 | 229 | 397 | 409 | 260 | 298 | 322 | 285 | 360 | 236 | 353 | 217 | 155 | 229 | 397 | 409 | 260 | 298 | 322 | 285 | 360 | 28.188 | 45.14 | 27.488 | 19.993 | 29.103 | 50.704 | 52.301 | 33.392 | 38.033 | 41.216 | 36.61 | 45.832 | 568 | 568 | 3521 | 3521 | 448 | 2020
Vintage2014 | natural gas peaker | TRUE | 2188.934.IL.IC | 934 | N | . | Breese | City of Breese - (IL) | 2188 | IL | ENC | SERC |  | 22 | 1 | Electric Utility | IC | NG | NG | MISO | A | mcf | 0 | 0 | 0 | 0 | 0 | 0 | 0 | 0 | 0 | 0 | 0 | 0 | 0 | 0 | 0 | 0 | 0 | 0 | 0 | 0 | 0 | 0 | 0 | 0 | 0 | 0 | 0 | 0 | 0 | 0 | 0 | 0 | 0 | 0 | 0 | 0 | 0 | 0 | 0 | 0 | 0 | 0 | 0 | 0 | 0 | 0 | 0 | 0 | 0 | 0 | 0 | 0 | 0 | 0 | 0 | 0 | 0 | 0 | 0 | 0 | 0 | 0 | 0 | 0 | 0 | 0 | 0 | 0 | 0 | 0 | 0 | 0 | 0 | 0 | 0 | 0 | 0 | 2020
Vintage2000 | petroleum | TRUE | 2634.935.IL.IC | 935 | N | . | Bushnell | City of Bushnell - (IL) | 2634 | IL | ENC | SERC |  | 22 | 1 | Electric Utility | IC | DFO | DFO | MISO | A | barrels | 29 | 46 | 28 | 21 | 30 | 52 | 54 | 34 | 39 | 42 | 38 | 47 | 29 | 46 | 28 | 21 | 30 | 52 | 54 | 34 | 39 | 42 | 38 | 47 | 5.75 | 5.75 | 5.75 | 5.75 | 5.75 | 5.75 | 5.75 | 5.75 | 5.75 | 5.75 | 5.75 | 5.75 | 167 | 265 | 161 | 121 | 173 | 299 | 311 | 196 | 224 | 242 | 219 | 270 | 167 | 265 | 161 | 121 | 173 | 299 | 311 | 196 | 224 | 242 | 219 | 270 | 15.227 | 24.384 | 14.848 | 10.8 | 15.721 | 27.389 | 28.252 | 18.038 | 20.544 | 22.264 | 19.776 | 24.757 | 460 | 460 | 2648 | 2648 | 242 | 2020
Vintage2000 | natural gas peaker | TRUE | 2634.935.IL.IC | 935 | N | . | Bushnell | City of Bushnell - (IL) | 2634 | IL | ENC | SERC |  | 22 | 1 | Electric Utility | IC | NG | NG | MISO | A | mcf | 0 | 0 | 0 | 0 | 0 | 0 | 0 | 0 | 0 | 0 | 0 | 0 | 0 | 0 | 0 | 0 | 0 | 0 | 0 | 0 | 0 | 0 | 0 | 0 | 0 | 0 | 0 | 0 | 0 | 0 | 0 | 0 | 0 | 0 | 0 | 0 | 0 | 0 | 0 | 0 | 0 | 0 | 0 | 0 | 0 | 0 | 0 | 0 | 0 | 0 | 0 | 0 | 0 | 0 | 0 | 0 | 0 | 0 | 0 | 0 | 0 | 0 | 0 | 0 | 0 | 0 | 0 | 0 | 0 | 0 | 0 | 0 | 0 | 0 | 0 | 0 | 0 | 2020
Vintage2019 | petroleum | TRUE | 3037.936.IL.IC | 936 | N | . | Carlyle | City of Carlyle - (IL) | 3037 | IL | ENC | SERC |  | 22 | 1 | Electric Utility | IC | DFO | DFO | MISO | A | barrels | 31 | 52 | 32 | 23 | 34 | 59 | 60 | 39 | 44 | 48 | 42 | 53 | 31 | 52 | 32 | 23 | 34 | 59 | 60 | 39 | 44 | 48 | 42 | 53 | 5.59 | 5.59 | 5.59 | 5.59 | 5.59 | 5.59 | 5.59 | 5.59 | 5.59 | 5.59 | 5.59 | 5.59 | 173 | 291 | 179 | 129 | 190 | 330 | 335 | 218 | 246 | 268 | 235 | 296 | 173 | 291 | 179 | 129 | 190 | 330 | 335 | 218 | 246 | 268 | 235 | 296 | 18.122 | 29.019 | 17.671 | 12.852 | 18.709 | 32.596 | 33.622 | 21.466 | 24.449 | 26.496 | 23.535 | 29.463 | 517 | 517 | 2890 | 2890 | 288 | 2020
Vintage2019 | natural gas peaker | TRUE | 3037.936.IL.IC | 936 | N | . | Carlyle | City of Carlyle - (IL) | 3037 | IL | ENC | SERC |  | 22 | 1 | Electric Utility | IC | NG | NG | MISO | A | mcf | 0 | 0 | 0 | 0 | 0 | 0 | 0 | 0 | 0 | 0 | 0 | 0 | 0 | 0 | 0 | 0 | 0 | 0 | 0 | 0 | 0 | 0 | 0 | 0 | 0 | 0 | 0 | 0 | 0 | 0 | 0 | 0 | 0 | 0 | 0 | 0 | 0 | 0 | 0 | 0 | 0 | 0 | 0 | 0 | 0 | 0 | 0 | 0 | 0 | 0 | 0 | 0 | 0 | 0 | 0 | 0 | 0 | 0 | 0 | 0 | 0 | 0 | 0 | 0 | 0 | 0 | 0 | 0 | 0 | 0 | 0 | 0 | 0 | 0 | 0 | 0 | 0 | 2020
Vintage2013 | petroleum | TRUE | 3040.937.IL.IC | 937 | N | . | Carmi | City of Carmi - (IL) | 3040 | IL | ENC | SERC |  | 22 | 1 | Electric Utility | IC | DFO | DFO | MISO | A | barrels | 4 | 8 | 5 | 3 | 5 | 8 | 9 | 6 | 6 | 7 | 6 | 8 | 4 | 8 | 5 | 3 | 5 | 8 | 9 | 6 | 6 | 7 | 6 | 8 | 5.76 | 5.76 | 5.76 | 5.76 | 5.76 | 5.76 | 5.76 | 5.76 | 5.76 | 5.76 | 5.76 | 5.76 | 23 | 46 | 29 | 17 | 29 | 46 | 52 | 35 | 35 | 40 | 35 | 46 | 23 | 46 | 29 | 17 | 29 | 46 | 52 | 35 | 35 | 40 | 35 | 46 | 2.643 | 4.232 | 2.577 | 1.874 | 2.728 | 4.754 | 4.903 | 3.13 | 3.566 | 3.864 | 3.432 | 4.297 | 75 | 75 | 433 | 433 | 42 | 2020
Vintage2013 | natural gas peaker | TRUE | 3040.937.IL.IC | 937 | N | . | Carmi | City of Carmi - (IL) | 3040 | IL | ENC | SERC |  | 22 | 1 | Electric Utility | IC | NG | NG | MISO | A | mcf | 0 | 0 | 0 | 0 | 0 | 0 | 0 | 0 | 0 | 0 | 0 | 0 | 0 | 0 | 0 | 0 | 0 | 0 | 0 | 0 | 0 | 0 | 0 | 0 | 0 | 0 | 0 | 0 | 0 | 0 | 0 | 0 | 0 | 0 | 0 | 0 | 0 | 0 | 0 | 0 | 0 | 0 | 0 | 0 | 0 | 0 | 0 | 0 | 0 | 0 | 0 | 0 | 0 | 0 | 0 | 0 | 0 | 0 | 0 | 0 | 0 | 0 | 0 | 0 | 0 | 0 | 0 | 0 | 0 | 0 | 0 | 0 | 0 | 0 | 0 | 0 | 0 | 2020
Vintage0 | petroleum | TRUE | 6141.940.IL.IC | 940 | N | . | Fairfield | City of Fairfield- (IL) | 6141 | IL | ENC | SERC |  | 22 | 1 | Electric Utility | IC | DFO | DFO | MISO | A | barrels | 0 | 0 | 0 | 0 | 0 | 0 | . | . | . | . | . | . | 0 | 0 | 0 | 0 | 0 | 0 | . | . | . | . | . | . | 0 | 0 | 0 | 0 | 0 | 0 | . | . | . | . | . | . | 0 | 0 | 0 | 0 | 0 | 0 | . | . | . | . | . | . | 0 | 0 | 0 | 0 | 0 | 0 | . | . | . | . | . | . | 0 | 0 | 0 | 0 | 0 | 0 | . | . | . | . | . | . | 0 | 0 | 0 | 0 | 0 | 2020
Vintage0 | natural gas peaker | TRUE | 6141.940.IL.IC | 940 | N | . | Fairfield | City of Fairfield- (IL) | 6141 | IL | ENC | SERC |  | 22 | 1 | Electric Utility | IC | NG | NG | MISO | A | mcf | 0 | 0 | 0 | 0 | 0 | 0 | . | . | . | . | . | . | 0 | 0 | 0 | 0 | 0 | 0 | . | . | . | . | . | . | 0 | 0 | 0 | 0 | 0 | 0 | . | . | . | . | . | . | 0 | 0 | 0 | 0 | 0 | 0 | . | . | . | . | . | . | 0 | 0 | 0 | 0 | 0 | 0 | . | . | . | . | . | . | 0 | 0 | 0 | 0 | 0 | 0 | . | . | . | . | . | . | 0 | 0 | 0 | 0 | 0 | 2020
Vintage2012 | petroleum | TRUE | 6192.941.IL.IC | 941 | N | . | Farmer City | City of Farmer City - (IL) | 6192 | IL | ENC | SERC |  | 22 | 1 | Electric Utility | IC | DFO | DFO | MISO | A | barrels | 2 | 3 | 2 | 2 | 2 | 4 | 4 | 3 | 3 | 3 | 3 | 3 | 2 | 3 | 2 | 2 | 2 | 4 | 4 | 3 | 3 | 3 | 3 | 3 | 5.75 | 5.75 | 5.75 | 5.75 | 5.75 | 5.75 | 5.75 | 5.75 | 5.75 | 5.75 | 5.75 | 5.75 | 12 | 17 | 12 | 12 | 12 | 23 | 23 | 17 | 17 | 17 | 17 | 17 | 12 | 17 | 12 | 12 | 12 | 23 | 23 | 17 | 17 | 17 | 17 | 17 | 1.573 | 2.519 | 1.534 | 1.116 | 1.624 | 2.829 | 2.919 | 1.863 | 2.122 | 2.3 | 2.043 | 2.558 | 34 | 34 | 196 | 196 | 25 | 2020
Vintage2012 | natural gas peaker | TRUE | 6192.941.IL.IC | 941 | N | . | Farmer City | City of Farmer City - (IL) | 6192 | IL | ENC | SERC |  | 22 | 1 | Electric Utility | IC | NG | NG | MISO | A | mcf | 0 | 0 | 0 | 0 | 0 | 0 | 0 | 0 | 0 | 0 | 0 | 0 | 0 | 0 | 0 | 0 | 0 | 0 | 0 | 0 | 0 | 0 | 0 | 0 | 0 | 0 | 0 | 0 | 0 | 0 | 0 | 0 | 0 | 0 | 0 | 0 | 0 | 0 | 0 | 0 | 0 | 0 | 0 | 0 | 0 | 0 | 0 | 0 | 0 | 0 | 0 | 0 | 0 | 0 | 0 | 0 | 0 | 0 | 0 | 0 | 0 | 0 | 0 | 0 | 0 | 0 | 0 | 0 | 0 | 0 | 0 | 0 | 0 | 0 | 0 | 0 | 0 | 2020
Vintage2007 | petroleum | TRUE | 6764.943.IL.IC | 943 | N | . | Freeburg | Village of Freeburg - (IL) | 6764 | IL | ENC | SERC |  | 22 | 1 | Electric Utility | IC | DFO | DFO | MISO | A | barrels | 48 | 75 | 46 | 33 | 48 | 84 | 87 | 56 | 63 | 69 | 61 | 76 | 48 | 75 | 46 | 33 | 48 | 84 | 87 | 56 | 63 | 69 | 61 | 76 | 5.75 | 5.75 | 5.75 | 5.75 | 5.75 | 5.75 | 5.75 | 5.75 | 5.75 | 5.75 | 5.75 | 5.75 | 276 | 431 | 265 | 190 | 276 | 483 | 500 | 322 | 362 | 397 | 351 | 437 | 276 | 431 | 265 | 190 | 276 | 483 | 500 | 322 | 362 | 397 | 351 | 437 | 9.187 | 14.711 | 8.958 | 6.515 | 9.484 | 16.524 | 17.045 | 10.882 | 12.395 | 13.432 | 11.931 | 14.936 | 746 | 746 | 4290 | 4290 | 146 | 2020
Vintage2007 | natural gas peaker | TRUE | 6764.943.IL.IC | 943 | N | . | Freeburg | Village of Freeburg - (IL) | 6764 | IL | ENC | SERC |  | 22 | 1 | Electric Utility | IC | NG | NG | MISO | A | mcf | 0 | 0 | 0 | 0 | 0 | 0 | 0 | 0 | 0 | 0 | 0 | 0 | 0 | 0 | 0 | 0 | 0 | 0 | 0 | 0 | 0 | 0 | 0 | 0 | 0 | 0 | 0 | 0 | 0 | 0 | 0 | 0 | 0 | 0 | 0 | 0 | 0 | 0 | 0 | 0 | 0 | 0 | 0 | 0 | 0 | 0 | 0 | 0 | 0 | 0 | 0 | 0 | 0 | 0 | 0 | 0 | 0 | 0 | 0 | 0 | 0 | 0 | 0 | 0 | 0 | 0 | 0 | 0 | 0 | 0 | 0 | 0 | 0 | 0 | 0 | 0 | 0 | 2020
Vintage2003 | petroleum | TRUE | 7095.944.IL.IC | 944 | N | . | Geneseo | City of Geneseo - (IL) | 7095 | IL | ENC | MRO |  | 22 | 1 | Electric Utility | IC | DFO | DFO | MISO | M | barrels | 14 | 9 | 0 | 12 | 11 | 21 | 15 | 15 | 12 | 16 | 12 | 10 | 14 | 9 | 0 | 12 | 11 | 21 | 15 | 15 | 12 | 16 | 12 | 10 | 5.67 | 5.6 | 0 | 5.6 | 5.6 | 5.67 | 5.67 | 5.76 | 5.67 | 5.67 | 5.67 | 5.67 | 79 | 50 | 0 | 67 | 62 | 119 | 85 | 86 | 68 | 91 | 68 | 57 | 79 | 50 | 0 | 67 | 62 | 119 | 85 | 86 | 68 | 91 | 68 | 57 | -22.728 | -20.611 | -46.378 | -23.665 | -21.666 | 4.96 | -14.834 | -21.761 | -18.738 | -22.762 | -21.697 | -27.539 | 147 | 147 | 832 | 832 | -257.419 | 2020
Vintage2003 | natural gas peaker | TRUE | 7095.944.IL.IC | 944 | N | . | Geneseo | City of Geneseo - (IL) | 7095 | IL | ENC | MRO |  | 22 | 1 | Electric Utility | IC | NG | NG | MISO | M | mcf | 1 | 1 | 0 | 1 | 1 | 1 | 1 | 1 | 1 | 1 | 1 | 1 | 1 | 1 | 0 | 1 | 1 | 1 | 1 | 1 | 1 | 1 | 1 | 1 | 0.95 | 0.95 | 0 | 0.95 | 0.95 | 0.95 | 0.95 | 0.95 | 0.95 | 0.95 | 0.95 | 0.95 | 1 | 1 | 0 | 1 | 1 | 1 | 1 | 1 | 1 | 1 | 1 | 1 | 1 | 1 | 0 | 1 | 1 | 1 | 1 | 1 | 1 | 1 | 1 | 1 | -0.272 | -0.389 | -0.622 | -0.335 | -0.334 | 0.04 | -0.166 | -0.239 | -0.262 | -0.238 | -0.303 | -0.461 | 11 | 11 | 11 | 11 | -3.581 | 2020
Vintage2015 | solar pv | TRUE | 7095.944.IL.PV | 944 | N | . | Geneseo | City of Geneseo - (IL) | 7095 | IL | ENC | MRO |  | 22 | 1 | Electric Utility | PV | SUN | SUN | MISO | M |  | 0 | 0 | 0 | 0 | 0 | 0 | 0 | 0 | 0 | 0 | 0 | 0 | 0 | 0 | 0 | 0 | 0 | 0 | 0 | 0 | 0 | 0 | 0 | 0 | 0 | 0 | 0 | 0 | 0 | 0 | 0 | 0 | 0 | 0 | 0 | 0 | 596 | 956 | 964 | 1376 | 1341 | 1604 | 1613 | 1736 | 1271 | 1078 | 1035 | 868 | 596 | 956 | 964 | 1376 | 1341 | 1604 | 1613 | 1736 | 1271 | 1078 | 1035 | 868 | 68 | 109 | 110 | 157 | 153 | 183 | 184 | 198 | 145 | 123 | 118 | 99 | 0 | 0 | 14438 | 14438 | 1647 | 2020
Vintage2009 | onshore wind | TRUE | 7095.944.IL.WT | 944 | N | . | Geneseo | City of Geneseo - (IL) | 7095 | IL | ENC | MRO |  | 22 | 1 | Electric Utility | WT | WND | WND | MISO | M |  | 0 | 0 | 0 | 0 | 0 | 0 | 0 | 0 | 0 | 0 | 0 | 0 | 0 | 0 | 0 | 0 | 0 | 0 | 0 | 0 | 0 | 0 | 0 | 0 | 0 | 0 | 0 | 0 | 0 | 0 | 0 | 0 | 0 | 0 | 0 | 0 | 4296 | 3796 | 6119 | 6058 | 4103 | 2683 | 1894 | 1666 | 3682 | 4734 | 7496 | 4804 | 4296 | 3796 | 6119 | 6058 | 4103 | 2683 | 1894 | 1666 | 3682 | 4734 | 7496 | 4804 | 490 | 433 | 698 | 691 | 468 | 306 | 216 | 190 | 420 | 540 | 855 | 548 | 0 | 0 | 51331 | 51331 | 5855 | 2020
Vintage1993 | petroleum | TRUE | 8573.946.IL.IC | 946 | N | . | Highland | City of Highland | 8573 | IL | ENC | SERC |  | 22 | 1 | Electric Utility | IC | DFO | DFO | MISO | A | barrels | 14 | 21 | 13 | 9 | 13 | 23 | 24 | 15 | 18 | 19 | 17 | 21 | 14 | 21 | 13 | 9 | 13 | 23 | 24 | 15 | 18 | 19 | 17 | 21 | 5.8 | 5.8 | 5.8 | 5.8 | 5.8 | 5.8 | 5.8 | 5.8 | 5.8 | 5.8 | 5.8 | 5.8 | 81 | 122 | 75 | 52 | 75 | 133 | 139 | 87 | 104 | 110 | 99 | 122 | 81 | 122 | 75 | 52 | 75 | 133 | 139 | 87 | 104 | 110 | 99 | 122 | 7.552 | 12.091 | 7.363 | 5.355 | 7.795 | 13.582 | 14.009 | 8.944 | 10.187 | 11.04 | 9.806 | 12.276 | 207 | 207 | 1199 | 1199 | 120 | 2020
Vintage1993 | natural gas peaker | TRUE | 8573.946.IL.IC | 946 | N | . | Highland | City of Highland | 8573 | IL | ENC | SERC |  | 22 | 1 | Electric Utility | IC | NG | NG | MISO | A | mcf | 0 | 0 | 0 | 0 | 0 | 0 | 0 | 0 | 0 | 0 | 0 | 0 | 0 | 0 | 0 | 0 | 0 | 0 | 0 | 0 | 0 | 0 | 0 | 0 | 0 | 0 | 0 | 0 | 0 | 0 | 0 | 0 | 0 | 0 | 0 | 0 | 0 | 0 | 0 | 0 | 0 | 0 | 0 | 0 | 0 | 0 | 0 | 0 | 0 | 0 | 0 | 0 | 0 | 0 | 0 | 0 | 0 | 0 | 0 | 0 | 0 | 0 | 0 | 0 | 0 | 0 | 0 | 0 | 0 | 0 | 0 | 0 | 0 | 0 | 0 | 0 | 0 | 2020
Vintage2002 | petroleum | TRUE | 12167.948.IL.IC | 948 | N | . | McLeansboro | City of McLeansboro - (IL) | 12167 | IL | ENC | SERC |  | 22 | 1 | Electric Utility | IC | DFO | DFO | MISO | A | barrels | 3 | 3 | 2 | 1 | 2 | 4 | 4 | 2 | 3 | 3 | 3 | 3 | 3 | 3 | 2 | 1 | 2 | 4 | 4 | 2 | 3 | 3 | 3 | 3 | 5.75 | 5.75 | 5.75 | 5.75 | 5.75 | 5.75 | 5.75 | 5.75 | 5.75 | 5.75 | 5.75 | 5.75 | 17 | 17 | 12 | 6 | 12 | 23 | 23 | 12 | 17 | 17 | 17 | 17 | 17 | 17 | 12 | 6 | 12 | 23 | 23 | 12 | 17 | 17 | 17 | 17 | 1.699 | 2.721 | 1.657 | 1.205 | 1.754 | 3.056 | 3.152 | 2.012 | 2.292 | 2.484 | 2.206 | 2.762 | 33 | 33 | 190 | 190 | 27 | 2020
Vintage2002 | natural gas peaker | TRUE | 12167.948.IL.IC | 948 | N | . | McLeansboro | City of McLeansboro - (IL) | 12167 | IL | ENC | SERC |  | 22 | 1 | Electric Utility | IC | NG | NG | MISO | A | mcf | 0 | 0 | 0 | 0 | 0 | 0 | 0 | 0 | 0 | 0 | 0 | 0 | 0 | 0 | 0 | 0 | 0 | 0 | 0 | 0 | 0 | 0 | 0 | 0 | 0 | 0 | 0 | 0 | 0 | 0 | 0 | 0 | 0 | 0 | 0 | 0 | 0 | 0 | 0 | 0 | 0 | 0 | 0 | 0 | 0 | 0 | 0 | 0 | 0 | 0 | 0 | 0 | 0 | 0 | 0 | 0 | 0 | 0 | 0 | 0 | 0 | 0 | 0 | 0 | 0 | 0 | 0 | 0 | 0 | 0 | 0 | 0 | 0 | 0 | 0 | 0 | 0 | 2020
Vintage2007 | petroleum | TRUE | 11736.949.IL.IC | 949 | N | . | Marshall (IL) | City of Marshall - (IL) | 11736 | IL | ENC | SERC |  | 22 | 1 | Electric Utility | IC | DFO | DFO | MISO | A | barrels | 14 | 22 | 14 | 10 | 14 | 25 | 26 | 16 | 19 | 20 | 18 | 23 | 14 | 22 | 14 | 10 | 14 | 25 | 26 | 16 | 19 | 20 | 18 | 23 | 5.75 | 5.75 | 5.75 | 5.75 | 5.75 | 5.75 | 5.75 | 5.75 | 5.75 | 5.75 | 5.75 | 5.75 | 81 | 127 | 81 | 58 | 81 | 144 | 150 | 92 | 109 | 115 | 104 | 132 | 81 | 127 | 81 | 58 | 81 | 144 | 150 | 92 | 109 | 115 | 104 | 132 | 9.942 | 15.92 | 9.694 | 7.051 | 10.264 | 17.882 | 18.446 | 11.777 | 13.413 | 14.536 | 12.911 | 16.164 | 221 | 221 | 1274 | 1274 | 158 | 2020
Vintage1968 | petroleum | TRUE | 14840.955.IL.GT | 955 | N | . | Peru (IL) | City of Peru - (IL) | 14840 | IL | ENC | RFC |  | 22 | 1 | Electric Utility | GT | JF | WOO | MISO | M | barrels | 0 | 0 | 32 | 0 | 0 | 0 | 50 | 0 | 0 | 0 | 37 | 0 | 0 | 0 | 32 | 0 | 0 | 0 | 50 | 0 | 0 | 0 | 37 | 0 | 0 | 0 | 5.67 | 0 | 0 | 0 | 5.67 | 0 | 0 | 0 | 5.67 | 0 | 0 | 0 | 181 | 0 | 0 | 0 | 284 | 0 | 0 | 0 | 210 | 0 | 0 | 0 | 181 | 0 | 0 | 0 | 284 | 0 | 0 | 0 | 210 | 0 | 0 | 0 | 6 | 0 | 0 | 0 | 14 | 0 | 0 | 0 | 12 | 0 | 119 | 119 | 675 | 675 | 32 | 2020
Vintage1996 | hydro | TRUE | 14840.955.IL.HY | 955 | N | . | Peru (IL) | City of Peru - (IL) | 14840 | IL | ENC | RFC |  | 22 | 1 | Electric Utility | HY | WAT | HYC | MISO | M |  | 0 | 0 | 0 | 0 | 0 | 0 | 0 | 0 | 0 | 0 | 0 | 0 | 0 | 0 | 0 | 0 | 0 | 0 | 0 | 0 | 0 | 0 | 0 | 0 | 0 | 0 | 0 | 0 | 0 | 0 | 0 | 0 | 0 | 0 | 0 | 0 | 17876 | 23662 | 22531 | 28633 | 39601 | 22321 | 33946 | 24574 | 27897 | 28791 | 23303 | 27958 | 17876 | 23662 | 22531 | 28633 | 39601 | 22321 | 33946 | 24574 | 27897 | 28791 | 23303 | 27958 | 2039 | 2699 | 2570 | 3266 | 4517 | 2546 | 3872 | 2803 | 3182 | 3284 | 2658 | 3189 | 0 | 0 | 321093 | 321093 | 36625 | 2020
Vintage2011 | petroleum | TRUE | 14840.955.IL.IC | 955 | N | . | Peru (IL) | City of Peru - (IL) | 14840 | IL | ENC | RFC |  | 22 | 1 | Electric Utility | IC | DFO | DFO | MISO | M | barrels | 14 | 14 | 16 | 14 | 14 | 16 | 51 | 16 | 13 | 16 | 16 | 14 | 14 | 14 | 16 | 14 | 14 | 16 | 51 | 16 | 13 | 16 | 16 | 14 | 5.75 | 5.75 | 5.75 | 5.75 | 5.75 | 5.75 | 5.75 | 5.75 | 5.75 | 5.75 | 5.75 | 5.75 | 81 | 81 | 92 | 81 | 81 | 92 | 293 | 92 | 75 | 92 | 92 | 81 | 81 | 81 | 92 | 81 | 81 | 92 | 293 | 92 | 75 | 92 | 92 | 81 | 5 | 8 | 9 | 8 | 9 | 9 | 31 | 8 | 8 | 9 | 10 | 9 | 214 | 214 | 1233 | 1233 | 123 | 2020
Vintage1976 | petroleum | TRUE | 15388.957.IL.IC | 957 | N | . | Princeton (IL) | City of Princeton - (IL) | 15388 | IL | ENC | SERC |  | 22 | 1 | Electric Utility | IC | DFO | DFO | MISO | A | barrels | 21 | 33 | 20 | 15 | 21 | 37 | 38 | 24 | 28 | 30 | 27 | 34 | 21 | 33 | 20 | 15 | 21 | 37 | 38 | 24 | 28 | 30 | 27 | 34 | 5.75 | 5.75 | 5.75 | 5.75 | 5.75 | 5.75 | 5.75 | 5.75 | 5.75 | 5.75 | 5.75 | 5.75 | 121 | 190 | 115 | 86 | 121 | 213 | 219 | 138 | 161 | 173 | 155 | 196 | 121 | 190 | 115 | 86 | 121 | 213 | 219 | 138 | 161 | 173 | 155 | 196 | 11.904 | 19.064 | 11.609 | 8.443 | 12.291 | 21.413 | 22.088 | 14.102 | 16.062 | 17.406 | 15.461 | 19.355 | 328 | 328 | 1888 | 1888 | 189.198 | 2020
Vintage1976 | natural gas peaker | TRUE | 15388.957.IL.IC | 957 | N | . | Princeton (IL) | City of Princeton - (IL) | 15388 | IL | ENC | SERC |  | 22 | 1 | Electric Utility | IC | NG | NG | MISO | A | mcf | 332 | 301 | 312 | 228 | 195 | 300 | 431 | 321 | 210 | 222 | 103 | 233 | 332 | 301 | 312 | 228 | 195 | 300 | 431 | 321 | 210 | 222 | 103 | 233 | 1.05 | 1.05 | 1.05 | 1.05 | 1.05 | 1.05 | 1.05 | 1.05 | 1.05 | 1.05 | 1.05 | 1.05 | 349 | 316 | 328 | 239 | 205 | 315 | 453 | 337 | 221 | 233 | 108 | 245 | 349 | 316 | 328 | 239 | 205 | 315 | 453 | 337 | 221 | 233 | 108 | 245 | 34.903 | 31.704 | 32.907 | 24.061 | 20.581 | 31.56 | 45.362 | 33.834 | 22.131 | 23.37 | 10.857 | 24.532 | 3188 | 3188 | 3349 | 3349 | 335.802 | 2020
Vintage2001 | petroleum | TRUE | 15686.958.IL.IC | 958 | N | . | Rantoul | Village of Rantoul - (IL) | 15686 | IL | ENC | SERC |  | 22 | 1 | Electric Utility | IC | DFO | DFO | MISO | M | barrels | 18 | 20 | 19 | 16 | 18 | 14 | 110 | 16 | 24 | 23 | 19 | 20 | 18 | 20 | 19 | 16 | 18 | 14 | 110 | 16 | 24 | 23 | 19 | 20 | 5.8 | 5.8 | 5.8 | 5.8 | 5.8 | 5.8 | 5.8 | 5.8 | 5.8 | 5.8 | 5.8 | 5.8 | 104 | 116 | 110 | 93 | 104 | 81 | 638 | 93 | 139 | 133 | 110 | 116 | 104 | 116 | 110 | 93 | 104 | 81 | 638 | 93 | 139 | 133 | 110 | 116 | 10 | 11 | 10 | 11 | 10 | 11 | 59 | 9 | 11 | 10 | 11 | 10 | 317 | 317 | 1837 | 1837 | 173 | 2020
Vintage2001 | natural gas peaker | TRUE | 15686.958.IL.IC | 958 | N | . | Rantoul | Village of Rantoul - (IL) | 15686 | IL | ENC | SERC |  | 22 | 1 | Electric Utility | IC | NG | NG | MISO | M | mcf | 0 | 0 | 0 | 0 | 0 | 0 | 0 | 0 | 0 | 0 | 0 | 0 | 0 | 0 | 0 | 0 | 0 | 0 | 0 | 0 | 0 | 0 | 0 | 0 | 0 | 0 | 0 | 0 | 0 | 0 | 0 | 0 | 0 | 0 | 0 | 0 | 0 | 0 | 0 | 0 | 0 | 0 | 0 | 0 | 0 | 0 | 0 | 0 | 0 | 0 | 0 | 0 | 0 | 0 | 0 | 0 | 0 | 0 | 0 | 0 | 0 | 0 | 0 | 0 | 0 | 0 | 0 | 0 | 0 | 0 | 0 | 0 | 0 | 0 | 0 | 0 | 0 | 2020
Vintage2002 | petroleum | TRUE | 15772.959.IL.IC | 959 | N | . | Red Bud | City of Red Bud - (IL) | 15772 | IL | ENC | SERC |  | 22 | 1 | Electric Utility | IC | DFO | DFO | MISO | A | barrels | 26 | 38 | 23 | 17 | 25 | 43 | 44 | 28 | 32 | 35 | 31 | 39 | 26 | 38 | 23 | 17 | 25 | 43 | 44 | 28 | 32 | 35 | 31 | 39 | 5.75 | 5.75 | 5.75 | 5.75 | 5.75 | 5.75 | 5.75 | 5.75 | 5.75 | 5.75 | 5.75 | 5.75 | 150 | 219 | 132 | 98 | 144 | 247 | 253 | 161 | 184 | 201 | 178 | 224 | 150 | 219 | 132 | 98 | 144 | 247 | 253 | 161 | 184 | 201 | 178 | 224 | 12.27 | 19.648 | 11.965 | 8.702 | 12.668 | 22.07 | 22.765 | 14.534 | 16.554 | 17.94 | 15.935 | 19.949 | 381 | 381 | 2191 | 2191 | 195 | 2020
Vintage1989 | petroleum | TRUE | 16179.960.IL.IC | 960 | N | . | North Ninth Street | Rochelle Municipal Utilities | 16179 | IL | ENC | RFC |  | 22 | 1 | Electric Utility | IC | DFO | DFO | PJM | M | barrels | 1 | 0 | 4 | 0 | 104 | 182 | 225 | 82 | 3 | 0 | 0 | 2 | 1 | 0 | 4 | 0 | 104 | 182 | 225 | 82 | 3 | 0 | 0 | 2 | 5.75 | 0 | 5.75 | 0 | 5.75 | 5.75 | 5.75 | 5.75 | 5.75 | 0 | 0 | 5.75 | 6 | 0 | 23 | 0 | 598 | 1047 | 1294 | 472 | 17 | 0 | 0 | 12 | 6 | 0 | 23 | 0 | 598 | 1047 | 1294 | 472 | 17 | 0 | 0 | 12 | 1 | 0 | 1.647 | 0 | 53.149 | 101.715 | 116.78 | 42.058 | 1.278 | 0 | 0 | 0.4 | 603 | 603 | 3469 | 3469 | 318.027 | 2020
Vintage1989 | natural gas peaker | TRUE | 16179.960.IL.IC | 960 | N | . | North Ninth Street | Rochelle Municipal Utilities | 16179 | IL | ENC | RFC |  | 22 | 1 | Electric Utility | IC | NG | NG | PJM | M | mcf | 0 | 0 | 18 | 0 | 202 | 8312 | 9878 | 4142 | 35 | 0 | 0 | 208 | 0 | 0 | 18 | 0 | 202 | 8312 | 9878 | 4142 | 35 | 0 | 0 | 208 | 0 | 0 | 1.05 | 0 | 1.05 | 1.05 | 1.05 | 1.05 | 1.05 | 0 | 0 | 1.05 | 0 | 0 | 19 | 0 | 212 | 8728 | 10372 | 4349 | 37 | 0 | 0 | 218 | 0 | 0 | 19 | 0 | 212 | 8728 | 10372 | 4349 | 37 | 0 | 0 | 218 | 0 | 0 | 1.353 | 0 | 18.851 | 848.285 | 936.22 | 387.942 | 2.722 | 0 | 0 | 7.6 | 22795 | 22795 | 23935 | 23935 | 2202.973 | 2020
Vintage2014 | solar pv | TRUE | 16179.960.IL.PV | 960 | N | . | North Ninth Street | Rochelle Municipal Utilities | 16179 | IL | ENC | RFC |  | 22 | 1 | Electric Utility | PV | SUN | SUN | PJM | M |  | 0 | 0 | 0 | 0 | 0 | 0 | 0 | 0 | 0 | 0 | 0 | 0 | 0 | 0 | 0 | 0 | 0 | 0 | 0 | 0 | 0 | 0 | 0 | 0 | 0 | 0 | 0 | 0 | 0 | 0 | 0 | 0 | 0 | 0 | 0 | 0 | 219 | 219 | 228 | 228 | 228 | 237 | 237 | 237 | 245 | 254 | 254 | 254 | 219 | 219 | 228 | 228 | 228 | 237 | 237 | 237 | 245 | 254 | 254 | 254 | 25 | 25 | 26 | 26 | 26 | 27 | 27 | 27 | 28 | 29 | 29 | 29 | 0 | 0 | 2840 | 2840 | 324 | 2020
Vintage2016 | petroleum | TRUE | 16179.961.IL.IC | 961 | N | . | South Main Street | Rochelle Municipal Utilities | 16179 | IL | ENC | RFC |  | 22 | 1 | Electric Utility | IC | DFO | DFO | PJM | A | barrels | 188 | 302 | 184 | 134 | 195 | 339 | 350 | 223 | 254 | 276 | 245 | 307 | 188 | 302 | 184 | 134 | 195 | 339 | 350 | 223 | 254 | 276 | 245 | 307 | 5.75 | 5.75 | 5.75 | 5.75 | 5.75 | 5.75 | 5.75 | 5.75 | 5.75 | 5.75 | 5.75 | 5.75 | 1081 | 1737 | 1058 | 771 | 1121 | 1949 | 2013 | 1282 | 1461 | 1587 | 1409 | 1765 | 1081 | 1737 | 1058 | 771 | 1121 | 1949 | 2013 | 1282 | 1461 | 1587 | 1409 | 1765 | 109.986 | 176.128 | 107.252 | 78.007 | 113.554 | 197.837 | 204.068 | 130.288 | 148.395 | 160.817 | 142.843 | 178.825 | 2997 | 2997 | 17234 | 17234 | 1748 | 2020
Vintage2016 | natural gas peaker | TRUE | 16179.961.IL.IC | 961 | N | . | South Main Street | Rochelle Municipal Utilities | 16179 | IL | ENC | RFC |  | 22 | 1 | Electric Utility | IC | NG | NG | PJM | A | mcf | 0 | 0 | 0 | 0 | 0 | 0 | 0 | 0 | 0 | 0 | 0 | 0 | 0 | 0 | 0 | 0 | 0 | 0 | 0 | 0 | 0 | 0 | 0 | 0 | 0 | 0 | 0 | 0 | 0 | 0 | 0 | 0 | 0 | 0 | 0 | 0 | 0 | 0 | 0 | 0 | 0 | 0 | 0 | 0 | 0 | 0 | 0 | 0 | 0 | 0 | 0 | 0 | 0 | 0 | 0 | 0 | 0 | 0 | 0 | 0 | 0 | 0 | 0 | 0 | 0 | 0 | 0 | 0 | 0 | 0 | 0 | 0 | 0 | 0 | 0 | 0 | 0 | 2020
Vintage2009 | hard coal | TRUE | 17828.963.IL.ST | 963 | N | . | Dallman | City of Springfield - (IL) | 17828 | IL | ENC | SERC |  | 22 | 1 | Electric Utility | ST | BIT | COL | MISO | M | short tons | 50446 | 41623 | 0 | 8882 | 34094 | 36953 | 68709 | 56453 | 25441 | 16049 | 31148 | 54044 | 50446 | 41623 | 0 | 8882 | 34094 | 36953 | 68709 | 56453 | 25441 | 16049 | 31148 | 54044 | 21.253 | 21.23 | 0 | 21.11 | 21.12 | 21.135 | 21.067 | 21.036 | 21.207 | 21.252 | 21.28 | 21.239 | 1072129 | 883656 | 0 | 187499 | 720065 | 781002 | 1447493 | 1187545 | 539527 | 341073 | 662829 | 1147841 | 1072129 | 883656 | 0 | 187499 | 720065 | 781002 | 1447493 | 1187545 | 539527 | 341073 | 662829 | 1147841 | 92801.371 | 71502.155 | 0 | 12607.887 | 60973.748 | 68694.675 | 119442.05 | 101608.93 | 44909.001 | 20051.685 | 55187.605 | 100458.34 | 423842 | 423842 | 8970659 | 8970659 | 748237.45 | 2020
Vintage2009 | natural gas steam turbine | TRUE | 17828.963.IL.ST | 963 | N | . | Dallman | City of Springfield - (IL) | 17828 | IL | ENC | SERC |  | 22 | 1 | Electric Utility | ST | NG | NG | MISO | M | mcf | 10532 | 2581 | 0 | 7839 | 3286 | 6973 | 18929 | 4816 | 877 | 9888 | 4881 | 24105 | 10532 | 2581 | 0 | 7839 | 3286 | 6973 | 18929 | 4816 | 877 | 9888 | 4881 | 24105 | 1 | 1 | 0 | 1 | 1 | 1 | 1 | 1 | 1 | 1 | 1 | 1 | 10532 | 2581 | 0 | 7839 | 3286 | 6973 | 18929 | 4816 | 877 | 9888 | 4881 | 24105 | 10532 | 2581 | 0 | 7839 | 3286 | 6973 | 18929 | 4816 | 877 | 9888 | 4881 | 24105 | 911.629 | 208.845 | 0 | 527.113 | 278.252 | 613.325 | 1561.955 | 412.067 | 72.999 | 581.315 | 406.395 | 2109.656 | 94707 | 94707 | 94707 | 94707 | 7683.551 | 2020
Vintage2002 | hard coal | TRUE | 17828.964.IL.IC | 964 | N | . | Lakeside | City of Springfield - (IL) | 17828 | IL | ENC | SERC |  | 22 | 1 | Electric Utility | IC | BIT | COL | MISO | A | short tons | 0 | 0 | 0 | 0 | 0 | 0 | 0 | 0 | 0 | 0 | 0 | 0 | 0 | 0 | 0 | 0 | 0 | 0 | 0 | 0 | 0 | 0 | 0 | 0 | 0 | 0 | 0 | 0 | 0 | 0 | 0 | 0 | 0 | 0 | 0 | 0 | 0 | 0 | 0 | 0 | 0 | 0 | 0 | 0 | 0 | 0 | 0 | 0 | 0 | 0 | 0 | 0 | 0 | 0 | 0 | 0 | 0 | 0 | 0 | 0 | 0 | 0 | 0 | 0 | 0 | 0 | 0 | 0 | 0 | 0 | 0 | 0 | 0 | 0 | 0 | 0 | 0 | 2020
Vintage2002 | petroleum | TRUE | 17828.964.IL.IC | 964 | N | . | Lakeside | City of Springfield - (IL) | 17828 | IL | ENC | SERC |  | 22 | 1 | Electric Utility | IC | DFO | DFO | MISO | A | barrels | 0 | 0 | 0 | 0 | 0 | 0 | 0 | 0 | 0 | 0 | 0 | 0 | 0 | 0 | 0 | 0 | 0 | 0 | 0 | 0 | 0 | 0 | 0 | 0 | 0 | 0 | 0 | 0 | 0 | 0 | 0 | 0 | 0 | 0 | 0 | 0 | 0 | 0 | 0 | 0 | 0 | 0 | 0 | 0 | 0 | 0 | 0 | 0 | 0 | 0 | 0 | 0 | 0 | 0 | 0 | 0 | 0 | 0 | 0 | 0 | 0 | 0 | 0 | 0 | 0 | 0 | 0 | 0 | 0 | 0 | 0 | 0 | 0 | 0 | 0 | 0 | 0 | 2020
Vintage1970 | petroleum | TRUE | 17828.965.IL.GT | 965 | N | . | Reynolds | City of Springfield - (IL) | 17828 | IL | ENC | SERC |  | 22 | 1 | Electric Utility | GT | DFO | DFO | MISO | A | barrels | 37 | 58 | 36 | 26 | 38 | 66 | 68 | 43 | 49 | 53 | 47 | 59 | 37 | 58 | 36 | 26 | 38 | 66 | 68 | 43 | 49 | 53 | 47 | 59 | 5.796 | 5.796 | 5.796 | 5.796 | 5.796 | 5.796 | 5.796 | 5.796 | 5.796 | 5.796 | 5.796 | 5.796 | 214 | 336 | 209 | 151 | 220 | 383 | 394 | 249 | 284 | 307 | 272 | 342 | 214 | 336 | 209 | 151 | 220 | 383 | 394 | 249 | 284 | 307 | 272 | 342 | 13.277 | 21.26 | 12.946 | 9.416 | 13.707 | 23.881 | 24.633 | 15.727 | 17.913 | 19.412 | 17.242 | 21.586 | 580 | 580 | 3361 | 3361 | 211 | 2020
Vintage2012 | petroleum | TRUE | 18277.969.IL.IC | 969 | N | . | Sullivan (IL) | City of Sullivan - (IL) | 18277 | IL | ENC | SERC |  | 22 | 1 | Electric Utility | IC | DFO | DFO | MISO | M | barrels | 8 | 39 | 38 | 9 | 11 | 54 | 11 | 9 | 43 | 14 | 0 | 0 | 8 | 39 | 38 | 9 | 11 | 54 | 11 | 9 | 43 | 14 | 0 | 0 | 5.75 | 5.75 | 5.75 | 5.75 | 5.75 | 5.75 | 5.75 | 5.75 | 5.75 | 5.75 | 0 | 0 | 46 | 224 | 219 | 52 | 63 | 311 | 63 | 52 | 247 | 81 | 0 | 0 | 46 | 224 | 219 | 52 | 63 | 311 | 63 | 52 | 247 | 81 | 0 | 0 | 5 | 25 | 23 | 5 | 7 | 31 | 4 | 6 | 26 | 7 | 0 | 0 | 236 | 236 | 1358 | 1358 | 139 | 2020
Vintage2012 | natural gas peaker | TRUE | 18277.969.IL.IC | 969 | N | . | Sullivan (IL) | City of Sullivan - (IL) | 18277 | IL | ENC | SERC |  | 22 | 1 | Electric Utility | IC | NG | NG | MISO | M | mcf | 0 | 0 | 0 | 0 | 0 | 0 | 0 | 0 | 0 | 0 | 0 | 0 | 0 | 0 | 0 | 0 | 0 | 0 | 0 | 0 | 0 | 0 | 0 | 0 | 0 | 0 | 0 | 0 | 0 | 0 | 0 | 0 | 0 | 0 | 0 | 0 | 0 | 0 | 0 | 0 | 0 | 0 | 0 | 0 | 0 | 0 | 0 | 0 | 0 | 0 | 0 | 0 | 0 | 0 | 0 | 0 | 0 | 0 | 0 | 0 | 0 | 0 | 0 | 0 | 0 | 0 | 0 | 0 | 0 | 0 | 0 | 0 | 0 | 0 | 0 | 0 | 0 | 2020
Vintage2012 | petroleum | TRUE | 20180.971.IL.GT | 971 | N | . | Waterloo | City of Waterloo - (IL) | 20180 | IL | ENC | SERC |  | 22 | 1 | Electric Utility | GT | DFO | DFO | MISO | A | barrels | 0 | 0 | 0 | 0 | 0 | 0 | 0 | 0 | 0 | 0 | 0 | 0 | 0 | 0 | 0 | 0 | 0 | 0 | 0 | 0 | 0 | 0 | 0 | 0 | 0 | 0 | 0 | 0 | 0 | 0 | 0 | 0 | 0 | 0 | 0 | 0 | 0 | 0 | 0 | 0 | 0 | 0 | 0 | 0 | 0 | 0 | 0 | 0 | 0 | 0 | 0 | 0 | 0 | 0 | 0 | 0 | 0 | 0 | 0 | 0 | 0 | 0 | 0 | 0 | 0 | 0 | 0 | 0 | 0 | 0 | 0 | 0 | 0 | 0 | 0 | 0 | 0 | 2020
Vintage2012 | natural gas peaker | TRUE | 20180.971.IL.GT | 971 | N | . | Waterloo | City of Waterloo - (IL) | 20180 | IL | ENC | SERC |  | 22 | 1 | Electric Utility | GT | NG | NG | MISO | A | mcf | 426 | 388 | 402 | 294 | 252 | 386 | 555 | 414 | 271 | 286 | 133 | 300 | 426 | 388 | 402 | 294 | 252 | 386 | 555 | 414 | 271 | 286 | 133 | 300 | 1.05 | 1.05 | 1.05 | 1.05 | 1.05 | 1.05 | 1.05 | 1.05 | 1.05 | 1.05 | 1.05 | 1.05 | 447 | 407 | 422 | 309 | 265 | 405 | 583 | 435 | 285 | 300 | 140 | 315 | 447 | 407 | 422 | 309 | 265 | 405 | 583 | 435 | 285 | 300 | 140 | 315 | 33.986 | 30.873 | 32.044 | 23.431 | 20.042 | 30.733 | 44.173 | 32.947 | 21.551 | 22.758 | 10.573 | 23.889 | 4107 | 4107 | 4313 | 4313 | 327 | 2020
Vintage1996 | petroleum | TRUE | 20180.971.IL.IC | 971 | N | . | Waterloo | City of Waterloo - (IL) | 20180 | IL | ENC | SERC |  | 22 | 1 | Electric Utility | IC | DFO | DFO | MISO | A | barrels | 14 | 20 | 12 | 9 | 13 | 23 | 23 | 15 | 17 | 18 | 16 | 20 | 14 | 20 | 12 | 9 | 13 | 23 | 23 | 15 | 17 | 18 | 16 | 20 | 5.75 | 5.75 | 5.75 | 5.75 | 5.75 | 5.75 | 5.75 | 5.75 | 5.75 | 5.75 | 5.75 | 5.75 | 81 | 115 | 69 | 52 | 75 | 132 | 132 | 86 | 98 | 104 | 92 | 115 | 81 | 115 | 69 | 52 | 75 | 132 | 132 | 86 | 98 | 104 | 92 | 115 | 7.865 | 12.595 | 7.67 | 5.578 | 8.12 | 14.147 | 14.593 | 9.317 | 10.612 | 11.5 | 10.215 | 12.788 | 200 | 200 | 1151 | 1151 | 125 | 2020
Vintage1996 | natural gas peaker | TRUE | 20180.971.IL.IC | 971 | N | . | Waterloo | City of Waterloo - (IL) | 20180 | IL | ENC | SERC |  | 22 | 1 | Electric Utility | IC | NG | NG | MISO | A | mcf | 0 | 0 | 0 | 0 | 0 | 0 | 0 | 0 | 0 | 0 | 0 | 0 | 0 | 0 | 0 | 0 | 0 | 0 | 0 | 0 | 0 | 0 | 0 | 0 | 0 | 0 | 0 | 0 | 0 | 0 | 0 | 0 | 0 | 0 | 0 | 0 | 0 | 0 | 0 | 0 | 0 | 0 | 0 | 0 | 0 | 0 | 0 | 0 | 0 | 0 | 0 | 0 | 0 | 0 | 0 | 0 | 0 | 0 | 0 | 0 | 0 | 0 | 0 | 0 | 0 | 0 | 0 | 0 | 0 | 0 | 0 | 0 | 0 | 0 | 0 | 0 | 0 | 2020
Vintage1979 | petroleum | TRUE | 20824.972.IL.IC | 972 | N | . | Winnetka | Village of Winnetka - (IL) | 20824 | IL | ENC | RFC |  | 22 | 1 | Electric Utility | IC | DFO | DFO | PJM | A | barrels | 26 | 43 | 26 | 19 | 28 | 48 | 50 | 32 | 36 | 39 | 35 | 43 | 26 | 43 | 26 | 19 | 28 | 48 | 50 | 32 | 36 | 39 | 35 | 43 | 5.8 | 5.8 | 5.8 | 5.8 | 5.8 | 5.8 | 5.8 | 5.8 | 5.8 | 5.8 | 5.8 | 5.8 | 151 | 249 | 151 | 110 | 162 | 278 | 290 | 186 | 209 | 226 | 203 | 249 | 151 | 249 | 151 | 110 | 162 | 278 | 290 | 186 | 209 | 226 | 203 | 249 | 14.22 | 22.772 | 13.867 | 10.086 | 14.681 | 25.579 | 26.384 | 16.845 | 19.186 | 20.792 | 18.468 | 23.12 | 425 | 425 | 2464 | 2464 | 226 | 2020
Vintage1960 | petroleum | TRUE | 20824.972.IL.ST | 972 | N | . | Winnetka | Village of Winnetka - (IL) | 20824 | IL | ENC | RFC |  | 22 | 1 | Electric Utility | ST | DFO | DFO | PJM | AM | barrels | 0 | 0 | 0 | 0 | 0 | 0 | 0 | 0 | 0 | 0 | 0 | 0 | 0 | 0 | 0 | 0 | 0 | 0 | 0 | 0 | 0 | 0 | 0 | 0 | 0 | 0 | 0 | 0 | 0 | 0 | 0 | 0 | 0 | 0 | 0 | 0 | 0 | 0 | 0 | 0 | 0 | 0 | 0 | 0 | 0 | 0 | 0 | 0 | 0 | 0 | 0 | 0 | 0 | 0 | 0 | 0 | 0 | 0 | 0 | 0 | 0 | 0 | 0 | 0 | 0 | 0 | 0 | 0 | 0 | 0 | 0 | 0 | 0 | 0 | 0 | 0 | 0 | 2020
Vintage1960 | natural gas steam turbine | TRUE | 20824.972.IL.ST | 972 | N | . | Winnetka | Village of Winnetka - (IL) | 20824 | IL | ENC | RFC |  | 22 | 1 | Electric Utility | ST | NG | NG | PJM | AM | mcf | 7500 | 138 | 80 | 93 | 4974 | 6526 | 15372 | 18327 | 554 | 5484 | 25 | 7584 | 7500 | 138 | 80 | 93 | 4974 | 6526 | 15372 | 18327 | 554 | 5484 | 25 | 7584 | 1.038 | 1.038 | 1.038 | 1.038 | 1.038 | 1.038 | 1.038 | 1.038 | 1.038 | 1.038 | 1.038 | 1.038 | 7785 | 143 | 83 | 97 | 5163 | 6774 | 15956 | 19023 | 575 | 5692 | 26 | 7872 | 7785 | 143 | 83 | 97 | 5163 | 6774 | 15956 | 19023 | 575 | 5692 | 26 | 7872 | 442 | 0 | 0 | 0 | 286 | 548 | 803 | 1022 | 12 | 302 | 0 | 432 | 66657 | 66657 | 69189 | 69189 | 3847 | 2020
Vintage2003 | petroleum | TRUE | 17632.976.IL.GT | 976 | N | . | Marion | Southern Illinois Power Coop | 17632 | IL | ENC | SERC |  | 22 | 1 | Electric Utility | GT | DFO | DFO | MISO | M | barrels | 62 | 0 | 0 | 0 | 0 | 0 | 0 | 0 | 0 | 0 | 0 | 0 | 62 | 0 | 0 | 0 | 0 | 0 | 0 | 0 | 0 | 0 | 0 | 0 | 5.698 | 0 | 0 | 0 | 0 | 0 | 0 | 0 | 0 | 0 | 0 | 0 | 353 | 0 | 0 | 0 | 0 | 0 | 0 | 0 | 0 | 0 | 0 | 0 | 353 | 0 | 0 | 0 | 0 | 0 | 0 | 0 | 0 | 0 | 0 | 0 | 22.803 | 0 | 0 | 0 | 0 | 0 | 0 | 0 | 0 | 0 | 0 | 0 | 62 | 62 | 353 | 353 | 22.803 | 2020
Vintage2003 | natural gas peaker | TRUE | 17632.976.IL.GT | 976 | N | . | Marion | Southern Illinois Power Coop | 17632 | IL | ENC | SERC |  | 22 | 1 | Electric Utility | GT | NG | NG | MISO | M | mcf | 2172 | 1542 | 447 | 4663 | 598 | 2582 | 30556 | 11111 | 292 | 475 | 0 | 712 | 2172 | 1542 | 447 | 4663 | 598 | 2582 | 30556 | 11111 | 292 | 475 | 0 | 712 | 1 | 1 | 1 | 1 | 1 | 1 | 1 | 1 | 1 | 1 | 0 | 1 | 2172 | 1542 | 447 | 4663 | 598 | 2582 | 30556 | 11111 | 292 | 475 | 0 | 712 | 2172 | 1542 | 447 | 4663 | 598 | 2582 | 30556 | 11111 | 292 | 475 | 0 | 712 | 140.197 | 140 | 27 | 340 | 31 | 214 | 2399 | 887 | 20 | 30 | 0 | 62 | 55150 | 55150 | 55150 | 55150 | 4290.197 | 2020
Vintage1963 | hard coal | TRUE | 17632.976.IL.ST | 976 | N | . | Marion | Southern Illinois Power Coop | 17632 | IL | ENC | SERC |  | 22 | 1 | Electric Utility | ST | BIT | COL | MISO | M | short tons | 85833 | 75543 | 27700 | 0 | 30133 | 64557 | 72859 | 46453 | 44526 | 0 | 34336 | 41826 | 85833 | 75543 | 27700 | 0 | 30133 | 64557 | 72859 | 46453 | 44526 | 0 | 34336 | 41826 | 21 | 21 | 19 | 0 | 22.58 | 21 | 22 | 22 | 20 | 0 | 20 | 20 | 1802493 | 1586403 | 526300 | 0 | 680403 | 1355697 | 1602898 | 1021966 | 890520 | 0 | 686720 | 836520 | 1802493 | 1586403 | 526300 | 0 | 680403 | 1355697 | 1602898 | 1021966 | 890520 | 0 | 686720 | 836520 | 157780.41 | 139977.38 | 40985.344 | 0 | 62690.375 | 112680.82 | 127969.38 | 80536.302 | 71048.718 | 0 | 50231.378 | 62320.783 | 523766 | 523766 | 10989920 | 10989920 | 906220.89 | 2020
Vintage1963 | petroleum | TRUE | 17632.976.IL.ST | 976 | N | . | Marion | Southern Illinois Power Coop | 17632 | IL | ENC | SERC |  | 22 | 1 | Electric Utility | ST | DFO | DFO | MISO | M | barrels | 332 | 45 | 15 | 0 | 125 | 391 | 208 | 467 | 159 | 0 | 311 | 17 | 332 | 45 | 15 | 0 | 125 | 391 | 208 | 467 | 159 | 0 | 311 | 17 | 5.698 | 5.698 | 5.698 | 0 | 5.698 | 5.698 | 5.698 | 5.698 | 5.698 | 0 | 5.698 | 5.698 | 1892 | 256 | 85 | 0 | 712 | 2228 | 1185 | 2661 | 906 | 0 | 1772 | 97 | 1892 | 256 | 85 | 0 | 712 | 2228 | 1185 | 2661 | 906 | 0 | 1772 | 97 | 165.592 | 22.625 | 6.656 | 0 | 65.625 | 185.177 | 94.621 | 209.698 | 72.282 | 0 | 129.622 | 7.217 | 2070 | 2070 | 11794 | 11794 | 959.115 | 2020
Vintage1963 | petroleum | TRUE | 17632.976.IL.ST | 976 | N | . | Marion | Southern Illinois Power Coop | 17632 | IL | ENC | SERC |  | 22 | 1 | Electric Utility | ST | PC | PC | MISO | M | short tons | 0 | 0 | 0 | 0 | 0 | 0 | 0 | 0 | 0 | 0 | 0 | 0 | 0 | 0 | 0 | 0 | 0 | 0 | 0 | 0 | 0 | 0 | 0 | 0 | 0 | 0 | 0 | 0 | 0 | 0 | 0 | 0 | 0 | 0 | 0 | 0 | 0 | 0 | 0 | 0 | 0 | 0 | 0 | 0 | 0 | 0 | 0 | 0 | 0 | 0 | 0 | 0 | 0 | 0 | 0 | 0 | 0 | 0 | 0 | 0 | 0 | 0 | 0 | 0 | 0 | 0 | 0 | 0 | 0 | 0 | 0 | 0 | 0 | 0 | 0 | 0 | 0 | 2020
Vintage1963 | hard coal | TRUE | 17632.976.IL.ST | 976 | N | . | Marion | Southern Illinois Power Coop | 17632 | IL | ENC | SERC |  | 22 | 1 | Electric Utility | ST | WC | WOC | MISO | M | short tons | 0 | 0 | 0 | 0 | 0 | 0 | 0 | 0 | 0 | 0 | 0 | 0 | 0 | 0 | 0 | 0 | 0 | 0 | 0 | 0 | 0 | 0 | 0 | 0 | 0 | 0 | 0 | 0 | 0 | 0 | 0 | 0 | 0 | 0 | 0 | 0 | 0 | 0 | 0 | 0 | 0 | 0 | 0 | 0 | 0 | 0 | 0 | 0 | 0 | 0 | 0 | 0 | 0 | 0 | 0 | 0 | 0 | 0 | 0 | 0 | 0 | 0 | 0 | 0 | 0 | 0 | 0 | 0 | 0 | 0 | 0 | 0 | 0 | 0 | 0 | 0 | 0 | 2020
Vintage1956 | hard coal | TRUE | 9269.983.IN.ST | 983 | N | . | Clifty Creek | Indiana-Kentucky Electric Corp | 9269 | IN | ENC | RFC |  | 22 | 1 | Electric Utility | ST | BIT | COL | OVEC | M | short tons | 197998 | 187873 | 170165 | 101789 | 113140 | 176816 | 228751 | 202889 | 113800 | 152651 | 204323 | 245003 | 197998 | 187873 | 170165 | 101789 | 113140 | 176816 | 228751 | 202889 | 113800 | 152651 | 204323 | 245003 | 23.127 | 23.141 | 23.202 | 23.201 | 23.159 | 23.133 | 23.117 | 23.112 | 23.115 | 23.116 | 23.113 | 23.123 | 4579100 | 4347569 | 3948168 | 2361607 | 2620209 | 4090285 | 5288037 | 4689171 | 2630487 | 3528681 | 4722517 | 5665204 | 4579100 | 4347569 | 3948168 | 2361607 | 2620209 | 4090285 | 5288037 | 4689171 | 2630487 | 3528681 | 4722517 | 5665204 | 415351.73 | 391805.18 | 353395.71 | 212788.82 | 227490.84 | 370530.99 | 469284.17 | 412902.63 | 237252.49 | 309778.04 | 428833.36 | 538885.83 | 2095198 | 2095198 | 48471035 | 48471035 | 4368299.8 | 2020
Vintage1956 | petroleum | TRUE | 9269.983.IN.ST | 983 | N | . | Clifty Creek | Indiana-Kentucky Electric Corp | 9269 | IN | ENC | RFC |  | 22 | 1 | Electric Utility | ST | DFO | DFO | OVEC | M | barrels | 1533 | 868 | 1090 | 183 | 1311 | 918 | 988 | 1641 | 857 | 1699 | 1212 | 1377 | 1533 | 868 | 1090 | 183 | 1311 | 918 | 988 | 1641 | 857 | 1699 | 1212 | 1377 | 5.712 | 5.712 | 5.712 | 5.712 | 5.712 | 5.712 | 5.712 | 5.712 | 5.712 | 5.712 | 5.712 | 5.712 | 8756 | 4958 | 6226 | 1045 | 7488 | 5244 | 5643 | 9373 | 4895 | 9705 | 6923 | 7865 | 8756 | 4958 | 6226 | 1045 | 7488 | 5244 | 5643 | 9373 | 4895 | 9705 | 6923 | 7865 | 794.267 | 446.819 | 557.289 | 94.185 | 650.158 | 475.009 | 500.826 | 825.369 | 441.513 | 851.961 | 628.645 | 748.175 | 13677 | 13677 | 78121 | 78121 | 7014.216 | 2020
Vintage1956 | hard coal | TRUE | 9269.983.IN.ST | 983 | N | . | Clifty Creek | Indiana-Kentucky Electric Corp | 9269 | IN | ENC | RFC |  | 22 | 1 | Electric Utility | ST | SUB | COL | OVEC | M | short tons | 0 | 0 | 0 | 0 | 0 | 0 | 0 | 0 | 0 | 0 | 0 | 0 | 0 | 0 | 0 | 0 | 0 | 0 | 0 | 0 | 0 | 0 | 0 | 0 | 0 | 0 | 0 | 0 | 0 | 0 | 0 | 0 | 0 | 0 | 0 | 0 | 0 | 0 | 0 | 0 | 0 | 0 | 0 | 0 | 0 | 0 | 0 | 0 | 0 | 0 | 0 | 0 | 0 | 0 | 0 | 0 | 0 | 0 | 0 | 0 | 0 | 0 | 0 | 0 | 0 | 0 | 0 | 0 | 0 | 0 | 0 | 0 | 0 | 0 | 0 | 0 | 0 | 2020
Vintage1921 | hydro | TRUE | 9324.986.IN.HY | 986 | N | . | Elkhart | Indiana Michigan Power Co | 9324 | IN | ENC | RFC |  | 22 | 1 | Electric Utility | HY | WAT | HYC | PJM | A |  | 0 | 0 | 0 | 0 | 0 | 0 | 0 | 0 | 0 | 0 | 0 | 0 | 0 | 0 | 0 | 0 | 0 | 0 | 0 | 0 | 0 | 0 | 0 | 0 | 0 | 0 | 0 | 0 | 0 | 0 | 0 | 0 | 0 | 0 | 0 | 0 | 5997 | 5808 | 6280 | 6314 | 7001 | 6167 | 6631 | 5915 | 6323 | 6246 | 6200 | 6953 | 5997 | 5808 | 6280 | 6314 | 7001 | 6167 | 6631 | 5915 | 6323 | 6246 | 6200 | 6953 | 684.067 | 662.481 | 716.298 | 720.207 | 798.565 | 703.441 | 756.346 | 674.687 | 721.25 | 712.389 | 707.22 | 793.049 | 0 | 0 | 75835 | 75835 | 8650 | 2020
Vintage1984 | hydro | TRUE | 14354.987.ID.HY | 987 | N | . | Last Chance | PacifiCorp | 14354 | ID | MTN | WECC |  | 22 | 1 | Electric Utility | HY | WAT | HYC | PACE | A |  | 0 | 0 | 0 | 0 | 0 | 0 | 0 | 0 | 0 | 0 | 0 | 0 | 0 | 0 | 0 | 0 | 0 | 0 | 0 | 0 | 0 | 0 | 0 | 0 | 0 | 0 | 0 | 0 | 0 | 0 | 0 | 0 | 0 | 0 | 0 | 0 | 3858 | 4064 | 4228 | 4756 | 5411 | 5270 | 5340 | 5376 | 3905 | 4272 | 4165 | 3867 | 3858 | 4064 | 4228 | 4756 | 5411 | 5270 | 5340 | 5376 | 3905 | 4272 | 4165 | 3867 | 440.103 | 463.539 | 482.252 | 542.539 | 617.144 | 601.147 | 609.105 | 613.238 | 445.445 | 487.322 | 475.027 | 441.139 | 0 | 0 | 54512 | 54512 | 6218 | 2020
Vintage1989 | hydro | TRUE | 9324.989.IN.HY | 989 | N | . | Twin Branch | Indiana Michigan Power Co | 9324 | IN | ENC | RFC |  | 22 | 1 | Electric Utility | HY | WAT | HYC | PJM | A |  | 0 | 0 | 0 | 0 | 0 | 0 | 0 | 0 | 0 | 0 | 0 | 0 | 0 | 0 | 0 | 0 | 0 | 0 | 0 | 0 | 0 | 0 | 0 | 0 | 0 | 0 | 0 | 0 | 0 | 0 | 0 | 0 | 0 | 0 | 0 | 0 | 16895 | 16362 | 17691 | 17787 | 19723 | 17373 | 18680 | 16663 | 17813 | 17594 | 17467 | 19586 | 16895 | 16362 | 17691 | 17787 | 19723 | 17373 | 18680 | 16663 | 17813 | 17594 | 17467 | 19586 | 1927.096 | 1866.282 | 2017.89 | 2028.903 | 2249.646 | 1981.67 | 2130.709 | 1900.666 | 2031.839 | 2006.877 | 1992.316 | 2234.106 | 0 | 0 | 213634 | 213634 | 24368 | 2020
Vintage2016 | other | TRUE | 9273.990.IN.BA | 990 | N | . | Harding Street | Indianapolis Power & Light Co | 9273 | IN | ENC | RFC |  | 22 | 1 | Electric Utility | BA | MWH | OTH | MISO | M | megawatthours | 0 | 0 | 0 | 0 | 0 | 0 | 0 | 0 | 0 | 0 | 0 | 0 | 0 | 0 | 0 | 0 | 0 | 0 | 0 | 0 | 0 | 0 | 0 | 0 | 0 | 0 | 0 | 0 | 0 | 0 | 0 | 0 | 0 | 0 | 0 | 0 | 0 | 0 | 0 | 0 | 0 | 0 | 0 | 0 | 0 | 0 | 0 | 0 | 0 | 0 | 0 | 0 | 0 | 0 | 0 | 0 | 0 | 0 | 0 | 0 | 0 | 0 | 0 | 0 | 0 | 0 | 0 | 0 | 0 | 0 | 0 | 0 | 0 | 0 | 0 | 0 | 0 | 2020
Vintage2002 | petroleum | TRUE | 9273.990.IN.GT | 990 | N | . | Harding Street | Indianapolis Power & Light Co | 9273 | IN | ENC | RFC |  | 22 | 1 | Electric Utility | GT | DFO | DFO | MISO | M | barrels | 50 | 588 | 155 | 112 | 132 | 110 | 247 | 417 | 107 | 105 | 95 | 134 | 50 | 588 | 155 | 112 | 132 | 110 | 247 | 417 | 107 | 105 | 95 | 134 | 5.8 | 5.8 | 5.8 | 5.8 | 5.8 | 5.8 | 5.8 | 5.8 | 5.8 | 5.8 | 5.8 | 5.8 | 290 | 3410 | 899 | 650 | 766 | 638 | 1433 | 2419 | 621 | 609 | 551 | 777 | 290 | 3410 | 899 | 650 | 766 | 638 | 1433 | 2419 | 621 | 609 | 551 | 777 | 24.875 | 246.795 | 70.644 | 45.186 | 65.151 | 52.712 | 113.07 | 159.359 | 44.393 | 44.955 | 34.289 | 56.735 | 2252 | 2252 | 13063 | 13063 | 958.164 | 2020
Vintage2002 | natural gas peaker | TRUE | 9273.990.IN.GT | 990 | N | . | Harding Street | Indianapolis Power & Light Co | 9273 | IN | ENC | RFC |  | 22 | 1 | Electric Utility | GT | NG | NG | MISO | M | mcf | 274641 | 113525 | 132221 | 23406 | 183738 | 617576 | 743280 | 269220 | 57824 | 202476 | 58361 | 116431 | 274641 | 113525 | 132221 | 23406 | 183738 | 617576 | 743280 | 269220 | 57824 | 202476 | 58361 | 116431 | 1.051 | 1.06 | 1.06 | 1.06 | 1.063 | 1.063 | 1.061 | 1.061 | 1.061 | 1.06 | 1.06 | 1.06 | 288648 | 120337 | 140154 | 24810 | 195313 | 656483 | 788620 | 285642 | 61351 | 214625 | 61863 | 123417 | 288648 | 120337 | 140154 | 24810 | 195313 | 656483 | 788620 | 285642 | 61351 | 214625 | 61863 | 123417 | 24759.125 | 8708.205 | 11013.356 | 1725.814 | 16620.849 | 54239.288 | 62242.93 | 18820.641 | 4388.607 | 15843.045 | 3849.711 | 9009.265 | 2792699 | 2792699 | 2961263 | 2961263 | 231220.84 | 2020
Vintage1967 | petroleum | TRUE | 9273.990.IN.IC | 990 | N | . | Harding Street | Indianapolis Power & Light Co | 9273 | IN | ENC | RFC |  | 22 | 1 | Electric Utility | IC | DFO | DFO | MISO | M | barrels | 18 | 21 | 18 | 18 | 17 | 20 | 17 | 17 | 20 | 18 | 17 | 21 | 18 | 21 | 18 | 18 | 17 | 20 | 17 | 17 | 20 | 18 | 17 | 21 | 5.8 | 5.8 | 5.8 | 5.8 | 5.8 | 5.8 | 5.8 | 5.8 | 5.8 | 5.8 | 5.8 | 5.8 | 104 | 122 | 104 | 104 | 99 | 116 | 99 | 99 | 116 | 104 | 99 | 122 | 104 | 122 | 104 | 104 | 99 | 116 | 99 | 99 | 116 | 104 | 99 | 122 | 10 | 10 | 10 | 9 | 10 | 10 | 9 | 9 | 11 | 9 | 10 | 10 | 222 | 222 | 1288 | 1288 | 117 | 2020
Vintage1973 | hard coal | TRUE | 9273.990.IN.ST | 990 | N | . | Harding Street | Indianapolis Power & Light Co | 9273 | IN | ENC | RFC |  | 22 | 1 | Electric Utility | ST | BIT | COL | MISO | M | short tons | 0 | 0 | 0 | 0 | 0 | 0 | 0 | 0 | 0 | 0 | 0 | 0 | 0 | 0 | 0 | 0 | 0 | 0 | 0 | 0 | 0 | 0 | 0 | 0 | 0 | 0 | 0 | 0 | 0 | 0 | 0 | 0 | 0 | 0 | 0 | 0 | 0 | 0 | 0 | 0 | 0 | 0 | 0 | 0 | 0 | 0 | 0 | 0 | 0 | 0 | 0 | 0 | 0 | 0 | 0 | 0 | 0 | 0 | 0 | 0 | 0 | 0 | 0 | 0 | 0 | 0 | 0 | 0 | 0 | 0 | 0 | 0 | 0 | 0 | 0 | 0 | 0 | 2020
Vintage1973 | petroleum | TRUE | 9273.990.IN.ST | 990 | N | . | Harding Street | Indianapolis Power & Light Co | 9273 | IN | ENC | RFC |  | 22 | 1 | Electric Utility | ST | DFO | DFO | MISO | M | barrels | 0 | 0 | 0 | 0 | 0 | 0 | 0 | 0 | 0 | 0 | 0 | 0 | 0 | 0 | 0 | 0 | 0 | 0 | 0 | 0 | 0 | 0 | 0 | 0 | 0 | 0 | 0 | 0 | 0 | 0 | 0 | 0 | 0 | 0 | 0 | 0 | 0 | 0 | 0 | 0 | 0 | 0 | 0 | 0 | 0 | 0 | 0 | 0 | 0 | 0 | 0 | 0 | 0 | 0 | 0 | 0 | 0 | 0 | 0 | 0 | 0 | 0 | 0 | 0 | 0 | 0 | 0 | 0 | 0 | 0 | 0 | 0 | 0 | 0 | 0 | 0 | 0 | 2020
Vintage1973 | natural gas steam turbine | TRUE | 9273.990.IN.ST | 990 | N | . | Harding Street | Indianapolis Power & Light Co | 9273 | IN | ENC | RFC |  | 22 | 1 | Electric Utility | ST | NG | NG | MISO | M | mcf | 1351119 | 881703 | 2225000 | 477985 | 1067396 | 2567437 | 3154778 | 1680317 | 705185 | 1586721 | 111937 | 240256 | 1351119 | 881703 | 2225000 | 477985 | 1067396 | 2567437 | 3154778 | 1680317 | 705185 | 1586721 | 111937 | 240256 | 1.051 | 1.06 | 1.06 | 1.06 | 1.063 | 1.063 | 1.061 | 1.061 | 1.061 | 1.06 | 1.06 | 1.06 | 1420026 | 934605 | 2358500 | 506664 | 1134642 | 2729186 | 3347219 | 1782816 | 748201 | 1681924 | 118653 | 254671 | 1420026 | 934605 | 2358500 | 506664 | 1134642 | 2729186 | 3347219 | 1782816 | 748201 | 1681924 | 118653 | 254671 | 108228 | 64674 | 189227 | 37964 | 95444 | 229912 | 298849 | 126114 | 59532 | 147851 | 6721 | 17193 | 16049834 | 16049834 | 17017107 | 17017107 | 1381709 | 2020
Vintage2018 | natural gas combined cycle | TRUE | 9273.991.IN.CA | 991 | N | . | Eagle Valley (IN) | Indianapolis Power & Light Co | 9273 | IN | ENC | RFC |  | 22 | 1 | Electric Utility | CA | NG | NG | MISO | M | mcf | 0 | 0 | 0 | 0 | 0 | 0 | 0 | 0 | 0 | 0 | 0 | 0 | 0 | 0 | 0 | 0 | 0 | 0 | 0 | 0 | 0 | 0 | 0 | 0 | 0 | 0 | 0 | 0 | 0 | 0 | 0 | 0 | 0 | 0 | 0 | 0 | 0 | 0 | 0 | 0 | 0 | 0 | 0 | 0 | 0 | 0 | 0 | 0 | 0 | 0 | 0 | 0 | 0 | 0 | 0 | 0 | 0 | 0 | 0 | 0 | 157579 | 154524 | 80285 | 165240 | 171533 | 161554 | 174961 | 134468 | 160665 | 147440 | 155889 | 164153 | 0 | 0 | 0 | 0 | 1828291 | 2020
Vintage2018 | natural gas combined cycle | TRUE | 9273.991.IN.CT | 991 | N | . | Eagle Valley (IN) | Indianapolis Power & Light Co | 9273 | IN | ENC | RFC |  | 22 | 1 | Electric Utility | CT | NG | NG | MISO | M | mcf | 3174105 | 3184842 | 1651469 | 3057338 | 3207240 | 3019213 | 3204441 | 2724439 | 2901478 | 2759079 | 3696638 | 3182075 | 3174105 | 3184842 | 1651469 | 3057338 | 3207240 | 3019213 | 3204441 | 2724439 | 2901478 | 2759079 | 3696638 | 3182075 | 1.051 | 1.01 | 1.06 | 1 | 1.063 | 1.063 | 1.006 | 1.061 | 1.061 | 1.06 | 1.06 | 1.06 | 3335984 | 3216690 | 1750557 | 3057338 | 3409296 | 3209423 | 3223668 | 2890630 | 3078468 | 2924624 | 3918436 | 3373000 | 3335984 | 3216690 | 1750557 | 3057338 | 3409296 | 3209423 | 3223668 | 2890630 | 3078468 | 2924624 | 3918436 | 3373000 | 298749 | 294286 | 146465 | 296462 | 300807 | 278934 | 299836 | 228716 | 278537 | 259493 | 275000 | 307792 | 35762357 | 35762357 | 37388114 | 37388114 | 3265077 | 2020
Vintage2009 | hard coal | TRUE | 3599.992.IN.ST | 992 | Y | . | CC Perry K | Citizens Thermal Energy | 3599 | IN | ENC | RFC |  | 22 | 3 | NAICS-22 Cogen | ST | BIT | COL | MISO | M | short tons | 0 | 0 | 0 | 0 | 0 | 0 | 0 | 0 | 0 | 0 | 0 | 0 | 0 | 0 | 0 | 0 | 0 | 0 | 0 | 0 | 0 | 0 | 0 | 0 | 0 | 0 | 0 | 0 | 0 | 0 | 0 | 0 | 0 | 0 | 0 | 0 | 0 | 0 | 0 | 0 | 0 | 0 | 0 | 0 | 0 | 0 | 0 | 0 | 0 | 0 | 0 | 0 | 0 | 0 | 0 | 0 | 0 | 0 | 0 | 0 | 0 | 0 | 0 | 0 | 0 | 0 | 0 | 0 | 0 | 0 | 0 | 0 | 0 | 0 | 0 | 0 | 0 | 2020
Vintage2009 | petroleum | TRUE | 3599.992.IN.ST | 992 | Y | . | CC Perry K | Citizens Thermal Energy | 3599 | IN | ENC | RFC |  | 22 | 3 | NAICS-22 Cogen | ST | DFO | DFO | MISO | M | barrels | 0 | 0 | 0 | 0 | 0 | 0 | 0 | 0 | 0 | 0 | 0 | 0 | 0 | 0 | 0 | 0 | 0 | 0 | 0 | 0 | 0 | 0 | 0 | 0 | 0 | 0 | 0 | 0 | 0 | 0 | 0 | 0 | 0 | 0 | 0 | 0 | 0 | 0 | 0 | 0 | 0 | 0 | 0 | 0 | 0 | 0 | 0 | 0 | 0 | 0 | 0 | 0 | 0 | 0 | 0 | 0 | 0 | 0 | 0 | 0 | 0 | 0 | 0 | 0 | 0 | 0 | 0 | 0 | 0 | 0 | 0 | 0 | 0 | 0 | 0 | 0 | 0 | 2020
Vintage2009 | natural gas steam turbine | TRUE | 3599.992.IN.ST | 992 | Y | . | CC Perry K | Citizens Thermal Energy | 3599 | IN | ENC | RFC |  | 22 | 3 | NAICS-22 Cogen | ST | NG | NG | MISO | M | mcf | 359190 | 371926 | 242832 | 201267 | 240070 | 337819 | 291494 | 245611 | 238577 | 190761 | 238455 | 385339 | 11232 | 11160 | 10478 | 8055 | 9608 | 10395 | 11285 | 4492 | 6608 | 8237 | 9259 | 8346 | 1.06 | 1.06 | 1.06 | 1.06 | 1.06 | 1.06 | 1.06 | 1.06 | 1.06 | 1.06 | 1.06 | 1.06 | 380741 | 394242 | 257402 | 213343 | 254474 | 358088 | 308984 | 260348 | 252892 | 202207 | 252762 | 408459 | 11906 | 11830 | 11107 | 8538 | 10184 | 11019 | 11962 | 4761 | 7005 | 8731 | 9815 | 8847 | 2877.02 | 2858.59 | 2683.99 | 2063.19 | 2460.89 | 2662.65 | 2890.6 | 1150.42 | 1692.65 | 2109.75 | 2371.65 | 2137.88 | 3343341 | 109155 | 3543942 | 115705 | 27959.28 | 2020
Vintage1967 | petroleum | TRUE | 9273.994.IN.IC | 994 | N | . | AES Petersburg | Indianapolis Power & Light Co | 9273 | IN | ENC | RFC |  | 22 | 1 | Electric Utility | IC | DFO | DFO | MISO | M | barrels | 13 | 9 | 13 | 18 | 0 | 7 | 0 | 11 | 17 | 6 | 4 | 33 | 13 | 9 | 13 | 18 | 0 | 7 | 0 | 11 | 17 | 6 | 4 | 33 | 5.8 | 5.8 | 5.8 | 5.8 | 0 | 5.8 | 0 | 5.8 | 5.8 | 5.8 | 5.8 | 5.8 | 75 | 52 | 75 | 104 | 0 | 41 | 0 | 64 | 99 | 35 | 23 | 191 | 75 | 52 | 75 | 104 | 0 | 41 | 0 | 64 | 99 | 35 | 23 | 191 | 7 | 5 | 7 | 10 | 0 | 4 | 0 | 6 | 9 | 3 | 2 | 17 | 131 | 131 | 759 | 759 | 70 | 2020
Vintage1986 | hard coal | TRUE | 9273.994.IN.ST | 994 | N | . | AES Petersburg | Indianapolis Power & Light Co | 9273 | IN | ENC | RFC |  | 22 | 1 | Electric Utility | ST | BIT | COL | MISO | M | short tons | 298612 | 373582 | 156387 | 0 | 14894 | 220133 | 382404 | 349373 | 264402 | 219287 | 202628 | 439546 | 298612 | 373582 | 156387 | 0 | 14894 | 220133 | 382404 | 349373 | 264402 | 219287 | 202628 | 439546 | 22.393 | 22.477 | 22.3 | 0 | 22.7 | 22.888 | 22.811 | 22.735 | 22.871 | 22.755 | 22.791 | 22.552 | 6686819 | 8397003 | 3487430 | 0 | 338094 | 5038404 | 8723018 | 7942995 | 6047138 | 4989876 | 4618095 | 9912641 | 6686819 | 8397003 | 3487430 | 0 | 338094 | 5038404 | 8723018 | 7942995 | 6047138 | 4989876 | 4618095 | 9912641 | 626697.99 | 797999.86 | 350589.25 | -8875.618 | 17660.76 | 473224.94 | 805649.99 | 724903.92 | 547192.09 | 453382.53 | 404747.51 | 932885.13 | 2921248 | 2921248 | 66181513 | 66181513 | 6126058.4 | 2020
Vintage1986 | petroleum | TRUE | 9273.994.IN.ST | 994 | N | . | AES Petersburg | Indianapolis Power & Light Co | 9273 | IN | ENC | RFC |  | 22 | 1 | Electric Utility | ST | DFO | DFO | MISO | M | barrels | 5484 | 120 | 1267 | 0 | 1057 | 4213 | 911 | 4589 | 2574 | 2407 | 4138 | 2004 | 5484 | 120 | 1267 | 0 | 1057 | 4213 | 911 | 4589 | 2574 | 2407 | 4138 | 2004 | 5.8 | 5.8 | 5.8 | 0 | 5.8 | 5.8 | 5.8 | 5.8 | 5.8 | 5.8 | 5.8 | 5.8 | 31807 | 696 | 7349 | 0 | 6131 | 24435 | 5284 | 26616 | 14929 | 13961 | 24000 | 11623 | 31807 | 696 | 7349 | 0 | 6131 | 24435 | 5284 | 26616 | 14929 | 13961 | 24000 | 11623 | 2981.015 | 66.144 | 738.75 | -23.382 | 320.24 | 2295.06 | 488.007 | 2429.082 | 1350.91 | 1268.467 | 2103.487 | 1093.867 | 28764 | 28764 | 166831 | 166831 | 15111.647 | 2020
Vintage0 | natural gas peaker | TRUE | 13756.995.IN.GT | 995 | N | . | Bailly | Northern Indiana Pub Serv Co | 13756 | IN | ENC | RFC |  | 22 | 1 | Electric Utility | GT | NG | NG | MISO | M | mcf | 0 | 0 | 0 | 0 | 0 | 0 | 0 | 0 | 0 | . | . | . | 0 | 0 | 0 | 0 | 0 | 0 | 0 | 0 | 0 | . | . | . | 0 | 0 | 0 | 0 | 0 | 0 | 0 | 0 | 0 | . | . | . | 0 | 0 | 0 | 0 | 0 | 0 | 0 | 0 | 0 | . | . | . | 0 | 0 | 0 | 0 | 0 | 0 | 0 | 0 | 0 | . | . | . | 0 | 0 | 0 | 0 | 0 | 0 | 0 | 0 | 0 | . | . | . | 0 | 0 | 0 | 0 | 0 | 2020
Vintage1974 | hard coal | TRUE | 13756.997.IN.ST | 997 | N | . | Michigan City | Northern Indiana Pub Serv Co | 13756 | IN | ENC | RFC |  | 22 | 1 | Electric Utility | ST | BIT | COL | MISO | M | short tons | 14966 | 12528 | 4711 | 0 | 0 | 3511 | 6911 | 18947 | 18365 | 17000 | 11578 | 0 | 14966 | 12528 | 4711 | 0 | 0 | 3511 | 6911 | 18947 | 18365 | 17000 | 11578 | 0 | 25.804 | 25.864 | 25.804 | 0 | 0 | 25.804 | 25.938 | 25.946 | 25.886 | 25.982 | 26.17 | 0 | 386183 | 324024 | 121563 | 0 | 0 | 90598 | 179258 | 491599 | 475396 | 441694 | 302996 | 0 | 386183 | 324024 | 121563 | 0 | 0 | 90598 | 179258 | 491599 | 475396 | 441694 | 302996 | 0 | 36412.846 | 30899.326 | 11149.734 | -484.966 | -409.764 | 7218.36 | 16087.626 | 46151.371 | 44939.163 | 41679.011 | 28687.444 | 0 | 108517 | 108517 | 2813311 | 2813311 | 262330.15 | 2020
Vintage1974 | natural gas steam turbine | TRUE | 13756.997.IN.ST | 997 | N | . | Michigan City | Northern Indiana Pub Serv Co | 13756 | IN | ENC | RFC |  | 22 | 1 | Electric Utility | ST | NG | NG | MISO | M | mcf | 7770 | 30668 | 71726 | 0 | 0 | 16658 | 11276 | 0 | 350 | 10129 | 3194 | 70930 | 7770 | 30668 | 71726 | 0 | 0 | 16658 | 11276 | 0 | 350 | 10129 | 3194 | 70930 | 1.043 | 1.041 | 1.041 | 0 | 0 | 1.071 | 1.057 | 0 | 1.047 | 1.059 | 1.073 | 1.062 | 8104 | 31925 | 74667 | 0 | 0 | 17841 | 11919 | 0 | 366 | 10727 | 3427 | 75328 | 8104 | 31925 | 74667 | 0 | 0 | 17841 | 11919 | 0 | 366 | 10727 | 3427 | 75328 | 764.13 | 3044.442 | 6848.441 | -96.584 | -81.607 | 1421.455 | 1069.657 | 0 | 34.64 | 1012.182 | 324.481 | -4040 | 222701 | 222701 | 234304 | 234304 | 10301.237 | 2020
Vintage1974 | hard coal | TRUE | 13756.997.IN.ST | 997 | N | . | Michigan City | Northern Indiana Pub Serv Co | 13756 | IN | ENC | RFC |  | 22 | 1 | Electric Utility | ST | SUB | COL | MISO | M | short tons | 122925 | 111318 | 41068 | 0 | 0 | 23769 | 43204 | 109034 | 104354 | 96379 | 86545 | 0 | 122925 | 111318 | 41068 | 0 | 0 | 23769 | 43204 | 109034 | 104354 | 96379 | 86545 | 0 | 18.034 | 17.998 | 18.188 | 0 | 0 | 17.906 | 17.936 | 18.192 | 17.912 | 18 | 17.922 | 0 | 2216829 | 2003501 | 746945 | 0 | 0 | 425608 | 774907 | 1983547 | 1869189 | 1734822 | 1551059 | 0 | 2216829 | 2003501 | 746945 | 0 | 0 | 425608 | 774907 | 1983547 | 1869189 | 1734822 | 1551059 | 0 | 209023.02 | 191056.23 | 68509.825 | -2881.45 | -2434.629 | 33910.185 | 69544.717 | 186215.63 | 176694.2 | 163700.81 | 146853.08 | 0 | 738596 | 738596 | 13306407 | 13306407 | 1240191.6 | 2020
Vintage1923 | hydro | TRUE | 13756.998.IN.HY | 998 | N | . | Norway (IN) | Northern Indiana Pub Serv Co | 13756 | IN | ENC | RFC |  | 22 | 1 | Electric Utility | HY | WAT | HYC | MISO | A |  | 0 | 0 | 0 | 0 | 0 | 0 | 0 | 0 | 0 | 0 | 0 | 0 | 0 | 0 | 0 | 0 | 0 | 0 | 0 | 0 | 0 | 0 | 0 | 0 | 0 | 0 | 0 | 0 | 0 | 0 | 0 | 0 | 0 | 0 | 0 | 0 | 10638 | 10303 | 11140 | 11200 | 12419 | 10940 | 11762 | 10492 | 11217 | 11079 | 10998 | 12333 | 10638 | 10303 | 11140 | 11200 | 12419 | 10940 | 11762 | 10492 | 11217 | 11079 | 10998 | 12333 | 1213.451 | 1175.157 | 1270.621 | 1277.556 | 1416.553 | 1247.815 | 1341.661 | 1196.808 | 1279.405 | 1263.687 | 1254.518 | 1406.768 | 0 | 0 | 134521 | 134521 | 15344 | 2020
Vintage1925 | hydro | TRUE | 13756.999.IN.HY | 999 | N | . | Oakdale | Northern Indiana Pub Serv Co | 13756 | IN | ENC | RFC |  | 22 | 1 | Electric Utility | HY | WAT | HYC | MISO | A |  | 0 | 0 | 0 | 0 | 0 | 0 | 0 | 0 | 0 | 0 | 0 | 0 | 0 | 0 | 0 | 0 | 0 | 0 | 0 | 0 | 0 | 0 | 0 | 0 | 0 | 0 | 0 | 0 | 0 | 0 | 0 | 0 | 0 | 0 | 0 | 0 | 12276 | 11889 | 12854 | 12924 | 14331 | 12624 | 13573 | 12108 | 12943 | 12784 | 12691 | 14232 | 12276 | 11889 | 12854 | 12924 | 14331 | 12624 | 13573 | 12108 | 12943 | 12784 | 12691 | 14232 | 1400.247 | 1356.057 | 1466.216 | 1474.218 | 1634.612 | 1439.899 | 1548.191 | 1381.04 | 1476.352 | 1458.214 | 1447.634 | 1623.32 | 0 | 0 | 155229 | 155229 | 17706 | 2020
Vintage1993 | petroleum | TRUE | 15470.1001.IN.GT | 1001 | N | . | Cayuga | Duke Energy Indiana, LLC | 15470 | IN | ENC | RFC |  | 22 | 1 | Electric Utility | GT | DFO | DFO | MISO | M | barrels | 0 | 0 | 0 | 0 | 0 | 0 | 0 | 0 | 0 | 0 | 40 | 0 | 0 | 0 | 0 | 0 | 0 | 0 | 0 | 0 | 0 | 0 | 40 | 0 | 0 | 0 | 0 | 0 | 0 | 0 | 0 | 0 | 0 | 0 | 5.75 | 0 | 0 | 0 | 0 | 0 | 0 | 0 | 0 | 0 | 0 | 0 | 230 | 0 | 0 | 0 | 0 | 0 | 0 | 0 | 0 | 0 | 0 | 0 | 230 | 0 | 0 | 0 | 0 | 0 | 0 | 0 | 0 | 0 | 0 | 0 | 18.224 | 0 | 40 | 40 | 230 | 230 | 18.224 | 2020
Vintage1993 | natural gas peaker | TRUE | 15470.1001.IN.GT | 1001 | N | . | Cayuga | Duke Energy Indiana, LLC | 15470 | IN | ENC | RFC |  | 22 | 1 | Electric Utility | GT | NG | NG | MISO | M | mcf | 340 | 2218 | 0 | 0 | 11479 | 16829 | 68332 | 37174 | 5642 | 10914 | 5178 | 0 | 340 | 2218 | 0 | 0 | 11479 | 16829 | 68332 | 37174 | 5642 | 10914 | 5178 | 0 | 1.028 | 1.028 | 0 | 0 | 1.028 | 1.028 | 1.028 | 1.028 | 1.028 | 1.028 | 1.028 | 0 | 350 | 2280 | 0 | 0 | 11800 | 17300 | 70245 | 38215 | 5800 | 11220 | 5323 | 0 | 350 | 2280 | 0 | 0 | 11800 | 17300 | 70245 | 38215 | 5800 | 11220 | 5323 | 0 | 0 | 155 | 0 | 0 | 692 | 1631 | 5533 | 2917 | 460 | 921 | 421.776 | 0 | 158106 | 158106 | 162533 | 162533 | 12730.776 | 2020
Vintage1972 | petroleum | TRUE | 15470.1001.IN.IC | 1001 | N | . | Cayuga | Duke Energy Indiana, LLC | 15470 | IN | ENC | RFC |  | 22 | 1 | Electric Utility | IC | DFO | DFO | MISO | M | barrels | 25 | 50 | 62 | 177 | 23 | 26 | 7 | 107 | 36 | 48 | 692 | 71 | 25 | 50 | 62 | 177 | 23 | 26 | 7 | 107 | 36 | 48 | 692 | 71 | 5.75 | 5.75 | 5.75 | 5.75 | 5.75 | 5.75 | 5.75 | 5.75 | 5.75 | 5.75 | 5.75 | 5.75 | 144 | 288 | 357 | 1018 | 132 | 150 | 40 | 615 | 207 | 276 | 3979 | 408 | 144 | 288 | 357 | 1018 | 132 | 150 | 40 | 615 | 207 | 276 | 3979 | 408 | 13 | 43 | 25 | 103 | 15 | 31 | 25 | 57 | 15 | 130 | 395 | 42 | 1324 | 1324 | 7614 | 7614 | 894 | 2020
Vintage1972 | hard coal | TRUE | 15470.1001.IN.ST | 1001 | N | . | Cayuga | Duke Energy Indiana, LLC | 15470 | IN | ENC | RFC |  | 22 | 1 | Electric Utility | ST | BIT | COL | MISO | M | short tons | 128723 | 103841 | 166191 | 132364 | 124731 | 142300 | 276817 | 246479 | 183689 | 193356 | 124101 | 189626 | 128723 | 103841 | 166191 | 132364 | 124731 | 142300 | 276817 | 246479 | 183689 | 193356 | 124101 | 189626 | 22.525 | 22.196 | 22.149 | 22.189 | 22.1 | 22.252 | 22.161 | 22.107 | 22.226 | 22.073 | 21.853 | 21.982 | 2899486 | 2304855 | 3680964 | 2937025 | 2756555 | 3166460 | 6134542 | 5448911 | 4082672 | 4267947 | 2711979 | 4168359 | 2899486 | 2304855 | 3680964 | 2937025 | 2756555 | 3166460 | 6134542 | 5448911 | 4082672 | 4267947 | 2711979 | 4168359 | 278694.97 | 225620.25 | 352819.56 | 287520.87 | 270548 | 303114.97 | 618355 | 537130.53 | 396333.6 | 421135.07 | 258711.72 | 410118.73 | 2012218 | 2012218 | 44559755 | 44559755 | 4360103.3 | 2020
Vintage1972 | petroleum | TRUE | 15470.1001.IN.ST | 1001 | N | . | Cayuga | Duke Energy Indiana, LLC | 15470 | IN | ENC | RFC |  | 22 | 1 | Electric Utility | ST | DFO | DFO | MISO | M | barrels | 608 | 12 | 957 | 654 | 0 | 2400 | 0 | 456 | 1038 | 1038 | 830 | 27 | 608 | 12 | 957 | 654 | 0 | 2400 | 0 | 456 | 1038 | 1038 | 830 | 27 | 5.75 | 5.75 | 5.75 | 5.75 | 0 | 5.75 | 0 | 5.75 | 5.75 | 5.75 | 5.75 | 5.75 | 3496 | 69 | 5503 | 3761 | 0 | 13800 | 0 | 2622 | 5969 | 5969 | 4773 | 155 | 3496 | 69 | 5503 | 3761 | 0 | 13800 | 0 | 2622 | 5969 | 5969 | 4773 | 155 | 336.031 | 6.754 | 527.437 | 368.135 | 0 | 1321.03 | 0 | 258.466 | 579.404 | 588.935 | 455.277 | 15.275 | 8020 | 8020 | 46117 | 46117 | 4456.744 | 2020
Vintage2013 | hard coal | TRUE | 15470.1004.IN.CA | 1004 | N | . | Edwardsport | Duke Energy Indiana, LLC | 15470 | IN | ENC | RFC |  | 22 | 1 | Electric Utility | CA | BIT | COL | MISO | M | short tons | 62566 | 49517 | 51432 | 39937 | 24337 | 0 | 0 | 0 | 33676 | 58153 | 56174 | 42808 | 62566 | 49517 | 51432 | 39937 | 24337 | 0 | 0 | 0 | 33676 | 58153 | 56174 | 42808 | 21.652 | 21.294 | 21.25 | 22.12 | 21.666 | 0 | 0 | 0 | 23.342 | 22.4 | 21.348 | 21.304 | 1354679 | 1054415 | 1092930 | 883406 | 527285 | 0 | 0 | 0 | 786065 | 1302627 | 1199203 | 911982 | 1354679 | 1054415 | 1092930 | 883406 | 527285 | 0 | 0 | 0 | 786065 | 1302627 | 1199203 | 911982 | 62812.391 | 48961.913 | 48715.639 | 37916.255 | 21347.686 | 0 | 0 | 0 | 27242.735 | 57281.655 | 52539.432 | 37967.505 | 418600 | 418600 | 9112592 | 9112592 | 394785.21 | 2020
Vintage2013 | natural gas combined cycle | TRUE | 15470.1004.IN.CA | 1004 | N | . | Edwardsport | Duke Energy Indiana, LLC | 15470 | IN | ENC | RFC |  | 22 | 1 | Electric Utility | CA | NG | NG | MISO | M | mcf | 0 | 0 | 0 | 0 | 0 | 0 | 0 | 0 | 0 | 0 | 0 | 0 | 0 | 0 | 0 | 0 | 0 | 0 | 0 | 0 | 0 | 0 | 0 | 0 | 0 | 0 | 0 | 0 | 0 | 0 | 0 | 0 | 0 | 0 | 0 | 0 | 0 | 0 | 0 | 0 | 0 | 0 | 0 | 0 | 0 | 0 | 0 | 0 | 0 | 0 | 0 | 0 | 0 | 0 | 0 | 0 | 0 | 0 | 0 | 0 | 13083.688 | 11005.144 | 15511.683 | 21503.063 | 54234.138 | 0 | 0 | 26969 | 45349.743 | 9291.319 | 6089.88 | 26165.428 | 0 | 0 | 0 | 0 | 229203.09 | 2020
Vintage2013 | hard coal | TRUE | 15470.1004.IN.CA | 1004 | N | . | Edwardsport | Duke Energy Indiana, LLC | 15470 | IN | ENC | RFC |  | 22 | 1 | Electric Utility | CA | SGC | COL | MISO | M | mcf | 0 | 0 | 0 | 0 | 0 | 0 | 0 | 0 | 0 | 0 | 0 | 0 | 0 | 0 | 0 | 0 | 0 | 0 | 0 | 0 | 0 | 0 | 0 | 0 | 0 | 0 | 0 | 0 | 0 | 0 | 0 | 0 | 0 | 0 | 0 | 0 | 0 | 0 | 0 | 0 | 0 | 0 | 0 | 0 | 0 | 0 | 0 | 0 | 0 | 0 | 0 | 0 | 0 | 0 | 0 | 0 | 0 | 0 | 0 | 0 | 119710.92 | 127553.94 | 122598.68 | 89457.682 | 59626.176 | 0 | 0 | 0 | 41820.522 | 120072.03 | 128535.69 | 106398.07 | 0 | 0 | 0 | 0 | 915773.7 | 2020
Vintage2013 | hard coal | TRUE | 15470.1004.IN.CT | 1004 | N | . | Edwardsport | Duke Energy Indiana, LLC | 15470 | IN | ENC | RFC |  | 22 | 1 | Electric Utility | CT | BIT | COL | MISO | M | short tons | 0 | 0 | 0 | 0 | 0 | 0 | 0 | 0 | 0 | 0 | 0 | 0 | 0 | 0 | 0 | 0 | 0 | 0 | 0 | 0 | 0 | 0 | 0 | 0 | 0 | 0 | 0 | 0 | 0 | 0 | 0 | 0 | 0 | 0 | 0 | 0 | 0 | 0 | 0 | 0 | 0 | 0 | 0 | 0 | 0 | 0 | 0 | 0 | 0 | 0 | 0 | 0 | 0 | 0 | 0 | 0 | 0 | 0 | 0 | 0 | 0 | 0 | 0 | 0 | 0 | 0 | 0 | 0 | 0 | 0 | 0 | 0 | 0 | 0 | 0 | 0 | 0 | 2020
Vintage2013 | natural gas combined cycle | TRUE | 15470.1004.IN.CT | 1004 | N | . | Edwardsport | Duke Energy Indiana, LLC | 15470 | IN | ENC | RFC |  | 22 | 1 | Electric Utility | CT | NG | NG | MISO | M | mcf | 274489 | 230545 | 338521 | 487354 | 1303110 | 0 | 0 | 898833 | 1272897 | 205537 | 135214 | 611381 | 274489 | 230545 | 338521 | 487354 | 1303110 | 0 | 0 | 898833 | 1272897 | 205537 | 135214 | 611381 | 1.028 | 1.028 | 1.028 | 1.028 | 1.028 | 0 | 0 | 1.028 | 1.028 | 1.028 | 1.028 | 1.028 | 282175 | 237000 | 348000 | 501000 | 1339597 | 0 | 0 | 924000 | 1308538 | 211292 | 139000 | 628500 | 282175 | 237000 | 348000 | 501000 | 1339597 | 0 | 0 | 924000 | 1308538 | 211292 | 139000 | 628500 | 21036.33 | 15910.226 | 22195.317 | 29450.046 | 91345.164 | -709.964 | -772.068 | 39617 | 67039.587 | 14498.349 | 9112.549 | 40731.209 | 5757881 | 5757881 | 5919102 | 5919102 | 349453.75 | 2020
Vintage2013 | hard coal | TRUE | 15470.1004.IN.CT | 1004 | N | . | Edwardsport | Duke Energy Indiana, LLC | 15470 | IN | ENC | RFC |  | 22 | 1 | Electric Utility | CT | SGC | COL | MISO | M | mcf | 11474642 | 12208561 | 12224274 | 9263443 | 6545697 | 0 | 0 | 0 | 5363132 | 12135707 | 13039088 | 11358695 | 11474642 | 12208561 | 12224274 | 9263443 | 6545697 | 0 | 0 | 0 | 5363132 | 12135707 | 13039088 | 11358695 | 0.225 | 0.225 | 0.225 | 0.225 | 0.225 | 0 | 0 | 0 | 0.225 | 0.225 | 0.225 | 0.225 | 2581794 | 2746926 | 2750462 | 2084275 | 1472782 | 0 | 0 | 0 | 1206705 | 2730534 | 2933795 | 2555706 | 2581794 | 2746926 | 2750462 | 2084275 | 1472782 | 0 | 0 | 0 | 1206705 | 2730534 | 2933795 | 2555706 | 192474.67 | 184405.77 | 175423.68 | 122518.95 | 100426.84 | -1805.036 | -1962.932 | 0 | 61822.413 | 187362.65 | 192333.45 | 165627.79 | 93613239 | 93613239 | 21062979 | 21062979 | 1378628.3 | 2020
Vintage1967 | hydro | TRUE | 15470.1005.IN.HY | 1005 | N | . | Markland | Duke Energy Indiana, LLC | 15470 | IN | ENC | RFC |  | 22 | 1 | Electric Utility | HY | WAT | HYC | MISO | A |  | 0 | 0 | 0 | 0 | 0 | 0 | 0 | 0 | 0 | 0 | 0 | 0 | 0 | 0 | 0 | 0 | 0 | 0 | 0 | 0 | 0 | 0 | 0 | 0 | 0 | 0 | 0 | 0 | 0 | 0 | 0 | 0 | 0 | 0 | 0 | 0 | 141903 | 137425 | 148588 | 149399 | 165654 | 145921 | 156896 | 139957 | 149616 | 147777 | 146705 | 164510 | 141903 | 137425 | 148588 | 149399 | 165654 | 145921 | 156896 | 139957 | 149616 | 147777 | 146705 | 164510 | 16186.014 | 15675.222 | 16948.603 | 17041.1 | 18895.158 | 16644.389 | 17896.187 | 15964.019 | 17065.766 | 16856.105 | 16733.803 | 18764.634 | 0 | 0 | 1794351 | 1794351 | 204671 | 2020
Vintage1950 | natural gas combined cycle | TRUE | 15470.1007.IN.CA | 1007 | N | . | Noblesville | Duke Energy Indiana, LLC | 15470 | IN | ENC | RFC |  | 22 | 1 | Electric Utility | CA | NG | NG | MISO | AM | mcf | 0 | 0 | 0 | 0 | 0 | 0 | 0 | 0 | 0 | 0 | 0 | 0 | 0 | 0 | 0 | 0 | 0 | 0 | 0 | 0 | 0 | 0 | 0 | 0 | 0 | 0 | 0 | 0 | 0 | 0 | 0 | 0 | 0 | 0 | 0 | 0 | 0 | 0 | 0 | 0 | 0 | 0 | 0 | 0 | 0 | 0 | 0 | 0 | 0 | 0 | 0 | 0 | 0 | 0 | 0 | 0 | 0 | 0 | 0 | 0 | 0 | 0 | 0 | 0 | 0 | 0 | 0 | 0 | 0 | 0 | 0 | 0 | 0 | 0 | 0 | 0 | 0 | 2020
Vintage2003 | natural gas combined cycle | TRUE | 15470.1007.IN.CT | 1007 | N | . | Noblesville | Duke Energy Indiana, LLC | 15470 | IN | ENC | RFC |  | 22 | 1 | Electric Utility | CT | NG | NG | MISO | AM | mcf | 1090467 | 1091439 | 413277 | 1436769 | 1516536 | 1462059 | 1510701 | 1428987 | 193551 | 851166 | 772374 | 1601655 | 1090467 | 1091439 | 413277 | 1436769 | 1516536 | 1462059 | 1510701 | 1428987 | 193551 | 851166 | 772374 | 1601655 | 1.028 | 1.028 | 1.028 | 1.028 | 1.028 | 1.028 | 1.028 | 1.028 | 1.028 | 1.028 | 1.028 | 1.028 | 1121000 | 1121999 | 424849 | 1476999 | 1558999 | 1502997 | 1553001 | 1468999 | 198970 | 874999 | 794000 | 1646501 | 1121000 | 1121999 | 424849 | 1476999 | 1558999 | 1502997 | 1553001 | 1468999 | 198970 | 874999 | 794000 | 1646501 | 140871 | 133299 | 57438 | 176709 | 193236 | 181959 | 186879 | 179508 | 24279 | 104292 | 98808 | 198654 | 13368981 | 13368981 | 13743313 | 13743313 | 1675932 | 2020
Vintage1961 | hard coal | TRUE | 15470.1008.IN.ST | 1008 | N | . | R Gallagher | Duke Energy Indiana, LLC | 15470 | IN | ENC | RFC |  | 22 | 1 | Electric Utility | ST | BIT | COL | MISO | M | short tons | 0 | 2556 | 0 | 0 | 0 | 0 | 13654 | 9005 | 0 | 0 | 0 | 624 | 0 | 2556 | 0 | 0 | 0 | 0 | 13654 | 9005 | 0 | 0 | 0 | 624 | 0 | 24.518 | 0 | 0 | 0 | 0 | 24.518 | 24.518 | 0 | 0 | 0 | 24.518 | 0 | 62668 | 0 | 0 | 0 | 0 | 334769 | 220785 | 0 | 0 | 0 | 15299 | 0 | 62668 | 0 | 0 | 0 | 0 | 334769 | 220785 | 0 | 0 | 0 | 15299 | 0 | 2990.036 | -1672.702 | -1122.215 | -1071.768 | -1199.212 | 23865.337 | 16339.807 | -1166.466 | -1115.135 | 0 | 447.629 | 25839 | 25839 | 633521 | 633521 | 36295.311 | 2020
Vintage1961 | petroleum | TRUE | 15470.1008.IN.ST | 1008 | N | . | R Gallagher | Duke Energy Indiana, LLC | 15470 | IN | ENC | RFC |  | 22 | 1 | Electric Utility | ST | DFO | DFO | MISO | M | barrels | 18 | 2730 | 0 | 0 | 0 | 0 | 9611 | 6404 | 0 | 0 | 257 | 1512 | 18 | 2730 | 0 | 0 | 0 | 0 | 9611 | 6404 | 0 | 0 | 257 | 1512 | 5.75 | 5.75 | 0 | 0 | 0 | 0 | 5.75 | 5.75 | 0 | 0 | 5.75 | 5.75 | 104 | 15698 | 0 | 0 | 0 | 0 | 55263 | 36823 | 0 | 0 | 1478 | 8694 | 104 | 15698 | 0 | 0 | 0 | 0 | 55263 | 36823 | 0 | 0 | 1478 | 8694 | -2338 | 748.964 | -217.298 | -145.785 | -139.232 | -155.788 | 3939.663 | 2725.193 | -151.534 | -144.865 | -1406 | 254.371 | 20532 | 20532 | 118060 | 118060 | 2969.689 | 2020
Vintage1973 | hard coal | TRUE | 17633.1012.IN.ST | 1012 | N | . | F B Culley | Southern Indiana Gas & Elec Co | 17633 | IN | ENC | RFC |  | 22 | 1 | Electric Utility | ST | BIT | COL | MISO | M | short tons | 47186 | 24162 | 13580 | 3606 | 22350 | 55362 | 80986 | 72675 | 22462 | 9041 | 22527 | 74245 | 47186 | 24162 | 13580 | 3606 | 22350 | 55362 | 80986 | 72675 | 22462 | 9041 | 22527 | 74245 | 22.221 | 22.493 | 22.478 | 22.44 | 22.478 | 22.614 | 22.56 | 22.538 | 22.354 | 22.586 | 22.278 | 22.474 | 1048520 | 543476 | 305251 | 80919 | 502383 | 1251956 | 1827044 | 1637949 | 502116 | 204200 | 501857 | 1668582 | 1048520 | 543476 | 305251 | 80919 | 502383 | 1251956 | 1827044 | 1637949 | 502116 | 204200 | 501857 | 1668582 | 92245.335 | 44694.963 | 24416.253 | 4682.677 | 42082.272 | 113552.86 | 166462.13 | 150015.51 | 40910.685 | 14074.563 | 43440.347 | 155330.22 | 448182 | 448182 | 10074253 | 10074253 | 891907.81 | 2020
Vintage1973 | natural gas steam turbine | TRUE | 17633.1012.IN.ST | 1012 | N | . | F B Culley | Southern Indiana Gas & Elec Co | 17633 | IN | ENC | RFC |  | 22 | 1 | Electric Utility | ST | NG | NG | MISO | M | mcf | 37581 | 31354 | 21578 | 8871 | 29445 | 44135 | 38935 | 49386 | 14758 | 5156 | 25940 | 37699 | 37581 | 31354 | 21578 | 8871 | 29445 | 44135 | 38935 | 49386 | 14758 | 5156 | 25940 | 37699 | 1.034 | 1.032 | 1.03 | 1.035 | 1.037 | 1.028 | 1.021 | 1.037 | 1.034 | 1.048 | 1.042 | 1.036 | 38859 | 32357 | 22225 | 9181 | 30534 | 45371 | 39753 | 51213 | 15260 | 5403 | 27029 | 39056 | 38859 | 32357 | 22225 | 9181 | 30534 | 45371 | 39753 | 51213 | 15260 | 5403 | 27029 | 39056 | 3418.665 | 2661.037 | 1777.747 | 531.323 | 2557.728 | 4115.145 | 3621.866 | 4690.491 | 1243.315 | 372.437 | 2339.653 | 3635.783 | 344838 | 344838 | 356241 | 356241 | 30965.19 | 2020
Vintage1988 | petroleum | TRUE | 6235.1016.NC.CA | 1016 | N | . | Butler-Warner Generation Plant | Fayetteville Public Works Commission | 6235 | NC | SAT | SERC |  | 22 | 1 | Electric Utility | CA | DFO | DFO | CPLE | M | barrels | 0 | 0 | 0 | 0 | 0 | 0 | 0 | 0 | 0 | 0 | 0 | 0 | 0 | 0 | 0 | 0 | 0 | 0 | 0 | 0 | 0 | 0 | 0 | 0 | 0 | 0 | 0 | 0 | 0 | 0 | 0 | 0 | 0 | 0 | 0 | 0 | 0 | 0 | 0 | 0 | 0 | 0 | 0 | 0 | 0 | 0 | 0 | 0 | 0 | 0 | 0 | 0 | 0 | 0 | 0 | 0 | 0 | 0 | 0 | 0 | -0.066 | -7.07 | -0.215 | 0 | -1.572 | 0 | 0 | -0.283 | -0.267 | -143.394 | -0.333 | -16.417 | 0 | 0 | 0 | 0 | -169.617 | 2020
Vintage1988 | natural gas combined cycle | TRUE | 6235.1016.NC.CA | 1016 | N | . | Butler-Warner Generation Plant | Fayetteville Public Works Commission | 6235 | NC | SAT | SERC |  | 22 | 1 | Electric Utility | CA | NG | NG | CPLE | M | mcf | 0 | 0 | 0 | 0 | 0 | 0 | 0 | 0 | 0 | 0 | 0 | 0 | 0 | 0 | 0 | 0 | 0 | 0 | 0 | 0 | 0 | 0 | 0 | 0 | 0 | 0 | 0 | 0 | 0 | 0 | 0 | 0 | 0 | 0 | 0 | 0 | 0 | 0 | 0 | 0 | 0 | 0 | 0 | 0 | 0 | 0 | 0 | 0 | 0 | 0 | 0 | 0 | 0 | 0 | 0 | 0 | 0 | 0 | 0 | 0 | -26.934 | -371.93 | -239.785 | 0 | -156.428 | -256 | -261 | -314.717 | -297.733 | -234.606 | -370.667 | -427.583 | 0 | 0 | 0 | 0 | -2957.383 | 2020
Vintage1980 | petroleum | TRUE | 6235.1016.NC.CT | 1016 | N | . | Butler-Warner Generation Plant | Fayetteville Public Works Commission | 6235 | NC | SAT | SERC |  | 22 | 1 | Electric Utility | CT | DFO | DFO | CPLE | M | barrels | 10 | 5 | 0 | 0 | 10 | 0 | 0 | 0 | 0 | 4 | 0 | 10 | 10 | 5 | 0 | 0 | 10 | 0 | 0 | 0 | 0 | 4 | 0 | 10 | 5.829 | 5.829 | 0 | 0 | 5.829 | 0 | 0 | 0 | 0 | 5.829 | 0 | 5.829 | 58 | 29 | 0 | 0 | 58 | 0 | 0 | 0 | 0 | 23 | 0 | 58 | 58 | 29 | 0 | 0 | 58 | 0 | 0 | 0 | 0 | 23 | 0 | 58 | 3.587 | 0.131 | -0.074 | -0.06 | 2.408 | 0 | 0 | -0.113 | -0.097 | -40.211 | -0.104 | 2.108 | 39 | 39 | 226 | 226 | -32.425 | 2020
Vintage1980 | natural gas combined cycle | TRUE | 6235.1016.NC.CT | 1016 | N | . | Butler-Warner Generation Plant | Fayetteville Public Works Commission | 6235 | NC | SAT | SERC |  | 22 | 1 | Electric Utility | CT | NG | NG | CPLE | M | mcf | 23054 | 1480 | 0 | 0 | 5621 | 5156 | 5847 | 0 | 0 | 37 | 0 | 1464 | 23054 | 1480 | 0 | 0 | 5621 | 5156 | 5847 | 0 | 0 | 37 | 0 | 1464 | 1.033 | 1.036 | 0 | 0 | 1.032 | 1.035 | 1.034 | 0 | 0 | 1.031 | 0 | 1.037 | 23815 | 1533 | 0 | 0 | 5801 | 5336 | 6046 | 0 | 0 | 38 | 0 | 1518 | 23815 | 1533 | 0 | 0 | 5801 | 5336 | 6046 | 0 | 0 | 38 | 0 | 1518 | 1465.413 | 6.869 | -76.926 | -61.94 | 239.592 | 223 | 249 | -116.887 | -100.903 | -65.789 | -107.896 | 54.892 | 42659 | 42659 | 44087 | 44087 | 1708.425 | 2020
Vintage1977 | petroleum | TRUE | 6235.1016.NC.GT | 1016 | N | . | Butler-Warner Generation Plant | Fayetteville Public Works Commission | 6235 | NC | SAT | SERC |  | 22 | 1 | Electric Utility | GT | DFO | DFO | CPLE | M | barrels | 0 | 2 | 0 | 0 | 2 | 0 | 2 | 0 | 0 | 6 | 0 | 0 | 0 | 2 | 0 | 0 | 2 | 0 | 2 | 0 | 0 | 6 | 0 | 0 | 0 | 5.829 | 0 | 0 | 5.829 | 0 | 5.829 | 0 | 0 | 5.829 | 0 | 0 | 0 | 12 | 0 | 0 | 12 | 0 | 12 | 0 | 0 | 35 | 0 | 0 | 0 | 12 | 0 | 0 | 12 | 0 | 12 | 0 | 0 | 35 | 0 | 0 | -0.037 | -8.666 | -0.024 | -0.026 | -0.1 | -0.031 | -9.269 | -0.033 | -0.031 | -9.857 | -0.031 | -0.033 | 12 | 12 | 71 | 71 | -28.138 | 2020
Vintage1977 | natural gas peaker | TRUE | 6235.1016.NC.GT | 1016 | N | . | Butler-Warner Generation Plant | Fayetteville Public Works Commission | 6235 | NC | SAT | SERC |  | 22 | 1 | Electric Utility | GT | NG | NG | CPLE | M | mcf | 0 | 29 | 0 | 0 | 440 | 0 | 24 | 0 | 0 | 59 | 0 | 0 | 0 | 29 | 0 | 0 | 440 | 0 | 24 | 0 | 0 | 59 | 0 | 0 | 0 | 1.036 | 0 | 0 | 1.032 | 0 | 1.034 | 0 | 0 | 1.031 | 0 | 0 | 0 | 30 | 0 | 0 | 454 | 0 | 25 | 0 | 0 | 61 | 0 | 0 | 0 | 30 | 0 | 0 | 454 | 0 | 25 | 0 | 0 | 61 | 0 | 0 | -32.963 | -22.334 | -20.976 | -22.974 | -3.9 | -26.969 | -19.731 | -28.967 | -26.969 | -17.143 | -26.969 | -28.967 | 552 | 552 | 570 | 570 | -278.862 | 2020
Vintage1989 | hydro | TRUE | 11588.1020.UT.HY | 1020 | N | . | Manti Lower | City of Manti - (UT) | 11588 | UT | MTN | WECC |  | 22 | 1 | Electric Utility | HY | WAT | HYC | PACE | A |  | 0 | 0 | 0 | 0 | 0 | 0 | 0 | 0 | 0 | 0 | 0 | 0 | 0 | 0 | 0 | 0 | 0 | 0 | 0 | 0 | 0 | 0 | 0 | 0 | 0 | 0 | 0 | 0 | 0 | 0 | 0 | 0 | 0 | 0 | 0 | 0 | 801 | 844 | 878 | 988 | 1123 | 1094 | 1109 | 1116 | 811 | 887 | 865 | 803 | 801 | 844 | 878 | 988 | 1123 | 1094 | 1109 | 1116 | 811 | 887 | 865 | 803 | 91.375 | 96.241 | 100.127 | 112.644 | 128.133 | 124.812 | 126.464 | 127.322 | 92.485 | 101.179 | 98.627 | 91.591 | 0 | 0 | 11319 | 11319 | 1291 | 2020
Vintage1994 | petroleum | TRUE | 59774.1024.IN.IC | 1024 | N | . | Crawfordsville Power Plant | Crawfordsville Energy LLC | 59774 | IN | ENC | RFC |  | 22 | 2 | NAICS-22 Non-Cogen | IC | DFO | DFO | MISO | M | barrels | 0 | 0 | 0 | 0 | 0 | 0 | 0 | 0 | 0 | 0 | 0 | 0 | 0 | 0 | 0 | 0 | 0 | 0 | 0 | 0 | 0 | 0 | 0 | 0 | 0 | 0 | 0 | 0 | 0 | 0 | 0 | 0 | 0 | 0 | 0 | 0 | 0 | 0 | 0 | 0 | 0 | 0 | 0 | 0 | 0 | 0 | 0 | 0 | 0 | 0 | 0 | 0 | 0 | 0 | 0 | 0 | 0 | 0 | 0 | 0 | 0 | 0 | 0 | 0 | 0 | 0 | 0 | 0 | 0 | 0 | 0 | 0 | 0 | 0 | 0 | 0 | 0 | 2020
Vintage1965 | hard coal | TRUE | 59774.1024.IN.ST | 1024 | N | . | Crawfordsville Power Plant | Crawfordsville Energy LLC | 59774 | IN | ENC | RFC |  | 22 | 2 | NAICS-22 Non-Cogen | ST | BIT | COL | MISO | M | short tons | 0 | 0 | 0 | 0 | 0 | 0 | 0 | 0 | 0 | 0 | 0 | 0 | 0 | 0 | 0 | 0 | 0 | 0 | 0 | 0 | 0 | 0 | 0 | 0 | 0 | 0 | 0 | 0 | 0 | 0 | 0 | 0 | 0 | 0 | 0 | 0 | 0 | 0 | 0 | 0 | 0 | 0 | 0 | 0 | 0 | 0 | 0 | 0 | 0 | 0 | 0 | 0 | 0 | 0 | 0 | 0 | 0 | 0 | 0 | 0 | 0 | 0 | 0 | 0 | 0 | 0 | 0 | 0 | 0 | 0 | 0 | 0 | 0 | 0 | 0 | 0 | 0 | 2020
Vintage1965 | petroleum | TRUE | 59774.1024.IN.ST | 1024 | N | . | Crawfordsville Power Plant | Crawfordsville Energy LLC | 59774 | IN | ENC | RFC |  | 22 | 2 | NAICS-22 Non-Cogen | ST | KER | WOO | MISO | M | barrels | 0 | 0 | 0 | 0 | 0 | 0 | 0 | 0 | 0 | 0 | 0 | 0 | 0 | 0 | 0 | 0 | 0 | 0 | 0 | 0 | 0 | 0 | 0 | 0 | 0 | 0 | 0 | 0 | 0 | 0 | 0 | 0 | 0 | 0 | 0 | 0 | 0 | 0 | 0 | 0 | 0 | 0 | 0 | 0 | 0 | 0 | 0 | 0 | 0 | 0 | 0 | 0 | 0 | 0 | 0 | 0 | 0 | 0 | 0 | 0 | 0 | 0 | 0 | 0 | 0 | 0 | 0 | 0 | 0 | 0 | 0 | 0 | 0 | 0 | 0 | 0 | 0 | 2020
Vintage1965 | natural gas steam turbine | TRUE | 59774.1024.IN.ST | 1024 | N | . | Crawfordsville Power Plant | Crawfordsville Energy LLC | 59774 | IN | ENC | RFC |  | 22 | 2 | NAICS-22 Non-Cogen | ST | NG | NG | MISO | M | mcf | 0 | 0 | 0 | 0 | 0 | 0 | 0 | 0 | 0 | 0 | 0 | 0 | 0 | 0 | 0 | 0 | 0 | 0 | 0 | 0 | 0 | 0 | 0 | 0 | 0 | 0 | 0 | 0 | 0 | 0 | 0 | 0 | 0 | 0 | 0 | 0 | 0 | 0 | 0 | 0 | 0 | 0 | 0 | 0 | 0 | 0 | 0 | 0 | 0 | 0 | 0 | 0 | 0 | 0 | 0 | 0 | 0 | 0 | 0 | 0 | 0 | 0 | 0 | 0 | 0 | 0 | 0 | 0 | 0 | 0 | 0 | 0 | 0 | 0 | 0 | 0 | 0 | 2020
Vintage1965 | biomass | TRUE | 59774.1024.IN.ST | 1024 | N | . | Crawfordsville Power Plant | Crawfordsville Energy LLC | 59774 | IN | ENC | RFC |  | 22 | 2 | NAICS-22 Non-Cogen | ST | WDS | WWW | MISO | M | short tons | 0 | 0 | 0 | 0 | 0 | 0 | 0 | 0 | 0 | 0 | 0 | 0 | 0 | 0 | 0 | 0 | 0 | 0 | 0 | 0 | 0 | 0 | 0 | 0 | 0 | 0 | 0 | 0 | 0 | 0 | 0 | 0 | 0 | 0 | 0 | 0 | 0 | 0 | 0 | 0 | 0 | 0 | 0 | 0 | 0 | 0 | 0 | 0 | 0 | 0 | 0 | 0 | 0 | 0 | 0 | 0 | 0 | 0 | 0 | 0 | 0 | 0 | 0 | 0 | 0 | 0 | 0 | 0 | 0 | 0 | 0 | 0 | 0 | 0 | 0 | 0 | 0 | 2020
Vintage2002 | hard coal | TRUE | 14839.1037.IN.IC | 1037 | N | . | Peru (IN) | City of Peru - (IN) | 14839 | IN | ENC | RFC |  | 22 | 1 | Electric Utility | IC | BIT | COL | MISO | A | short tons | 0 | 0 | 0 | 0 | 0 | 0 | 0 | 0 | 0 | 0 | 0 | 0 | 0 | 0 | 0 | 0 | 0 | 0 | 0 | 0 | 0 | 0 | 0 | 0 | 0 | 0 | 0 | 0 | 0 | 0 | 0 | 0 | 0 | 0 | 0 | 0 | 0 | 0 | 0 | 0 | 0 | 0 | 0 | 0 | 0 | 0 | 0 | 0 | 0 | 0 | 0 | 0 | 0 | 0 | 0 | 0 | 0 | 0 | 0 | 0 | 0 | 0 | 0 | 0 | 0 | 0 | 0 | 0 | 0 | 0 | 0 | 0 | 0 | 0 | 0 | 0 | 0 | 2020
Vintage2002 | petroleum | TRUE | 14839.1037.IN.IC | 1037 | N | . | Peru (IN) | City of Peru - (IN) | 14839 | IN | ENC | RFC |  | 22 | 1 | Electric Utility | IC | DFO | DFO | MISO | A | barrels | 0 | 0 | 0 | 0 | 0 | 0 | 0 | 0 | 0 | 0 | 0 | 0 | 0 | 0 | 0 | 0 | 0 | 0 | 0 | 0 | 0 | 0 | 0 | 0 | 0 | 0 | 0 | 0 | 0 | 0 | 0 | 0 | 0 | 0 | 0 | 0 | 0 | 0 | 0 | 0 | 0 | 0 | 0 | 0 | 0 | 0 | 0 | 0 | 0 | 0 | 0 | 0 | 0 | 0 | 0 | 0 | 0 | 0 | 0 | 0 | 0 | 0 | 0 | 0 | 0 | 0 | 0 | 0 | 0 | 0 | 0 | 0 | 0 | 0 | 0 | 0 | 0 | 2020
Vintage2006 | petroleum | TRUE | 15860.1038.IN.IC | 1038 | N | . | Rensselaer City Light Plant | City of Rensselaer - (IN) | 15860 | IN | ENC | RFC |  | 22 | 1 | Electric Utility | IC | DFO | DFO | MISO | A | barrels | 1 | 0 | 1 | 0 | 0 | 1 | 0 | 1 | 0 | 0 | 1 | 1 | 1 | 0 | 1 | 0 | 0 | 1 | 0 | 1 | 0 | 0 | 1 | 1 | 5.6 | 0 | 5.6 | 0 | 0 | 5.6 | 0 | 5.6 | 0 | 0 | 5.6 | 5.6 | 6 | 0 | 6 | 0 | 0 | 6 | 0 | 6 | 0 | 0 | 6 | 6 | 6 | 0 | 6 | 0 | 0 | 6 | 0 | 6 | 0 | 0 | 6 | 6 | 24.373 | 9.046 | 18.944 | 9.804 | 14.515 | 22.983 | 16.022 | 20.074 | 11.194 | 15.13 | 27.579 | 17.738 | 6 | 6 | 36 | 36 | 207.402 | 2020
Vintage2006 | natural gas peaker | TRUE | 15860.1038.IN.IC | 1038 | N | . | Rensselaer City Light Plant | City of Rensselaer - (IN) | 15860 | IN | ENC | RFC |  | 22 | 1 | Electric Utility | IC | NG | NG | MISO | A | mcf | 4 | 4 | 4 | 3 | 4 | 4 | 4 | 4 | 3 | 3 | 3 | 4 | 4 | 4 | 4 | 3 | 4 | 4 | 4 | 4 | 3 | 3 | 3 | 4 | 1 | 1 | 1 | 1 | 1 | 1 | 1 | 1 | 1 | 1 | 1 | 1 | 4 | 4 | 4 | 3 | 4 | 4 | 4 | 4 | 3 | 3 | 3 | 4 | 4 | 4 | 4 | 3 | 4 | 4 | 4 | 4 | 3 | 3 | 3 | 4 | 25.804 | 23.299 | 21.854 | 21.33 | 22.075 | 25.391 | 27.236 | 24.139 | 20.032 | 20.257 | 16.667 | 23.514 | 44 | 44 | 44 | 44 | 271.598 | 2020
Vintage1973 | hard coal | TRUE | 15989.1040.IN.ST | 1040 | N | . | Whitewater Valley | City of Richmond - (IN) | 15989 | IN | ENC | RFC |  | 22 | 1 | Electric Utility | ST | BIT | COL | PJM | AM | short tons | 0 | 0 | 0 | 0 | 765 | 4923 | 9634 | 4765 | 809 | 0 | 0 | 0 | 0 | 0 | 0 | 0 | 765 | 4923 | 9634 | 4765 | 809 | 0 | 0 | 0 | 0 | 0 | 0 | 0 | 22.48 | 21.01 | 22.02 | 21.81 | 21.56 | 0 | 0 | 0 | 0 | 0 | 0 | 0 | 17197 | 103432 | 212141 | 103925 | 17442 | 0 | 0 | 0 | 0 | 0 | 0 | 0 | 17197 | 103432 | 212141 | 103925 | 17442 | 0 | 0 | 0 | -271.857 | -260.037 | -234.428 | -209.803 | 1049.096 | 7955.072 | 16287.58 | 7678.862 | 1120.296 | -195.028 | -218.668 | -274.812 | 20896 | 20896 | 454137 | 454137 | 32426.273 | 2020
Vintage1973 | petroleum | TRUE | 15989.1040.IN.ST | 1040 | N | . | Whitewater Valley | City of Richmond - (IN) | 15989 | IN | ENC | RFC |  | 22 | 1 | Electric Utility | ST | DFO | DFO | PJM | AM | barrels | 0 | 0 | 0 | 0 | 158 | 363 | 358 | 285 | 120 | 0 | 0 | 0 | 0 | 0 | 0 | 0 | 158 | 363 | 358 | 285 | 120 | 0 | 0 | 0 | 0 | 0 | 0 | 0 | 5.8 | 5.8 | 5.8 | 5.8 | 5.8 | 0 | 0 | 0 | 0 | 0 | 0 | 0 | 916 | 2105 | 2076 | 1653 | 696 | 0 | 0 | 0 | 0 | 0 | 0 | 0 | 916 | 2105 | 2076 | 1653 | 696 | 0 | 0 | 0 | -4.143 | -3.963 | -3.572 | -3.197 | 55.904 | 161.928 | 159.42 | 122.138 | 44.704 | -2.972 | -3.332 | -4.188 | 1284 | 1284 | 7446 | 7446 | 518.727 | 2020
Vintage1977 | petroleum | TRUE | 9417.1047.IA.ST | 1047 | N | . | Lansing | Interstate Power and Light Co | 9417 | IA | WNC | MRO |  | 22 | 1 | Electric Utility | ST | DFO | DFO | MISO | M | barrels | 771 | 0 | 0 | 0 | 0 | 1612 | 702 | 851 | 105 | 1287 | 1043 | 850 | 771 | 0 | 0 | 0 | 0 | 1612 | 702 | 851 | 105 | 1287 | 1043 | 850 | 5.88 | 0 | 0 | 0 | 0 | 5.88 | 5.88 | 5.88 | 5.88 | 5.88 | 5.88 | 5.88 | 4533 | 0 | 0 | 0 | 0 | 9479 | 4128 | 5004 | 617 | 7568 | 6133 | 4998 | 4533 | 0 | 0 | 0 | 0 | 9479 | 4128 | 5004 | 617 | 7568 | 6133 | 4998 | 234.875 | -27.417 | -24.831 | -21.117 | -21.291 | 667.73 | 308.71 | 398.432 | 28.481 | 427.677 | 83.596 | 366.135 | 7221 | 7221 | 42460 | 42460 | 2420.98 | 2020
Vintage1977 | hard coal | TRUE | 9417.1047.IA.ST | 1047 | N | . | Lansing | Interstate Power and Light Co | 9417 | IA | WNC | MRO |  | 22 | 1 | Electric Utility | ST | SUB | COL | MISO | M | short tons | 9248 | 0 | 0 | 0 | 0 | 36980 | 79771 | 68532 | 15393 | 16921 | 2613 | 43719 | 9248 | 0 | 0 | 0 | 0 | 36980 | 79771 | 68532 | 15393 | 16921 | 2613 | 43719 | 16.668 | 0 | 0 | 0 | 0 | 17.09 | 17.48 | 17.06 | 17.286 | 17.194 | 17.194 | 17.43 | 154146 | 0 | 0 | 0 | 0 | 631988 | 1394397 | 1169156 | 266083 | 290940 | 44928 | 762022 | 154146 | 0 | 0 | 0 | 0 | 631988 | 1394397 | 1169156 | 266083 | 290940 | 44928 | 762022 | 7986.125 | -2814.583 | -2549.169 | -2167.883 | -2185.709 | 44521.27 | 104285.29 | 93093.568 | 12274.519 | 16442.323 | 612.404 | 55822.865 | 273177 | 273177 | 4713660 | 4713660 | 325321.02 | 2020
Vintage0 | nuclear | TRUE | 55269.1060.IA.ST | 1060 | N | 1 | Duane Arnold Energy Center | NextEra Energy Duane Arnold LLC | 55269 | IA | WNC | MRO |  | 22 | 2 | NAICS-22 Non-Cogen | ST | NUC | NUC | MISO | M |  | 0 | 0 | 0 | 0 | 0 | 0 | 0 | 0 | 0 | . | . | . | 0 | 0 | 0 | 0 | 0 | 0 | 0 | 0 | 0 | . | . | . | 0 | 0 | 0 | 0 | 0 | 0 | 0 | 0 | 0 | . | . | . | 4767158 | 4441922 | 4728706 | 4385848 | 4103358 | 3020005 | 3748539 | 1148598 | 0 | . | . | . | 4767158 | 4441922 | 4728706 | 4385848 | 4103358 | 3020005 | 3748539 | 1148598 | 0 | . | . | . | 456363 | 425228 | 452682 | 419860 | 392817 | 289107 | 358850 | 109956 | 0 | . | . | . | 0 | 0 | 30344134 | 30344134 | 2904863 | 2020
Vintage1924 | hydro | TRUE | 58149.1067.IA.HY | 1067 | N | . | Iowa Hydro LLC | Renewable World Energies LLC | 58149 | IA | WNC | MRO |  | 22 | 2 | NAICS-22 Non-Cogen | HY | WAT | HYC | MISO | M |  | 0 | 0 | 0 | 0 | 0 | 0 | 0 | 0 | 0 | 0 | 0 | 0 | 0 | 0 | 0 | 0 | 0 | 0 | 0 | 0 | 0 | 0 | 0 | 0 | 0 | 0 | 0 | 0 | 0 | 0 | 0 | 0 | 0 | 0 | 0 | 0 | 5672 | 5541 | 6786 | 6610 | 6102 | 6181 | 6374 | 3963 | 5208 | 5085 | 6067 | 5874 | 5672 | 5541 | 6786 | 6610 | 6102 | 6181 | 6374 | 3963 | 5208 | 5085 | 6067 | 5874 | 647 | 632 | 774 | 754 | 696 | 705 | 727 | 452 | 594 | 580 | 692 | 670 | 0 | 0 | 69463 | 69463 | 7923 | 2020
Vintage1978 | petroleum | TRUE | 9417.1068.IA.GT | 1068 | N | . | Marshalltown | Interstate Power and Light Co | 9417 | IA | WNC | MRO |  | 22 | 1 | Electric Utility | GT | DFO | DFO | MISO | A | barrels | 0 | 0 | 0 | 0 | 0 | 0 | 0 | 0 | 0 | 0 | 0 | 0 | 0 | 0 | 0 | 0 | 0 | 0 | 0 | 0 | 0 | 0 | 0 | 0 | 0 | 0 | 0 | 0 | 0 | 0 | 0 | 0 | 0 | 0 | 0 | 0 | 0 | 0 | 0 | 0 | 0 | 0 | 0 | 0 | 0 | 0 | 0 | 0 | 0 | 0 | 0 | 0 | 0 | 0 | 0 | 0 | 0 | 0 | 0 | 0 | 0 | 0 | 0 | 0 | 0 | 0 | 0 | 0 | 0 | 0 | 0 | 0 | 0 | 0 | 0 | 0 | 0 | 2020
Vintage1978 | natural gas peaker | TRUE | 9417.1068.IA.GT | 1068 | N | . | Marshalltown | Interstate Power and Light Co | 9417 | IA | WNC | MRO |  | 22 | 1 | Electric Utility | GT | NG | NG | MISO | A | mcf | 31616 | 37558 | 15768 | 19692 | 29283 | 32627 | 53439 | 30108 | 23431 | 24362 | 19746 | 33848 | 31616 | 37558 | 15768 | 19692 | 29283 | 32627 | 53439 | 30108 | 23431 | 24362 | 19746 | 33848 | 1.102 | 1.102 | 1.102 | 1.102 | 1.102 | 1.102 | 1.102 | 1.102 | 1.102 | 1.102 | 1.102 | 1.102 | 34841 | 41389 | 17376 | 21701 | 32270 | 35955 | 58890 | 33179 | 25821 | 26847 | 21760 | 37300 | 34841 | 41389 | 17376 | 21701 | 32270 | 35955 | 58890 | 33179 | 25821 | 26847 | 21760 | 37300 | 4383.832 | 5207.7 | 2186.406 | 2730.501 | 4060.24 | 4523.932 | 7409.705 | 4174.683 | 3248.813 | 3377.906 | 2737.975 | 4693.307 | 351478 | 351478 | 387329 | 387329 | 48735 | 2020
Vintage1997 | natural gas steam turbine | TRUE | 9417.1073.IA.ST | 1073 | Y | . | Prairie Creek | Interstate Power and Light Co | 9417 | IA | WNC | MRO |  | 22 | 1 | Electric Utility | ST | NG | NG | MISO | M | mcf | 0 | 0 | 197 | 0 | 455 | 43217 | 115264 | 50390 | 45748 | 0 | 0 | 0 | 0 | 0 | 123 | 0 | 455 | 20588 | 42863 | 19956 | 15664 | 0 | 0 | 0 | 0 | 0 | 1.063 | 0 | 1.06 | 1.072 | 1.065 | 1.06 | 1.069 | 0 | 0 | 0 | 0 | 0 | 209 | 0 | 482 | 46329 | 122756 | 53413 | 48905 | 0 | 0 | 0 | 0 | 0 | 131 | 0 | 482 | 22070 | 45649 | 21153 | 16745 | 0 | 0 | 0 | 0 | 0 | 10.12 | 0 | 20.174 | 2170.219 | 5762.619 | 2264.157 | 1281.16 | 0 | 0 | 0 | 255271 | 99649 | 272094 | 106230 | 11508.449 | 2020
Vintage1997 | hard coal | TRUE | 9417.1073.IA.ST | 1073 | Y | . | Prairie Creek | Interstate Power and Light Co | 9417 | IA | WNC | MRO |  | 22 | 1 | Electric Utility | ST | SUB | COL | MISO | M | short tons | 3807 | 3277 | 4001 | 3456 | 2908 | 5513 | 8735 | 4923 | 4361 | 3109 | 1704 | 2753 | 2770 | 2205 | 2494 | 2936 | 2908 | 2626 | 3248 | 1950 | 1493 | 2062 | 999 | 1997 | 18.038 | 17.828 | 17.626 | 17.778 | 17.888 | 17.85 | 17.884 | 17.212 | 17.566 | 17.066 | 17.066 | 17.232 | 68671 | 58422 | 70522 | 61441 | 52018 | 98407 | 156217 | 84735 | 76605 | 53058 | 29080 | 47440 | 49972 | 39316 | 43957 | 52198 | 52018 | 46880 | 58092 | 33557 | 26230 | 35188 | 17043 | 34405 | 4173 | 2782 | 3407.88 | 3645 | 2175.826 | 4609.781 | 7333.381 | 3591.843 | 2006.84 | 2101 | 387 | 1034 | 48547 | 27688 | 856616 | 488856 | 37247.551 | 2020
Vintage1970 | natural gas peaker | TRUE | 12341.1079.IA.GT | 1079 | N | . | Coralville GT | MidAmerican Energy Co | 12341 | IA | WNC | MRO |  | 22 | 1 | Electric Utility | GT | NG | NG | MISO | A | mcf | 1279 | 1518 | 637 | 796 | 1184 | 1319 | 2160 | 1217 | 947 | 985 | 798 | 1368 | 1279 | 1518 | 637 | 796 | 1184 | 1319 | 2160 | 1217 | 947 | 985 | 798 | 1368 | 1.064 | 1.064 | 1.064 | 1.064 | 1.064 | 1.064 | 1.064 | 1.064 | 1.064 | 1.064 | 1.064 | 1.064 | 1361 | 1615 | 678 | 847 | 1260 | 1403 | 2298 | 1295 | 1008 | 1048 | 849 | 1456 | 1361 | 1615 | 678 | 847 | 1260 | 1403 | 2298 | 1295 | 1008 | 1048 | 849 | 1456 | -4.317 | -5.129 | -2.153 | -2.689 | -3.999 | -4.456 | -7.298 | -4.112 | -3.2 | -3.327 | -2.697 | -4.623 | 14208 | 14208 | 15118 | 15118 | -48 | 2020
Vintage1961 | natural gas steam turbine | TRUE | 12341.1081.IA.ST | 1081 | N | . | Riverside | MidAmerican Energy Co | 12341 | IA | WNC | MRO |  | 22 | 1 | Electric Utility | ST | NG | NG | MISO | AM | mcf | 10790 | 11394 | 6177 | 2987 | 0 | 0 | 0 | 0 | 0 | 1866 | 5408 | 9793 | 10790 | 11394 | 6177 | 2987 | 0 | 0 | 0 | 0 | 0 | 1866 | 5408 | 9793 | 1.067 | 1.065 | 1.063 | 1.06 | 0 | 0 | 0 | 0 | 0 | 1.08 | 1.084 | 1.063 | 11513 | 12135 | 6566 | 3166 | 0 | 0 | 0 | 0 | 0 | 2015 | 5862 | 10410 | 11513 | 12135 | 6566 | 3166 | 0 | 0 | 0 | 0 | 0 | 2015 | 5862 | 10410 | -394 | -355 | -336 | -307 | -346 | -298 | -317 | -307 | -298 | -317 | -317 | -336 | 48415 | 48415 | 51667 | 51667 | -3928 | 2020
Vintage1961 | hard coal | TRUE | 12341.1081.IA.ST | 1081 | N | . | Riverside | MidAmerican Energy Co | 12341 | IA | WNC | MRO |  | 22 | 1 | Electric Utility | ST | SUB | COL | MISO | AM | short tons | 0 | 0 | 0 | 0 | 0 | 0 | 0 | 0 | 0 | 0 | 0 | 0 | 0 | 0 | 0 | 0 | 0 | 0 | 0 | 0 | 0 | 0 | 0 | 0 | 0 | 0 | 0 | 0 | 0 | 0 | 0 | 0 | 0 | 0 | 0 | 0 | 0 | 0 | 0 | 0 | 0 | 0 | 0 | 0 | 0 | 0 | 0 | 0 | 0 | 0 | 0 | 0 | 0 | 0 | 0 | 0 | 0 | 0 | 0 | 0 | 0 | 0 | 0 | 0 | 0 | 0 | 0 | 0 | 0 | 0 | 0 | 0 | 0 | 0 | 0 | 0 | 0 | 2020
Vintage2007 | petroleum | TRUE | 12341.1082.IA.ST | 1082 | Y | . | Walter Scott Jr Energy Center | MidAmerican Energy Co | 12341 | IA | WNC | MRO |  | 22 | 1 | Electric Utility | ST | DFO | DFO | MISO | M | barrels | 4326 | 3407 | 3666 | 4605 | 3504 | 13063 | 4148 | 3693 | 7587 | 8182 | 3944 | 7360 | 4302 | 3318 | 3457 | 4504 | 3222 | 12593 | 4083 | 3629 | 7492 | 7317 | 3715 | 6858 | 5.712 | 5.712 | 5.712 | 5.712 | 5.712 | 5.712 | 5.712 | 5.712 | 5.712 | 5.712 | 5.712 | 5.712 | 24710 | 19461 | 20940 | 26304 | 20015 | 74616 | 23693 | 21094 | 43337 | 46736 | 22528 | 42040 | 24571 | 18952 | 19749 | 25724 | 18406 | 71934 | 23323 | 20727 | 42797 | 41797 | 21221 | 39174 | 2468.206 | 1883.014 | 1820.862 | 2426.27 | 1757.503 | 7106.179 | 2308.278 | 2096.133 | 4281.079 | 4002.187 | 2048.82 | 3860.568 | 67485 | 64490 | 385474 | 368375 | 36059.099 | 2020
Vintage2007 | natural gas steam turbine | TRUE | 12341.1082.IA.ST | 1082 | Y | . | Walter Scott Jr Energy Center | MidAmerican Energy Co | 12341 | IA | WNC | MRO |  | 22 | 1 | Electric Utility | ST | NG | NG | MISO | M | mcf | 0 | 15275 | 0 | 0 | 2252 | 4040 | 0 | 0 | 3685 | 1507 | 3089 | 16871 | 0 | 14876 | 0 | 0 | 2071 | 3895 | 0 | 0 | 3639 | 1348 | 2910 | 15721 | 0 | 1.037 | 0 | 0 | 1.055 | 1.055 | 0 | 0 | 1.039 | 1.04 | 1.022 | 1.061 | 0 | 15840 | 0 | 0 | 2376 | 4262 | 0 | 0 | 3829 | 1567 | 3157 | 17900 | 0 | 15426 | 0 | 0 | 2185 | 4109 | 0 | 0 | 3781 | 1402 | 2974 | 16680 | 0 | 1532.686 | 0 | 0 | 208.624 | 405.918 | 0 | 0 | 378.223 | 134.214 | 287.109 | 1643.771 | 46719 | 44460 | 48931 | 46557 | 4590.545 | 2020
Vintage2007 | hard coal | TRUE | 12341.1082.IA.ST | 1082 | Y | . | Walter Scott Jr Energy Center | MidAmerican Energy Co | 12341 | IA | WNC | MRO |  | 22 | 1 | Electric Utility | ST | RC | COL | MISO | M | short tons | 344536 | 249488 | 93272 | 106693 | 120461 | 253486 | 476203 | 459980 | 306273 | 138698 | 128412 | 211549 | 342592 | 242970 | 87965 | 104340 | 110776 | 244375 | 468752 | 451973 | 302459 | 124042 | 120963 | 197126 | 17.79 | 17.684 | 17.838 | 17.058 | 17.842 | 17.973 | 17.863 | 17.854 | 17.583 | 17.738 | 17.896 | 17.6 | 6129295 | 4411946 | 1663786 | 1819969 | 2149265 | 4555904 | 8506414 | 8212483 | 5385198 | 2460225 | 2298061 | 3723262 | 6094704 | 4296685 | 1569127 | 1779833 | 1976471 | 4392146 | 8373323 | 8069531 | 5318128 | 2200256 | 2164750 | 3469424 | 612233.79 | 426897.3 | 144675.14 | 167874.73 | 188726.87 | 433889.9 | 828719.72 | 816066.87 | 531981.7 | 210680.6 | 208997.07 | 341907.66 | 2889051 | 2798333 | 51315808 | 49704378 | 4912651.4 | 2020
Vintage2007 | hard coal | TRUE | 12341.1082.IA.ST | 1082 | Y | . | Walter Scott Jr Energy Center | MidAmerican Energy Co | 12341 | IA | WNC | MRO |  | 22 | 1 | Electric Utility | ST | SUB | COL | MISO | M | short tons | 0 | 0 | 0 | 0 | 0 | 0 | 0 | 0 | 0 | 0 | 0 | 0 | 0 | 0 | 0 | 0 | 0 | 0 | 0 | 0 | 0 | 0 | 0 | 0 | 0 | 0 | 0 | 0 | 0 | 0 | 0 | 0 | 0 | 0 | 0 | 0 | 0 | 0 | 0 | 0 | 0 | 0 | 0 | 0 | 0 | 0 | 0 | 0 | 0 | 0 | 0 | 0 | 0 | 0 | 0 | 0 | 0 | 0 | 0 | 0 | 0 | 0 | 0 | 0 | 0 | 0 | 0 | 0 | 0 | 0 | 0 | 0 | 0 | 0 | 0 | 0 | 0 | 2020
Vintage1968 | natural gas peaker | TRUE | 12341.1084.IA.GT | 1084 | N | . | River Hills | MidAmerican Energy Co | 12341 | IA | WNC | MRO |  | 22 | 1 | Electric Utility | GT | NG | NG | MISO | A | mcf | 1043 | 1236 | 519 | 648 | 964 | 1074 | 1759 | 991 | 771 | 802 | 650 | 1114 | 1043 | 1236 | 519 | 648 | 964 | 1074 | 1759 | 991 | 771 | 802 | 650 | 1114 | 1.067 | 1.067 | 1.067 | 1.067 | 1.067 | 1.067 | 1.067 | 1.067 | 1.067 | 1.067 | 1.067 | 1.067 | 1113 | 1319 | 554 | 691 | 1029 | 1146 | 1877 | 1057 | 823 | 856 | 694 | 1189 | 1113 | 1319 | 554 | 691 | 1029 | 1146 | 1877 | 1057 | 823 | 856 | 694 | 1189 | -53.072 | -63.046 | -26.469 | -33.056 | -49.154 | -54.768 | -89.704 | -50.54 | -39.331 | -40.894 | -33.147 | -56.819 | 11571 | 11571 | 12348 | 12348 | -590 | 2020
Vintage1975 | natural gas steam turbine | TRUE | 12341.1091.IA.ST | 1091 | N | . | George Neal North | MidAmerican Energy Co | 12341 | IA | WNC | MRO |  | 22 | 1 | Electric Utility | ST | NG | NG | MISO | M | mcf | 5086 | 2493 | 14142 | 6328 | 0 | 18677 | 19140 | 52769 | 14132 | 13925 | 14123 | 10746 | 5086 | 2493 | 14142 | 6328 | 0 | 18677 | 19140 | 52769 | 14132 | 13925 | 14123 | 10746 | 1.067 | 1.065 | 1.063 | 1.06 | 0 | 1.072 | 1.065 | 1.06 | 1.069 | 1.08 | 1.084 | 1.063 | 5427 | 2655 | 15033 | 6708 | 0 | 20022 | 20384 | 55935 | 15107 | 15039 | 15309 | 11423 | 5427 | 2655 | 15033 | 6708 | 0 | 20022 | 20384 | 55935 | 15107 | 15039 | 15309 | 11423 | 510.157 | 247.725 | 1476.346 | 618.86 | 0 | 1971.796 | 1961.321 | 5196.883 | 1394.726 | 1340.581 | 1319.323 | 1050.644 | 171561 | 171561 | 183042 | 183042 | 17088.362 | 2020
Vintage1975 | hard coal | TRUE | 12341.1091.IA.ST | 1091 | N | . | George Neal North | MidAmerican Energy Co | 12341 | IA | WNC | MRO |  | 22 | 1 | Electric Utility | ST | RC | COL | MISO | M | short tons | 39059 | 36282 | 33514 | 11474 | 0 | 24199 | 106896 | 99657 | 49727 | 31438 | 23160 | 57693 | 39059 | 36282 | 33514 | 11474 | 0 | 24199 | 106896 | 99657 | 49727 | 31438 | 23160 | 57693 | 17.428 | 17.712 | 17.416 | 17.306 | 0 | 16.614 | 17.634 | 17.766 | 17.546 | 17.73 | 17.294 | 16.97 | 680720 | 642627 | 583680 | 198569 | 0 | 402042 | 1885004 | 1770506 | 872510 | 557396 | 400529 | 979050 | 680720 | 642627 | 583680 | 198569 | 0 | 402042 | 1885004 | 1770506 | 872510 | 557396 | 400529 | 979050 | 63992.843 | 59959.275 | 57321.654 | 18320.259 | 0 | 39594.204 | 181371.68 | 164496.12 | 80552.274 | 49686.419 | 34516.677 | 90049.356 | 513099 | 513099 | 8972633 | 8972633 | 839860.76 | 2020
Vintage1975 | hard coal | TRUE | 12341.1091.IA.ST | 1091 | N | . | George Neal North | MidAmerican Energy Co | 12341 | IA | WNC | MRO |  | 22 | 1 | Electric Utility | ST | SUB | COL | MISO | M | short tons | 0 | 0 | 0 | 1540 | 0 | 0 | 0 | 0 | 0 | 0 | 0 | 0 | 0 | 0 | 0 | 1540 | 0 | 0 | 0 | 0 | 0 | 0 | 0 | 0 | 0 | 0 | 0 | 17.306 | 0 | 0 | 0 | 0 | 0 | 0 | 0 | 0 | 0 | 0 | 0 | 26651 | 0 | 0 | 0 | 0 | 0 | 0 | 0 | 0 | 0 | 0 | 0 | 26651 | 0 | 0 | 0 | 0 | 0 | 0 | 0 | 0 | 0 | 0 | 0 | 2458.881 | 0 | 0 | 0 | 0 | 0 | 0 | 0 | 0 | 1540 | 1540 | 26651 | 26651 | 2458.881 | 2020
Vintage1969 | petroleum | TRUE | 12341.1097.IA.GT | 1097 | N | . | Merl Parr | MidAmerican Energy Co | 12341 | IA | WNC | MRO |  | 22 | 1 | Electric Utility | GT | DFO | DFO | MISO | A | barrels | 0 | 0 | 0 | 0 | 0 | 0 | 0 | 0 | 0 | 0 | 0 | 0 | 0 | 0 | 0 | 0 | 0 | 0 | 0 | 0 | 0 | 0 | 0 | 0 | 0 | 0 | 0 | 0 | 0 | 0 | 0 | 0 | 0 | 0 | 0 | 0 | 0 | 0 | 0 | 0 | 0 | 0 | 0 | 0 | 0 | 0 | 0 | 0 | 0 | 0 | 0 | 0 | 0 | 0 | 0 | 0 | 0 | 0 | 0 | 0 | 0 | 0 | 0 | 0 | 0 | 0 | 0 | 0 | 0 | 0 | 0 | 0 | 0 | 0 | 0 | 0 | 0 | 2020
Vintage1969 | natural gas peaker | TRUE | 12341.1097.IA.GT | 1097 | N | . | Merl Parr | MidAmerican Energy Co | 12341 | IA | WNC | MRO |  | 22 | 1 | Electric Utility | GT | NG | NG | MISO | A | mcf | 526 | 624 | 262 | 327 | 487 | 542 | 889 | 501 | 390 | 405 | 328 | 563 | 526 | 624 | 262 | 327 | 487 | 542 | 889 | 501 | 390 | 405 | 328 | 563 | 1.065 | 1.065 | 1.065 | 1.065 | 1.065 | 1.065 | 1.065 | 1.065 | 1.065 | 1.065 | 1.065 | 1.065 | 560 | 665 | 279 | 348 | 519 | 577 | 947 | 534 | 415 | 431 | 349 | 600 | 560 | 665 | 279 | 348 | 519 | 577 | 947 | 534 | 415 | 431 | 349 | 600 | 4.588 | 5.45 | 2.288 | 2.857 | 4.249 | 4.734 | 7.754 | 4.369 | 3.4 | 3.535 | 2.865 | 4.911 | 5844 | 5844 | 6224 | 6224 | 51 | 2020
Vintage1996 | natural gas peaker | TRUE | 9417.1104.IA.GT | 1104 | N | . | Burlington (IA) | Interstate Power and Light Co | 9417 | IA | WNC | MRO |  | 22 | 1 | Electric Utility | GT | NG | NG | MISO | M | mcf | 0 | 0 | 0 | 0 | 0 | 0 | 11650 | 0 | 3360 | 1040 | 10810 | 0 | 0 | 0 | 0 | 0 | 0 | 0 | 11650 | 0 | 3360 | 1040 | 10810 | 0 | 0 | 0 | 0 | 0 | 0 | 0 | 1.037 | 0 | 1.037 | 1.051 | 1.043 | 0 | 0 | 0 | 0 | 0 | 0 | 0 | 12081 | 0 | 3484 | 1093 | 11275 | 0 | 0 | 0 | 0 | 0 | 0 | 0 | 12081 | 0 | 3484 | 1093 | 11275 | 0 | 0 | 0 | 0 | 0 | 0 | 0 | 449 | 0 | 175 | 26 | 388 | 0 | 26860 | 26860 | 27933 | 27933 | 1038 | 2020
Vintage1968 | petroleum | TRUE | 9417.1104.IA.ST | 1104 | N | . | Burlington (IA) | Interstate Power and Light Co | 9417 | IA | WNC | MRO |  | 22 | 1 | Electric Utility | ST | DFO | DFO | MISO | M | barrels | 0 | 0 | 0 | 0 | 0 | 0 | . | . | . | . | . | . | 0 | 0 | 0 | 0 | 0 | 0 | . | . | . | . | . | . | 0 | 0 | 0 | 0 | 0 | 0 | . | . | . | . | . | . | 0 | 0 | 0 | 0 | 0 | 0 | . | . | . | . | . | . | 0 | 0 | 0 | 0 | 0 | 0 | . | . | . | . | . | . | 0 | 0 | 0 | 0 | 0 | 0 | . | . | . | . | . | . | 0 | 0 | 0 | 0 | 0 | 2020
Vintage1968 | natural gas steam turbine | TRUE | 9417.1104.IA.ST | 1104 | N | . | Burlington (IA) | Interstate Power and Light Co | 9417 | IA | WNC | MRO |  | 22 | 1 | Electric Utility | ST | NG | NG | MISO | M | mcf | 839 | 0 | 0 | 0 | 0 | 21376 | 0 | 0 | 0 | 0 | 4510 | 3239 | 839 | 0 | 0 | 0 | 0 | 21376 | 0 | 0 | 0 | 0 | 4510 | 3239 | 1.044 | 0 | 0 | 0 | 0 | 1.039 | 0 | 0 | 0 | 0 | 1.043 | 1.04 | 876 | 0 | 0 | 0 | 0 | 22210 | 0 | 0 | 0 | 0 | 4704 | 3369 | 876 | 0 | 0 | 0 | 0 | 22210 | 0 | 0 | 0 | 0 | 4704 | 3369 | 82.183 | 0 | 0 | 0 | 0 | 2028.982 | 0 | 0 | 0 | 0 | 431.767 | 304.957 | 29964 | 29964 | 31159 | 31159 | 2847.889 | 2020
Vintage1968 | hard coal | TRUE | 9417.1104.IA.ST | 1104 | N | . | Burlington (IA) | Interstate Power and Light Co | 9417 | IA | WNC | MRO |  | 22 | 1 | Electric Utility | ST | SUB | COL | MISO | M | short tons | 78515 | 66927 | 11299 | 32001 | 67569 | 67928 | 73868 | 69160 | 42366 | 76529 | 65716 | 61449 | 78515 | 66927 | 11299 | 32001 | 67569 | 67928 | 73868 | 69160 | 42366 | 76529 | 65716 | 61449 | 17.114 | 17.208 | 17.274 | 17.268 | 17.202 | 17.09 | 17.136 | 17.05 | 17.22 | 17.2 | 17.174 | 17.43 | 1343706 | 1151680 | 195179 | 552593 | 1162322 | 1160890 | 1265802 | 1179178 | 729543 | 1316299 | 1128607 | 1071056 | 1343706 | 1151680 | 195179 | 552593 | 1162322 | 1160890 | 1265802 | 1179178 | 729543 | 1316299 | 1128607 | 1071056 | 126073.82 | 108221 | 17083 | 50110 | 107074 | 106054.02 | 114834 | 107922 | 66117 | 121732 | 103593.23 | 96963.043 | 713327 | 713327 | 12256855 | 12256855 | 1125777.1 | 2020
Vintage1913 | hydro | TRUE | 19436.1109.IA.HY | 1109 | N | . | Keokuk | Union Electric Co - (MO) | 19436 | IA | WNC | SERC |  | 22 | 1 | Electric Utility | HY | WAT | HYC | MISO | A |  | 0 | 0 | 0 | 0 | 0 | 0 | 0 | 0 | 0 | 0 | 0 | 0 | 0 | 0 | 0 | 0 | 0 | 0 | 0 | 0 | 0 | 0 | 0 | 0 | 0 | 0 | 0 | 0 | 0 | 0 | 0 | 0 | 0 | 0 | 0 | 0 | 1103715 | 1000553 | 813940 | 1081137 | 821611 | 870323 | 729365 | 574748 | 359755 | 402729 | 538697 | 553354 | 1103715 | 1000553 | 813940 | 1081137 | 821611 | 870323 | 729365 | 574748 | 359755 | 402729 | 538697 | 553354 | 125894.25 | 114127.23 | 92841.316 | 123318.88 | 93716.372 | 99272.622 | 83194.356 | 65558.063 | 41035.15 | 45936.887 | 61446.011 | 63117.866 | 0 | 0 | 8849927 | 8849927 | 1009459 | 2020
Vintage1994 | petroleum | TRUE | 309.1120.IA.IC | 1120 | N | . | Algona | City of Algona - (IA) | 309 | IA | WNC | MRO |  | 22 | 1 | Electric Utility | IC | DFO | DFO | SWPP | A | barrels | 14 | 15 | 13 | 15 | 17 | 20 | 10 | 17 | 13 | 16 | 21 | 17 | 14 | 15 | 13 | 15 | 17 | 20 | 10 | 17 | 13 | 16 | 21 | 17 | 6.2 | 6.2 | 6.2 | 6.2 | 6.2 | 6.2 | 6.2 | 6.2 | 6.2 | 6.2 | 6.2 | 6.2 | 87 | 93 | 81 | 93 | 105 | 124 | 62 | 105 | 81 | 99 | 130 | 105 | 87 | 93 | 81 | 93 | 105 | 124 | 62 | 105 | 81 | 99 | 130 | 105 | 8.447 | 8.783 | 7.504 | 8.51 | 9.808 | 11.823 | 6.033 | 9.779 | 7.49 | 9.345 | 12.551 | 10.006 | 188 | 188 | 1165 | 1165 | 110.079 | 2020
Vintage1994 | natural gas peaker | TRUE | 309.1120.IA.IC | 1120 | N | . | Algona | City of Algona - (IA) | 309 | IA | WNC | MRO |  | 22 | 1 | Electric Utility | IC | NG | NG | SWPP | A | mcf | 5 | 6 | 3 | 3 | 5 | 5 | 9 | 5 | 4 | 4 | 3 | 5 | 5 | 6 | 3 | 3 | 5 | 5 | 9 | 5 | 4 | 4 | 3 | 5 | 1.1 | 1.1 | 1.1 | 1.1 | 1.1 | 1.1 | 1.1 | 1.1 | 1.1 | 1.1 | 1.1 | 1.1 | 6 | 7 | 3 | 3 | 6 | 6 | 10 | 6 | 4 | 4 | 3 | 6 | 6 | 7 | 3 | 3 | 6 | 6 | 10 | 6 | 4 | 4 | 3 | 6 | 0.532 | 0.633 | 0.266 | 0.332 | 0.493 | 0.55 | 0.9 | 0.507 | 0.395 | 0.41 | 0.333 | 0.57 | 57 | 57 | 64 | 64 | 5.921 | 2020
Vintage2018 | petroleum | TRUE | 405.1121.IA.IC | 1121 | N | . | Alta Municipal Utilities | City of Alta - (IA) | 405 | IA | WNC | MRO |  | 22 | 1 | Electric Utility | IC | DFO | DFO | SWPP | A | barrels | 1 | 3 | 2 | 3 | 3 | 4 | 2 | 3 | 2 | 3 | 4 | 3 | 1 | 3 | 2 | 3 | 3 | 4 | 2 | 3 | 2 | 3 | 4 | 3 | 5.84 | 5.84 | 5.84 | 5.84 | 5.84 | 5.84 | 5.84 | 5.84 | 5.84 | 5.84 | 5.84 | 5.84 | 6 | 18 | 12 | 18 | 18 | 23 | 12 | 18 | 12 | 18 | 23 | 18 | 6 | 18 | 12 | 18 | 18 | 23 | 12 | 18 | 12 | 18 | 23 | 18 | 1.609 | 1.676 | 1.432 | 1.624 | 1.871 | 2.256 | 1.151 | 1.866 | 1.429 | 1.783 | 2.394 | 1.909 | 33 | 33 | 196 | 196 | 21 | 2020
Vintage2018 | natural gas peaker | TRUE | 405.1121.IA.IC | 1121 | N | . | Alta Municipal Utilities | City of Alta - (IA) | 405 | IA | WNC | MRO |  | 22 | 1 | Electric Utility | IC | NG | NG | SWPP | A | mcf | 0 | 0 | 0 | 0 | 0 | 0 | 0 | 0 | 0 | 0 | 0 | 0 | 0 | 0 | 0 | 0 | 0 | 0 | 0 | 0 | 0 | 0 | 0 | 0 | 0 | 0 | 0 | 0 | 0 | 0 | 0 | 0 | 0 | 0 | 0 | 0 | 0 | 0 | 0 | 0 | 0 | 0 | 0 | 0 | 0 | 0 | 0 | 0 | 0 | 0 | 0 | 0 | 0 | 0 | 0 | 0 | 0 | 0 | 0 | 0 | 0 | 0 | 0 | 0 | 0 | 0 | 0 | 0 | 0 | 0 | 0 | 0 | 0 | 0 | 0 | 0 | 0 | 2020
Vintage1982 | petroleum | TRUE | 554.1122.IA.ST | 1122 | N | . | Ames Electric Services Power Plant | City of Ames - (IA) | 554 | IA | WNC | MRO |  | 22 | 1 | Electric Utility | ST | DFO | DFO | MISO | AM | barrels | 0 | 0 | 0 | 0 | 0 | 0 | 0 | 0 | 0 | 0 | 0 | 0 | 0 | 0 | 0 | 0 | 0 | 0 | 0 | 0 | 0 | 0 | 0 | 0 | 0 | 0 | 0 | 0 | 0 | 0 | 0 | 0 | 0 | 0 | 0 | 0 | 0 | 0 | 0 | 0 | 0 | 0 | 0 | 0 | 0 | 0 | 0 | 0 | 0 | 0 | 0 | 0 | 0 | 0 | 0 | 0 | 0 | 0 | 0 | 0 | 0 | 0 | 0 | 0 | 0 | 0 | 0 | 0 | 0 | 0 | 0 | 0 | 0 | 0 | 0 | 0 | 0 | 2020
Vintage1982 | natural gas steam turbine | TRUE | 554.1122.IA.ST | 1122 | N | . | Ames Electric Services Power Plant | City of Ames - (IA) | 554 | IA | WNC | MRO |  | 22 | 1 | Electric Utility | ST | NG | NG | MISO | AM | mcf | 165864 | 257630 | 251960 | 191400 | 189050 | 225730 | 159860 | 231350 | 233950 | 200820 | 239780 | 224170 | 165864 | 257630 | 251960 | 191400 | 189050 | 225730 | 159860 | 231350 | 233950 | 200820 | 239780 | 224170 | 1.069 | 1.043 | 1.04 | 1.052 | 1.049 | 1.07 | 1.057 | 1.091 | 1.097 | 1.08 | 1.091 | 1.084 | 177309 | 268708 | 262038 | 201353 | 198313 | 241531 | 168972 | 252403 | 256643 | 216886 | 261600 | 243000 | 177309 | 268708 | 262038 | 201353 | 198313 | 241531 | 168972 | 252403 | 256643 | 216886 | 261600 | 243000 | 14010.362 | 22137.035 | 21223.545 | 16271.516 | 16828.051 | 18835.966 | 13135.911 | 20589.758 | 20789.835 | 17688.052 | 21194.387 | 19576.674 | 2571564 | 2571564 | 2748756 | 2748756 | 222281.09 | 2020
Vintage1982 | biomass | TRUE | 554.1122.IA.ST | 1122 | N | . | Ames Electric Services Power Plant | City of Ames - (IA) | 554 | IA | WNC | MRO |  | 22 | 1 | Electric Utility | ST | OBS | ORW | MISO | AM | short tons | 1138 | 2185 | 2403 | 1773 | 1875 | 1942 | 1404 | 2547 | 2402 | 1859 | 2245 | 1610 | 1138 | 2185 | 2403 | 1773 | 1875 | 1942 | 1404 | 2547 | 2402 | 1859 | 2245 | 1610 | 10.672 | 11.616 | 12.426 | 13.034 | 12.79 | 13.074 | 14.834 | 12.77 | 12.438 | 12.512 | 13.05 | 12.13 | 12145 | 25381 | 29860 | 23109 | 23981 | 25390 | 20827 | 32525 | 29876 | 23260 | 29297 | 19529 | 12145 | 25381 | 29860 | 23109 | 23981 | 25390 | 20827 | 32525 | 29876 | 23260 | 29297 | 19529 | 959.638 | 2090.965 | 2418.455 | 1867.484 | 2034.949 | 1980.034 | 1619.089 | 2653.242 | 2420.165 | 1896.948 | 2373.613 | 1573.326 | 23383 | 23383 | 295180 | 295180 | 23887.908 | 2020
Vintage1982 | hard coal | TRUE | 554.1122.IA.ST | 1122 | N | . | Ames Electric Services Power Plant | City of Ames - (IA) | 554 | IA | WNC | MRO |  | 22 | 1 | Electric Utility | ST | SUB | COL | MISO | A | short tons | 0 | 0 | 0 | 0 | 0 | 0 | 0 | 0 | 0 | 0 | 0 | 0 | 0 | 0 | 0 | 0 | 0 | 0 | 0 | 0 | 0 | 0 | 0 | 0 | 0 | 0 | 0 | 0 | 0 | 0 | 0 | 0 | 0 | 0 | 0 | 0 | 0 | 0 | 0 | 0 | 0 | 0 | 0 | 0 | 0 | 0 | 0 | 0 | 0 | 0 | 0 | 0 | 0 | 0 | 0 | 0 | 0 | 0 | 0 | 0 | 0 | 0 | 0 | 0 | 0 | 0 | 0 | 0 | 0 | 0 | 0 | 0 | 0 | 0 | 0 | 0 | 0 | 2020
Vintage2003 | petroleum | TRUE | 682.1123.IA.IC | 1123 | N | . | Anita | City of Anita - (IA) | 682 | IA | WNC | MRO |  | 22 | 1 | Electric Utility | IC | DFO | DFO | MISO | A | barrels | 16 | 16 | 13 | 15 | 17 | 21 | 11 | 17 | 13 | 17 | 22 | 18 | 16 | 16 | 13 | 15 | 17 | 21 | 11 | 17 | 13 | 17 | 22 | 18 | 5.712 | 5.712 | 5.712 | 5.712 | 5.712 | 5.712 | 5.712 | 5.712 | 5.712 | 5.712 | 5.712 | 5.712 | 91 | 91 | 74 | 86 | 97 | 120 | 63 | 97 | 74 | 97 | 126 | 103 | 91 | 91 | 74 | 86 | 97 | 120 | 63 | 97 | 74 | 97 | 126 | 103 | 7.982 | 8.298 | 7.09 | 8.04 | 9.266 | 11.17 | 5.699 | 9.239 | 7.076 | 8.829 | 11.858 | 9.453 | 196 | 196 | 1119 | 1119 | 104 | 2020
Vintage1999 | petroleum | TRUE | 965.1124.IA.GT | 1124 | N | . | Atlantic | Atlantic Municipal Utilities | 965 | IA | WNC | MRO |  | 22 | 1 | Electric Utility | GT | DFO | DFO | MISO | A | barrels | 8 | 9 | 7 | 8 | 10 | 12 | 6 | 10 | 7 | 9 | 12 | 10 | 8 | 9 | 7 | 8 | 10 | 12 | 6 | 10 | 7 | 9 | 12 | 10 | 5.85 | 5.85 | 5.85 | 5.85 | 5.85 | 5.85 | 5.85 | 5.85 | 5.85 | 5.85 | 5.85 | 5.85 | 47 | 53 | 41 | 47 | 59 | 70 | 35 | 59 | 41 | 53 | 70 | 59 | 47 | 53 | 41 | 47 | 59 | 70 | 35 | 59 | 41 | 53 | 70 | 59 | 3.459 | 3.595 | 3.071 | 3.483 | 4.014 | 4.839 | 2.469 | 4.002 | 3.065 | 3.825 | 5.137 | 4.095 | 108 | 108 | 634 | 634 | 45.054 | 2020
Vintage1999 | natural gas peaker | TRUE | 965.1124.IA.GT | 1124 | N | . | Atlantic | Atlantic Municipal Utilities | 965 | IA | WNC | MRO |  | 22 | 1 | Electric Utility | GT | NG | NG | MISO | A | mcf | 150 | 179 | 75 | 94 | 139 | 155 | 254 | 143 | 111 | 116 | 94 | 161 | 150 | 179 | 75 | 94 | 139 | 155 | 254 | 143 | 111 | 116 | 94 | 161 | 1.015 | 1.015 | 1.015 | 1.015 | 1.015 | 1.015 | 1.015 | 1.015 | 1.015 | 1.015 | 1.015 | 1.015 | 152 | 182 | 76 | 95 | 141 | 157 | 258 | 145 | 113 | 118 | 95 | 163 | 152 | 182 | 76 | 95 | 141 | 157 | 258 | 145 | 113 | 118 | 95 | 163 | 10.88 | 12.924 | 5.426 | 6.776 | 10.076 | 11.227 | 18.389 | 10.36 | 8.063 | 8.383 | 6.795 | 11.647 | 1671 | 1671 | 1695 | 1695 | 120.946 | 2020
Vintage2001 | petroleum | TRUE | 1172.1125.IA.IC | 1125 | N | . | Bancroft | Bancroft Municipal Utilities | 1172 | IA | WNC | MRO |  | 22 | 1 | Electric Utility | IC | DFO | DFO | MISO | A | barrels | 0 | 0 | 0 | 0 | 0 | 0 | 0 | 0 | 0 | 0 | 0 | 8 | 0 | 0 | 0 | 0 | 0 | 0 | 0 | 0 | 0 | 0 | 0 | 8 | 0 | 0 | 0 | 0 | 0 | 0 | 0 | 0 | 0 | 0 | 0 | 5.77 | 0 | 0 | 0 | 0 | 0 | 0 | 0 | 0 | 0 | 0 | 0 | 46 | 0 | 0 | 0 | 0 | 0 | 0 | 0 | 0 | 0 | 0 | 0 | 46 | 0 | 0 | 0 | 0 | 0 | 0 | 0 | 0 | 0 | 0 | 0 | 5 | 8 | 8 | 46 | 46 | 5 | 2020
Vintage2001 | petroleum | TRUE | 1515.1126.IA.IC | 1126 | N | . | Bellevue | City of Bellevue - (IA) | 1515 | IA | WNC | MRO |  | 22 | 1 | Electric Utility | IC | DFO | DFO | MISO | A | barrels | 2 | 2 | 2 | 2 | 3 | 3 | 2 | 3 | 2 | 3 | 4 | 3 | 2 | 2 | 2 | 2 | 3 | 3 | 2 | 3 | 2 | 3 | 4 | 3 | 5.725 | 5.725 | 5.725 | 5.725 | 5.725 | 5.725 | 5.725 | 5.725 | 5.725 | 5.725 | 5.725 | 5.725 | 11 | 11 | 11 | 11 | 17 | 17 | 11 | 17 | 11 | 17 | 23 | 17 | 11 | 11 | 11 | 11 | 17 | 17 | 11 | 17 | 11 | 17 | 23 | 17 | 1.305 | 1.356 | 1.159 | 1.314 | 1.515 | 1.826 | 0.932 | 1.51 | 1.157 | 1.443 | 1.938 | 1.545 | 31 | 31 | 174 | 174 | 17 | 2020
Vintage2001 | natural gas peaker | TRUE | 1515.1126.IA.IC | 1126 | N | . | Bellevue | City of Bellevue - (IA) | 1515 | IA | WNC | MRO |  | 22 | 1 | Electric Utility | IC | NG | NG | MISO | A | mcf | 0 | 0 | 0 | 0 | 0 | 0 | 0 | 0 | 0 | 0 | 0 | 0 | 0 | 0 | 0 | 0 | 0 | 0 | 0 | 0 | 0 | 0 | 0 | 0 | 0 | 0 | 0 | 0 | 0 | 0 | 0 | 0 | 0 | 0 | 0 | 0 | 0 | 0 | 0 | 0 | 0 | 0 | 0 | 0 | 0 | 0 | 0 | 0 | 0 | 0 | 0 | 0 | 0 | 0 | 0 | 0 | 0 | 0 | 0 | 0 | 0 | 0 | 0 | 0 | 0 | 0 | 0 | 0 | 0 | 0 | 0 | 0 | 0 | 0 | 0 | 0 | 0 | 2020
Vintage1975 | petroleum | TRUE | 1869.1127.IA.IC | 1127 | N | . | Bloomfield | City of Bloomfield - (IA) | 1869 | IA | WNC | MRO |  | 22 | 1 | Electric Utility | IC | DFO | DFO | AECI | A | barrels | 9 | 8 | 7 | 8 | 9 | 11 | 6 | 9 | 7 | 9 | 12 | 9 | 9 | 8 | 7 | 8 | 9 | 11 | 6 | 9 | 7 | 9 | 12 | 9 | 6.2 | 6.2 | 6.2 | 6.2 | 6.2 | 6.2 | 6.2 | 6.2 | 6.2 | 6.2 | 6.2 | 6.2 | 56 | 50 | 43 | 50 | 56 | 68 | 37 | 56 | 43 | 56 | 74 | 56 | 56 | 50 | 43 | 50 | 56 | 68 | 37 | 56 | 43 | 56 | 74 | 56 | 4.297 | 4.468 | 3.818 | 4.329 | 4.99 | 6.015 | 3.069 | 4.975 | 3.81 | 4.754 | 6.385 | 5.09 | 104 | 104 | 645 | 645 | 56 | 2020
Vintage1975 | natural gas peaker | TRUE | 1869.1127.IA.IC | 1127 | N | . | Bloomfield | City of Bloomfield - (IA) | 1869 | IA | WNC | MRO |  | 22 | 1 | Electric Utility | IC | NG | NG | AECI | A | mcf | 0 | 0 | 0 | 0 | 0 | 0 | 0 | 0 | 0 | 0 | 0 | 0 | 0 | 0 | 0 | 0 | 0 | 0 | 0 | 0 | 0 | 0 | 0 | 0 | 0 | 0 | 0 | 0 | 0 | 0 | 0 | 0 | 0 | 0 | 0 | 0 | 0 | 0 | 0 | 0 | 0 | 0 | 0 | 0 | 0 | 0 | 0 | 0 | 0 | 0 | 0 | 0 | 0 | 0 | 0 | 0 | 0 | 0 | 0 | 0 | 0 | 0 | 0 | 0 | 0 | 0 | 0 | 0 | 0 | 0 | 0 | 0 | 0 | 0 | 0 | 0 | 0 | 2020
Vintage2012 | petroleum | TRUE | 2287.1128.IA.IC | 1128 | N | . | Brooklyn | City of Brooklyn - (IA) | 2287 | IA | WNC | MRO |  | 22 | 1 | Electric Utility | IC | DFO | DFO | MISO | A | barrels | 14 | 15 | 12 | 14 | 16 | 20 | 10 | 16 | 12 | 15 | 21 | 17 | 14 | 15 | 12 | 14 | 16 | 20 | 10 | 16 | 12 | 15 | 21 | 17 | 5.8 | 5.8 | 5.8 | 5.8 | 5.8 | 5.8 | 5.8 | 5.8 | 5.8 | 5.8 | 5.8 | 5.8 | 81 | 87 | 70 | 81 | 93 | 116 | 58 | 93 | 70 | 87 | 122 | 99 | 81 | 87 | 70 | 81 | 93 | 116 | 58 | 93 | 70 | 87 | 122 | 99 | 8.442 | 8.777 | 7.499 | 8.504 | 9.801 | 11.815 | 6.028 | 9.772 | 7.484 | 9.338 | 12.542 | 9.998 | 182 | 182 | 1057 | 1057 | 110 | 2020
Vintage2012 | natural gas peaker | TRUE | 2287.1128.IA.IC | 1128 | N | . | Brooklyn | City of Brooklyn - (IA) | 2287 | IA | WNC | MRO |  | 22 | 1 | Electric Utility | IC | NG | NG | MISO | A | mcf | 0 | 0 | 0 | 0 | 0 | 0 | 0 | 0 | 0 | 0 | 0 | 0 | 0 | 0 | 0 | 0 | 0 | 0 | 0 | 0 | 0 | 0 | 0 | 0 | 0 | 0 | 0 | 0 | 0 | 0 | 0 | 0 | 0 | 0 | 0 | 0 | 0 | 0 | 0 | 0 | 0 | 0 | 0 | 0 | 0 | 0 | 0 | 0 | 0 | 0 | 0 | 0 | 0 | 0 | 0 | 0 | 0 | 0 | 0 | 0 | 0 | 0 | 0 | 0 | 0 | 0 | 0 | 0 | 0 | 0 | 0 | 0 | 0 | 0 | 0 | 0 | 0 | 2020
Vintage2020 | petroleum | TRUE | 3137.1129.IA.IC | 1129 | N | . | Cascade | Cascade Municipal Utilities | 3137 | IA | WNC | MRO |  | 22 | 1 | Electric Utility | IC | DFO | DFO | MISO | A | barrels | 2 | 4 | 4 | 4 | 5 | 6 | 3 | 5 | 4 | 4 | 6 | 5 | 2 | 4 | 4 | 4 | 5 | 6 | 3 | 5 | 4 | 4 | 6 | 5 | 5.63 | 5.63 | 5.63 | 5.63 | 5.63 | 5.63 | 5.63 | 5.63 | 5.63 | 5.63 | 5.63 | 5.63 | 11 | 23 | 23 | 23 | 28 | 34 | 17 | 28 | 23 | 23 | 34 | 28 | 11 | 23 | 23 | 23 | 28 | 34 | 17 | 28 | 23 | 23 | 34 | 28 | 2.149 | 2.234 | 1.909 | 2.165 | 2.495 | 3.007 | 1.534 | 2.487 | 1.905 | 2.377 | 3.193 | 2.545 | 52 | 52 | 295 | 295 | 28 | 2020
Vintage2020 | natural gas peaker | TRUE | 3137.1129.IA.IC | 1129 | N | . | Cascade | Cascade Municipal Utilities | 3137 | IA | WNC | MRO |  | 22 | 1 | Electric Utility | IC | NG | NG | MISO | A | mcf | 0 | 0 | 0 | 0 | 0 | 0 | 0 | 0 | 0 | 0 | 0 | 0 | 0 | 0 | 0 | 0 | 0 | 0 | 0 | 0 | 0 | 0 | 0 | 0 | 0 | 0 | 0 | 0 | 0 | 0 | 0 | 0 | 0 | 0 | 0 | 0 | 0 | 0 | 0 | 0 | 0 | 0 | 0 | 0 | 0 | 0 | 0 | 0 | 0 | 0 | 0 | 0 | 0 | 0 | 0 | 0 | 0 | 0 | 0 | 0 | 0 | 0 | 0 | 0 | 0 | 0 | 0 | 0 | 0 | 0 | 0 | 0 | 0 | 0 | 0 | 0 | 0 | 2020
Vintage2000 | petroleum | TRUE | 3203.1130.IA.GT | 1130 | N | . | Gas Turbine (IA) | Cedar Falls Utilities | 3203 | IA | WNC | MRO |  | 22 | 1 | Electric Utility | GT | DFO | DFO | MISO | A | barrels | 0 | 0 | 0 | 0 | 0 | 0 | 0 | 0 | 0 | 0 | 0 | 0 | 0 | 0 | 0 | 0 | 0 | 0 | 0 | 0 | 0 | 0 | 0 | 0 | 0 | 0 | 0 | 0 | 0 | 0 | 0 | 0 | 0 | 0 | 0 | 0 | 0 | 0 | 0 | 0 | 0 | 0 | 0 | 0 | 0 | 0 | 0 | 0 | 0 | 0 | 0 | 0 | 0 | 0 | 0 | 0 | 0 | 0 | 0 | 0 | 0 | 0 | 0 | 0 | 0 | 0 | 0 | 0 | 0 | 0 | 0 | 0 | 0 | 0 | 0 | 0 | 0 | 2020
Vintage2000 | natural gas peaker | TRUE | 3203.1130.IA.GT | 1130 | N | . | Gas Turbine (IA) | Cedar Falls Utilities | 3203 | IA | WNC | MRO |  | 22 | 1 | Electric Utility | GT | NG | NG | MISO | A | mcf | 494 | 588 | 247 | 308 | 458 | 510 | 836 | 471 | 367 | 381 | 309 | 529 | 494 | 588 | 247 | 308 | 458 | 510 | 836 | 471 | 367 | 381 | 309 | 529 | 1.09 | 1.09 | 1.09 | 1.09 | 1.09 | 1.09 | 1.09 | 1.09 | 1.09 | 1.09 | 1.09 | 1.09 | 538 | 641 | 269 | 336 | 499 | 556 | 911 | 513 | 400 | 415 | 337 | 577 | 538 | 641 | 269 | 336 | 499 | 556 | 911 | 513 | 400 | 415 | 337 | 577 | -33.823 | -40.178 | -16.869 | -21.066 | -31.326 | -34.903 | -57.167 | -32.208 | -25.065 | -26.061 | -21.124 | -36.21 | 5498 | 5498 | 5992 | 5992 | -376 | 2020
Vintage1973 | biomass | TRUE | 3203.1131.IA.ST | 1131 | N | . | Streeter Station | Cedar Falls Utilities | 3203 | IA | WNC | MRO |  | 22 | 1 | Electric Utility | ST | AB | ORW | MISO | AM | short tons | 0 | 0 | 0 | 0 | 0 | 0 | 0 | 0 | 0 | 0 | 0 | 0 | 0 | 0 | 0 | 0 | 0 | 0 | 0 | 0 | 0 | 0 | 0 | 0 | 0 | 0 | 0 | 0 | 0 | 0 | 0 | 0 | 0 | 0 | 0 | 0 | 0 | 0 | 0 | 0 | 0 | 0 | 0 | 0 | 0 | 0 | 0 | 0 | 0 | 0 | 0 | 0 | 0 | 0 | 0 | 0 | 0 | 0 | 0 | 0 | 0 | 0 | 0 | 0 | 0 | 0 | 0 | 0 | 0 | 0 | 0 | 0 | 0 | 0 | 0 | 0 | 0 | 2020
Vintage1973 | hard coal | TRUE | 3203.1131.IA.ST | 1131 | N | . | Streeter Station | Cedar Falls Utilities | 3203 | IA | WNC | MRO |  | 22 | 1 | Electric Utility | ST | BIT | COL | MISO | AM | short tons | 0 | 0 | 0 | 0 | 0 | 0 | 0 | 0 | 0 | 0 | 0 | 76 | 0 | 0 | 0 | 0 | 0 | 0 | 0 | 0 | 0 | 0 | 0 | 76 | 0 | 0 | 0 | 0 | 0 | 0 | 0 | 0 | 0 | 0 | 0 | 21.2 | 0 | 0 | 0 | 0 | 0 | 0 | 0 | 0 | 0 | 0 | 0 | 1611 | 0 | 0 | 0 | 0 | 0 | 0 | 0 | 0 | 0 | 0 | 0 | 1611 | 0 | -4.472 | 0 | 0 | -3.295 | 0 | 0 | 0 | 0 | 0 | -4.031 | 80.018 | 76 | 76 | 1611 | 1611 | 68.22 | 2020
Vintage1973 | natural gas steam turbine | TRUE | 3203.1131.IA.ST | 1131 | N | . | Streeter Station | Cedar Falls Utilities | 3203 | IA | WNC | MRO |  | 22 | 1 | Electric Utility | ST | NG | NG | MISO | AM | mcf | 3052 | 0 | 13 | 8 | 0 | 7633 | 11518 | 329 | 74 | 17066 | 0 | 15937 | 3052 | 0 | 13 | 8 | 0 | 7633 | 11518 | 329 | 74 | 17066 | 0 | 15937 | 1.06 | 0 | 1.06 | 1.06 | 0 | 1.06 | 1.06 | 1.06 | 1.06 | 1.06 | 0 | 1.06 | 3235 | 0 | 14 | 8 | 0 | 8091 | 12209 | 349 | 78 | 18090 | 0 | 16893 | 3235 | 0 | 14 | 8 | 0 | 8091 | 12209 | 349 | 78 | 18090 | 0 | 16893 | -4 | -147.528 | -141 | -125 | -108.705 | 399 | 538 | -127 | -116 | 1000 | -132.969 | 838.982 | 55630 | 55630 | 58967 | 58967 | 1873.78 | 2020
Vintage1973 | biomass | TRUE | 3203.1131.IA.ST | 1131 | N | . | Streeter Station | Cedar Falls Utilities | 3203 | IA | WNC | MRO |  | 22 | 1 | Electric Utility | ST | OBS | ORW | MISO | AM | short tons | 0 | 0 | 0 | 0 | 0 | 0 | 0 | 0 | 0 | 0 | 0 | 0 | 0 | 0 | 0 | 0 | 0 | 0 | 0 | 0 | 0 | 0 | 0 | 0 | 0 | 0 | 0 | 0 | 0 | 0 | 0 | 0 | 0 | 0 | 0 | 0 | 0 | 0 | 0 | 0 | 0 | 0 | 0 | 0 | 0 | 0 | 0 | 0 | 0 | 0 | 0 | 0 | 0 | 0 | 0 | 0 | 0 | 0 | 0 | 0 | 0 | 0 | 0 | 0 | 0 | 0 | 0 | 0 | 0 | 0 | 0 | 0 | 0 | 0 | 0 | 0 | 0 | 2020
Vintage1973 | biomass | TRUE | 3203.1131.IA.ST | 1131 | N | . | Streeter Station | Cedar Falls Utilities | 3203 | IA | WNC | MRO |  | 22 | 1 | Electric Utility | ST | WDS | WWW | MISO | AM | short tons | 0 | 0 | 0 | 0 | 0 | 0 | 0 | 0 | 0 | 0 | 0 | 0 | 0 | 0 | 0 | 0 | 0 | 0 | 0 | 0 | 0 | 0 | 0 | 0 | 0 | 0 | 0 | 0 | 0 | 0 | 0 | 0 | 0 | 0 | 0 | 0 | 0 | 0 | 0 | 0 | 0 | 0 | 0 | 0 | 0 | 0 | 0 | 0 | 0 | 0 | 0 | 0 | 0 | 0 | 0 | 0 | 0 | 0 | 0 | 0 | 0 | 0 | 0 | 0 | 0 | 0 | 0 | 0 | 0 | 0 | 0 | 0 | 0 | 0 | 0 | 0 | 0 | 2020
Vintage2003 | petroleum | TRUE | 3900.1132.IA.IC | 1132 | N | . | Coggon | City of Coggon - (IA) | 3900 | IA | WNC | MRO |  | 22 | 1 | Electric Utility | IC | DFO | DFO | MISO | A | barrels | 5 | 6 | 5 | 6 | 7 | 8 | 4 | 7 | 5 | 6 | 9 | 7 | 5 | 6 | 5 | 6 | 7 | 8 | 4 | 7 | 5 | 6 | 9 | 7 | 6.2 | 6.2 | 6.2 | 6.2 | 6.2 | 6.2 | 6.2 | 6.2 | 6.2 | 6.2 | 6.2 | 6.2 | 31 | 37 | 31 | 37 | 43 | 50 | 25 | 43 | 31 | 37 | 56 | 43 | 31 | 37 | 31 | 37 | 43 | 50 | 25 | 43 | 31 | 37 | 56 | 43 | 3.609 | 3.753 | 3.207 | 3.637 | 4.191 | 5.053 | 2.578 | 4.179 | 3.201 | 3.993 | 5.363 | 4.276 | 75 | 75 | 464 | 464 | 47.04 | 2020
Vintage2006 | petroleum | TRUE | 4375.1134.IA.IC | 1134 | N | . | Corning | City of Corning - (IA) | 4375 | IA | WNC | MRO |  | 22 | 1 | Electric Utility | IC | DFO | DFO | MISO | A | barrels | 13 | 13 | 11 | 12 | 14 | 17 | 9 | 14 | 11 | 13 | 18 | 14 | 13 | 13 | 11 | 12 | 14 | 17 | 9 | 14 | 11 | 13 | 18 | 14 | 5.8 | 5.8 | 5.8 | 5.8 | 5.8 | 5.8 | 5.8 | 5.8 | 5.8 | 5.8 | 5.8 | 5.8 | 75 | 75 | 64 | 70 | 81 | 99 | 52 | 81 | 64 | 75 | 104 | 81 | 75 | 75 | 64 | 70 | 81 | 99 | 52 | 81 | 64 | 75 | 104 | 81 | 6.064 | 6.303 | 5.385 | 6.108 | 7.039 | 8.485 | 4.329 | 7.018 | 5.375 | 6.706 | 9.007 | 7.181 | 159 | 159 | 921 | 921 | 79 | 2020
Vintage2000 | petroleum | TRUE | 4919.1135.IA.IC | 1135 | N | . | Dayton (IA) | City of Dayton - (IA) | 4919 | IA | WNC | MRO |  | 22 | 1 | Electric Utility | IC | DFO | DFO | MISO | A | barrels | 1 | 1 | 1 | 1 | 1 | 3 | 1 | 1 | 1 | 1 | 2 | 1 | 1 | 1 | 1 | 1 | 1 | 3 | 1 | 1 | 1 | 1 | 2 | 1 | 5.757 | 5.757 | 5.757 | 5.757 | 5.757 | 5.757 | 5.757 | 5.757 | 5.757 | 5.757 | 5.757 | 5.757 | 6 | 6 | 6 | 6 | 6 | 17 | 6 | 6 | 6 | 6 | 12 | 6 | 6 | 6 | 6 | 6 | 6 | 17 | 6 | 6 | 6 | 6 | 12 | 6 | 0.461 | 0.479 | 0.409 | 0.464 | 0.535 | 0.644 | 0.329 | 0.533 | 0.408 | 0.509 | 0.684 | 0.545 | 15 | 15 | 89 | 89 | 6 | 2020
Vintage1969 | petroleum | TRUE | 5998.1137.IA.IC | 1137 | N | . | Estherville | City of Estherville - (IA) | 5998 | IA | WNC | MRO |  | 22 | 1 | Electric Utility | IC | DFO | DFO | SWPP | A | barrels | 10 | 10 | 8 | 10 | 11 | 13 | 7 | 11 | 8 | 10 | 14 | 11 | 10 | 10 | 8 | 10 | 11 | 13 | 7 | 11 | 8 | 10 | 14 | 11 | 5.4 | 5.4 | 5.4 | 5.4 | 5.4 | 5.4 | 5.4 | 5.4 | 5.4 | 5.4 | 5.4 | 5.4 | 54 | 54 | 43 | 54 | 59 | 70 | 38 | 59 | 43 | 54 | 76 | 59 | 54 | 54 | 43 | 54 | 59 | 70 | 38 | 59 | 43 | 54 | 76 | 59 | 4.137 | 4.302 | 3.676 | 4.169 | 4.804 | 5.791 | 2.955 | 4.79 | 3.669 | 4.577 | 6.148 | 4.901 | 123 | 123 | 663 | 663 | 53.919 | 2020
Vintage1969 | natural gas peaker | TRUE | 5998.1137.IA.IC | 1137 | N | . | Estherville | City of Estherville - (IA) | 5998 | IA | WNC | MRO |  | 22 | 1 | Electric Utility | IC | NG | NG | SWPP | A | mcf | 0 | 0 | 0 | 0 | 0 | 0 | 0 | 0 | 0 | 0 | 0 | 1 | 0 | 0 | 0 | 0 | 0 | 0 | 0 | 0 | 0 | 0 | 0 | 1 | 0 | 0 | 0 | 0 | 0 | 0 | 0 | 0 | 0 | 0 | 0 | 1 | 0 | 0 | 0 | 0 | 0 | 0 | 0 | 0 | 0 | 0 | 0 | 1 | 0 | 0 | 0 | 0 | 0 | 0 | 0 | 0 | 0 | 0 | 0 | 1 | 0 | 0 | 0 | 0 | 0 | 0 | 0 | 0 | 0 | 0 | 0 | 0.081 | 1 | 1 | 1 | 1 | 0.081 | 2020
Vintage2000 | petroleum | TRUE | 6579.1138.IA.IC | 1138 | N | . | Forest City Light Plant | City of Forest City- (IA) | 6579 | IA | WNC | MRO |  | 22 | 1 | Electric Utility | IC | DFO | DFO | MISO | A | barrels | 35 | 36 | 31 | 35 | 40 | 49 | 25 | 40 | 31 | 39 | 52 | 41 | 35 | 36 | 31 | 35 | 40 | 49 | 25 | 40 | 31 | 39 | 52 | 41 | 6.1 | 6.1 | 6.1 | 6.1 | 6.1 | 6.1 | 6.1 | 6.1 | 6.1 | 6.1 | 6.1 | 6.1 | 214 | 220 | 189 | 214 | 244 | 299 | 153 | 244 | 189 | 238 | 317 | 250 | 214 | 220 | 189 | 214 | 244 | 299 | 153 | 244 | 189 | 238 | 317 | 250 | 19.954 | 20.745 | 17.724 | 20.101 | 23.166 | 27.926 | 14.248 | 23.097 | 17.69 | 22.071 | 29.645 | 23.633 | 454 | 454 | 2771 | 2771 | 260 | 2020
Vintage2013 | petroleum | TRUE | 7424.1141.IA.IC | 1141 | N | . | Gowrie | Gowrie Municipal Utilities | 7424 | IA | WNC | MRO |  | 22 | 1 | Electric Utility | IC | DFO | DFO | MISO | A | barrels | 27 | 28 | 24 | 28 | 32 | 38 | 20 | 32 | 24 | 30 | 41 | 32 | 27 | 28 | 24 | 28 | 32 | 38 | 20 | 32 | 24 | 30 | 41 | 32 | 5.7 | 5.7 | 5.7 | 5.7 | 5.7 | 5.7 | 5.7 | 5.7 | 5.7 | 5.7 | 5.7 | 5.7 | 154 | 160 | 137 | 160 | 182 | 217 | 114 | 182 | 137 | 171 | 234 | 182 | 154 | 160 | 137 | 160 | 182 | 217 | 114 | 182 | 137 | 171 | 234 | 182 | 17.419 | 18.112 | 15.475 | 17.55 | 20.226 | 24.382 | 12.44 | 20.166 | 15.445 | 19.27 | 25.882 | 20.633 | 356 | 356 | 2030 | 2030 | 227 | 2020
Vintage2002 | petroleum | TRUE | 7443.1142.IA.IC | 1142 | N | . | Graettinger | City of Graettinger - (IA) | 7443 | IA | WNC | MRO |  | 22 | 1 | Electric Utility | IC | DFO | DFO | MISO | A | barrels | 1 | 1 | 1 | 1 | 1 | 2 | 1 | 1 | 1 | 1 | 2 | 1 | 1 | 1 | 1 | 1 | 1 | 2 | 1 | 1 | 1 | 1 | 2 | 1 | 5.9 | 5.9 | 5.9 | 5.9 | 5.9 | 5.9 | 5.9 | 5.9 | 5.9 | 5.9 | 5.9 | 5.9 | 6 | 6 | 6 | 6 | 6 | 12 | 6 | 6 | 6 | 6 | 12 | 6 | 6 | 6 | 6 | 6 | 6 | 12 | 6 | 6 | 6 | 6 | 12 | 6 | 0.69 | 0.718 | 0.614 | 0.696 | 0.802 | 0.967 | 0.493 | 0.8 | 0.612 | 0.764 | 1.026 | 0.818 | 14 | 14 | 84 | 84 | 9 | 2020
Vintage1994 | petroleum | TRUE | 7486.1143.IA.IC | 1143 | N | . | Grand Junction | City of Grand Junction - (IA) | 7486 | IA | WNC | MRO |  | 22 | 1 | Electric Utility | IC | DFO | DFO | MISO | A | barrels | 2 | 4 | 4 | 4 | 5 | 6 | 3 | 5 | 4 | 4 | 6 | 5 | 2 | 4 | 4 | 4 | 5 | 6 | 3 | 5 | 4 | 4 | 6 | 5 | 5.5 | 5.5 | 5.5 | 5.5 | 5.5 | 5.5 | 5.5 | 5.5 | 5.5 | 5.5 | 5.5 | 5.5 | 11 | 22 | 22 | 22 | 28 | 33 | 17 | 28 | 22 | 22 | 33 | 28 | 11 | 22 | 22 | 22 | 28 | 33 | 17 | 28 | 22 | 22 | 33 | 28 | 0.921 | 0.957 | 0.818 | 0.928 | 1.069 | 1.289 | 0.658 | 1.066 | 0.816 | 1.019 | 1.368 | 1.091 | 52 | 52 | 288 | 288 | 12 | 2020
Vintage1990 | petroleum | TRUE | 7743.1145.IA.IC | 1145 | N | . | Grundy Center City Light Plant | Grundy Center Mun Light & Power | 7743 | IA | WNC | MRO |  | 22 | 1 | Electric Utility | IC | DFO | DFO | MISO | A | barrels | 6 | 6 | 5 | 6 | 7 | 8 | 4 | 7 | 5 | 7 | 9 | 7 | 6 | 6 | 5 | 6 | 7 | 8 | 4 | 7 | 5 | 7 | 9 | 7 | 5.8 | 5.8 | 5.8 | 5.8 | 5.8 | 5.8 | 5.8 | 5.8 | 5.8 | 5.8 | 5.8 | 5.8 | 35 | 35 | 29 | 35 | 41 | 46 | 23 | 41 | 29 | 41 | 52 | 41 | 35 | 35 | 29 | 35 | 41 | 46 | 23 | 41 | 29 | 41 | 52 | 41 | 4.267 | 4.437 | 3.791 | 4.299 | 4.955 | 5.973 | 3.047 | 4.94 | 3.784 | 4.72 | 6.34 | 5.054 | 77 | 77 | 448 | 448 | 55.607 | 2020
Vintage1990 | natural gas peaker | TRUE | 7743.1145.IA.IC | 1145 | N | . | Grundy Center City Light Plant | Grundy Center Mun Light & Power | 7743 | IA | WNC | MRO |  | 22 | 1 | Electric Utility | IC | NG | NG | MISO | A | mcf | 19 | 21 | 9 | 11 | 16 | 18 | 30 | 17 | 13 | 14 | 11 | 19 | 19 | 21 | 9 | 11 | 16 | 18 | 30 | 17 | 13 | 14 | 11 | 19 | 1.03 | 1.03 | 1.03 | 1.03 | 1.03 | 1.03 | 1.03 | 1.03 | 1.03 | 1.03 | 1.03 | 1.03 | 20 | 22 | 9 | 11 | 16 | 19 | 31 | 18 | 13 | 14 | 11 | 20 | 20 | 22 | 9 | 11 | 16 | 19 | 31 | 18 | 13 | 14 | 11 | 20 | 2.284 | 2.713 | 1.139 | 1.423 | 2.116 | 2.357 | 3.861 | 2.175 | 1.693 | 1.76 | 1.427 | 2.445 | 198 | 198 | 204 | 204 | 25.393 | 2020
Vintage2001 | petroleum | TRUE | 8122.1146.IA.IC | 1146 | N | . | Harlan | Harlan Municipal Utilities - (IA) | 8122 | IA | WNC | MRO |  | 22 | 1 | Electric Utility | IC | DFO | DFO | MISO | A | barrels | 0 | 0 | 0 | 0 | 0 | 0 | 0 | 0 | 0 | 0 | 0 | 1 | 0 | 0 | 0 | 0 | 0 | 0 | 0 | 0 | 0 | 0 | 0 | 1 | 0 | 0 | 0 | 0 | 0 | 0 | 0 | 0 | 0 | 0 | 0 | 5.77 | 0 | 0 | 0 | 0 | 0 | 0 | 0 | 0 | 0 | 0 | 0 | 6 | 0 | 0 | 0 | 0 | 0 | 0 | 0 | 0 | 0 | 0 | 0 | 6 | 0 | 0 | 0 | 0 | 0 | 0 | 0 | 0 | 0 | 0 | 0 | 0 | 1 | 1 | 6 | 6 | 0 | 2020
Vintage2000 | petroleum | TRUE | 9275.1150.IA.GT | 1150 | N | . | Indianola | Indianola Municipal Utilities | 9275 | IA | WNC | MRO |  | 22 | 1 | Electric Utility | GT | DFO | DFO | MISO | A | barrels | 68 | 70 | 60 | 68 | 79 | 95 | 48 | 78 | 60 | 75 | 101 | 80 | 68 | 70 | 60 | 68 | 79 | 95 | 48 | 78 | 60 | 75 | 101 | 80 | 5.8 | 5.8 | 5.8 | 5.8 | 5.8 | 5.8 | 5.8 | 5.8 | 5.8 | 5.8 | 5.8 | 5.8 | 394 | 406 | 348 | 394 | 458 | 551 | 278 | 452 | 348 | 435 | 586 | 464 | 394 | 406 | 348 | 394 | 458 | 551 | 278 | 452 | 348 | 435 | 586 | 464 | -21.488 | -22.34 | -19.088 | -21.647 | -24.948 | -30.074 | -15.345 | -24.874 | -19.051 | -23.769 | -31.925 | -25.451 | 882 | 882 | 5114 | 5114 | -280 | 2020
Vintage1970 | petroleum | TRUE | 9275.1150.IA.IC | 1150 | N | . | Indianola | Indianola Municipal Utilities | 9275 | IA | WNC | MRO |  | 22 | 1 | Electric Utility | IC | DFO | DFO | MISO | A | barrels | 0 | 0 | 0 | 0 | 0 | 0 | 0 | 0 | 0 | 0 | 0 | 0 | 0 | 0 | 0 | 0 | 0 | 0 | 0 | 0 | 0 | 0 | 0 | 0 | 0 | 0 | 0 | 0 | 0 | 0 | 0 | 0 | 0 | 0 | 0 | 0 | 0 | 0 | 0 | 0 | 0 | 0 | 0 | 0 | 0 | 0 | 0 | 0 | 0 | 0 | 0 | 0 | 0 | 0 | 0 | 0 | 0 | 0 | 0 | 0 | 0 | 0 | 0 | 0 | 0 | 0 | 0 | 0 | 0 | 0 | 0 | 0 | 0 | 0 | 0 | 0 | 0 | 2020
Vintage1970 | natural gas peaker | TRUE | 9275.1150.IA.IC | 1150 | N | . | Indianola | Indianola Municipal Utilities | 9275 | IA | WNC | MRO |  | 22 | 1 | Electric Utility | IC | NG | NG | MISO | A | mcf | 0 | 0 | 0 | 0 | 0 | 0 | 0 | 0 | 0 | 0 | 0 | 0 | 0 | 0 | 0 | 0 | 0 | 0 | 0 | 0 | 0 | 0 | 0 | 0 | 0 | 0 | 0 | 0 | 0 | 0 | 0 | 0 | 0 | 0 | 0 | 0 | 0 | 0 | 0 | 0 | 0 | 0 | 0 | 0 | 0 | 0 | 0 | 0 | 0 | 0 | 0 | 0 | 0 | 0 | 0 | 0 | 0 | 0 | 0 | 0 | 0 | 0 | 0 | 0 | 0 | 0 | 0 | 0 | 0 | 0 | 0 | 0 | 0 | 0 | 0 | 0 | 0 | 2020
Vintage2005 | petroleum | TRUE | 10608.1153.IA.IC | 1153 | N | . | Lake Park | City of Lake Park - (IA) | 10608 | IA | WNC | MRO |  | 22 | 1 | Electric Utility | IC | DFO | DFO | MISO | A | barrels | 11 | 12 | 10 | 11 | 13 | 16 | 8 | 13 | 10 | 12 | 17 | 13 | 11 | 12 | 10 | 11 | 13 | 16 | 8 | 13 | 10 | 12 | 17 | 13 | 5.778 | 5.778 | 5.778 | 5.778 | 5.778 | 5.778 | 5.778 | 5.778 | 5.778 | 5.778 | 5.778 | 5.778 | 64 | 69 | 58 | 64 | 75 | 92 | 46 | 75 | 58 | 69 | 98 | 75 | 64 | 69 | 58 | 64 | 75 | 92 | 46 | 75 | 58 | 69 | 98 | 75 | 4.145 | 4.309 | 3.681 | 4.175 | 4.811 | 5.8 | 2.959 | 4.797 | 3.674 | 4.584 | 6.157 | 4.908 | 146 | 146 | 843 | 843 | 54 | 2020
Vintage1999 | petroleum | TRUE | 10606.1154.IA.IC | 1154 | N | . | Lake Mills | City of Lake Mills | 10606 | IA | WNC | MRO |  | 22 | 1 | Electric Utility | IC | DFO | DFO | MISO | A | barrels | 24 | 25 | 22 | 24 | 28 | 34 | 17 | 28 | 22 | 27 | 36 | 29 | 24 | 25 | 22 | 24 | 28 | 34 | 17 | 28 | 22 | 27 | 36 | 29 | 5.954 | 5.954 | 5.954 | 5.954 | 5.954 | 5.954 | 5.954 | 5.954 | 5.954 | 5.954 | 5.954 | 5.954 | 143 | 149 | 131 | 143 | 167 | 202 | 101 | 167 | 131 | 161 | 214 | 173 | 143 | 149 | 131 | 143 | 167 | 202 | 101 | 167 | 131 | 161 | 214 | 173 | 5.756 | 5.984 | 5.113 | 5.798 | 6.682 | 8.056 | 4.11 | 6.663 | 5.103 | 6.367 | 8.551 | 6.817 | 316 | 316 | 1882 | 1882 | 75 | 2020
Vintage1999 | natural gas peaker | TRUE | 10606.1154.IA.IC | 1154 | N | . | Lake Mills | City of Lake Mills | 10606 | IA | WNC | MRO |  | 22 | 1 | Electric Utility | IC | NG | NG | MISO | A | mcf | 0 | 0 | 0 | 0 | 0 | 0 | 0 | 0 | 0 | 0 | 0 | 0 | 0 | 0 | 0 | 0 | 0 | 0 | 0 | 0 | 0 | 0 | 0 | 0 | 0 | 0 | 0 | 0 | 0 | 0 | 0 | 0 | 0 | 0 | 0 | 0 | 0 | 0 | 0 | 0 | 0 | 0 | 0 | 0 | 0 | 0 | 0 | 0 | 0 | 0 | 0 | 0 | 0 | 0 | 0 | 0 | 0 | 0 | 0 | 0 | 0 | 0 | 0 | 0 | 0 | 0 | 0 | 0 | 0 | 0 | 0 | 0 | 0 | 0 | 0 | 0 | 0 | 2020
Vintage2011 | petroleum | TRUE | 10650.1155.IA.IC | 1155 | N | . | Lamoni Municipal Utilities | City of Lamoni - (IA) | 10650 | IA | WNC | MRO |  | 22 | 1 | Electric Utility | IC | DFO | DFO | MISO | A | barrels | 13 | 13 | 11 | 13 | 15 | 18 | 9 | 15 | 11 | 14 | 19 | 15 | 13 | 13 | 11 | 13 | 15 | 18 | 9 | 15 | 11 | 14 | 19 | 15 | 5.88 | 5.88 | 5.88 | 5.88 | 5.88 | 5.88 | 5.88 | 5.88 | 5.88 | 5.88 | 5.88 | 5.88 | 76 | 76 | 65 | 76 | 88 | 106 | 53 | 88 | 65 | 82 | 112 | 88 | 76 | 76 | 65 | 76 | 88 | 106 | 53 | 88 | 65 | 82 | 112 | 88 | 6.448 | 6.702 | 5.726 | 6.494 | 7.484 | 9.022 | 4.603 | 7.462 | 5.715 | 7.131 | 9.578 | 7.635 | 166 | 166 | 975 | 975 | 84 | 2020
Vintage2011 | natural gas peaker | TRUE | 10650.1155.IA.IC | 1155 | N | . | Lamoni Municipal Utilities | City of Lamoni - (IA) | 10650 | IA | WNC | MRO |  | 22 | 1 | Electric Utility | IC | NG | NG | MISO | A | mcf | 0 | 0 | 0 | 0 | 0 | 0 | 0 | 0 | 0 | 0 | 0 | 0 | 0 | 0 | 0 | 0 | 0 | 0 | 0 | 0 | 0 | 0 | 0 | 0 | 0 | 0 | 0 | 0 | 0 | 0 | 0 | 0 | 0 | 0 | 0 | 0 | 0 | 0 | 0 | 0 | 0 | 0 | 0 | 0 | 0 | 0 | 0 | 0 | 0 | 0 | 0 | 0 | 0 | 0 | 0 | 0 | 0 | 0 | 0 | 0 | 0 | 0 | 0 | 0 | 0 | 0 | 0 | 0 | 0 | 0 | 0 | 0 | 0 | 0 | 0 | 0 | 0 | 2020
Vintage2013 | petroleum | TRUE | 10542.1156.IA.IC | 1156 | N | . | La Porte | La Porte City Utilities | 10542 | IA | WNC | MRO |  | 22 | 1 | Electric Utility | IC | DFO | DFO | MISO | A | barrels | 15 | 18 | 15 | 17 | 20 | 24 | 12 | 20 | 15 | 19 | 25 | 20 | 15 | 18 | 15 | 17 | 20 | 24 | 12 | 20 | 15 | 19 | 25 | 20 | 6.2 | 6.2 | 6.2 | 6.2 | 6.2 | 6.2 | 6.2 | 6.2 | 6.2 | 6.2 | 6.2 | 6.2 | 93 | 112 | 93 | 105 | 124 | 149 | 74 | 124 | 93 | 118 | 155 | 124 | 93 | 112 | 93 | 105 | 124 | 149 | 74 | 124 | 93 | 118 | 155 | 124 | 9.671 | 10.053 | 8.589 | 9.741 | 11.227 | 13.533 | 6.905 | 11.193 | 8.573 | 10.696 | 14.366 | 11.453 | 220 | 220 | 1364 | 1364 | 126 | 2020
Vintage2013 | petroleum | TRUE | 10769.1157.IA.IC | 1157 | N | . | Laurens | City of Laurens - (IA) | 10769 | IA | WNC | MRO |  | 22 | 1 | Electric Utility | IC | DFO | DFO | SWPP | A | barrels | 5 | 5 | 4 | 5 | 6 | 7 | 3 | 6 | 4 | 5 | 7 | 6 | 5 | 5 | 4 | 5 | 6 | 7 | 3 | 6 | 4 | 5 | 7 | 6 | 5.855 | 5.855 | 5.855 | 5.855 | 5.855 | 5.855 | 5.855 | 5.855 | 5.855 | 5.855 | 5.855 | 5.855 | 29 | 29 | 23 | 29 | 35 | 41 | 18 | 35 | 23 | 29 | 41 | 35 | 29 | 29 | 23 | 29 | 35 | 41 | 18 | 35 | 23 | 29 | 41 | 35 | 2.763 | 2.872 | 2.454 | 2.783 | 3.208 | 3.867 | 1.973 | 3.198 | 2.449 | 3.056 | 4.105 | 3.272 | 63 | 63 | 367 | 367 | 36 | 2020
Vintage2016 | petroleum | TRUE | 10908.1158.IA.IC | 1158 | N | . | Lenox | City of Lenox - (IA) | 10908 | IA | WNC | MRO |  | 22 | 1 | Electric Utility | IC | DFO | DFO | MISO | A | barrels | 183 | 192 | 164 | 186 | 214 | 258 | 132 | 214 | 164 | 204 | 274 | 219 | 183 | 192 | 164 | 186 | 214 | 258 | 132 | 214 | 164 | 204 | 274 | 219 | 6.2 | 6.2 | 6.2 | 6.2 | 6.2 | 6.2 | 6.2 | 6.2 | 6.2 | 6.2 | 6.2 | 6.2 | 1135 | 1190 | 1017 | 1153 | 1327 | 1600 | 818 | 1327 | 1017 | 1265 | 1699 | 1358 | 1135 | 1190 | 1017 | 1153 | 1327 | 1600 | 818 | 1327 | 1017 | 1265 | 1699 | 1358 | 65.538 | 68.138 | 58.218 | 66.023 | 76.091 | 91.727 | 46.801 | 75.866 | 58.106 | 72.496 | 97.372 | 77.624 | 2404 | 2404 | 14906 | 14906 | 854 | 2020
Vintage2012 | petroleum | TRUE | 11581.1160.IA.IC | 1160 | N | . | Manning | City of Manning | 11581 | IA | WNC | MRO |  | 22 | 1 | Electric Utility | IC | DFO | DFO | SWPP | A | barrels | 78 | 80 | 68 | 78 | 89 | 108 | 55 | 89 | 68 | 85 | 114 | 91 | 78 | 80 | 68 | 78 | 89 | 108 | 55 | 89 | 68 | 85 | 114 | 91 | 5.8 | 5.8 | 5.8 | 5.8 | 5.8 | 5.8 | 5.8 | 5.8 | 5.8 | 5.8 | 5.8 | 5.8 | 452 | 464 | 394 | 452 | 516 | 626 | 319 | 516 | 394 | 493 | 661 | 528 | 452 | 464 | 394 | 452 | 516 | 626 | 319 | 516 | 394 | 493 | 661 | 528 | 27.319 | 28.404 | 24.269 | 27.523 | 31.72 | 38.237 | 19.509 | 31.626 | 24.222 | 30.221 | 40.591 | 32.359 | 1003 | 1003 | 5815 | 5815 | 356 | 2020
Vintage2004 | petroleum | TRUE | 11611.1162.IA.IC | 1162 | N | . | Maquoketa 1 | City of Maquoketa - (IA) | 11611 | IA | WNC | MRO |  | 22 | 1 | Electric Utility | IC | DFO | DFO | MISO | A | barrels | 7 | 8 | 7 | 7 | 9 | 10 | 5 | 9 | 7 | 8 | 11 | 9 | 7 | 8 | 7 | 7 | 9 | 10 | 5 | 9 | 7 | 8 | 11 | 9 | 5.82 | 5.82 | 5.82 | 5.82 | 5.82 | 5.82 | 5.82 | 5.82 | 5.82 | 5.82 | 5.82 | 5.82 | 41 | 47 | 41 | 41 | 52 | 58 | 29 | 52 | 41 | 47 | 64 | 52 | 41 | 47 | 41 | 41 | 52 | 58 | 29 | 52 | 41 | 47 | 64 | 52 | -30.154 | -31.351 | -26.787 | -30.378 | -35.01 | -42.205 | -21.534 | -34.907 | -26.735 | -33.356 | -44.802 | -35.716 | 97 | 97 | 565 | 565 | -392.935 | 2020
Vintage2004 | natural gas peaker | TRUE | 11611.1162.IA.IC | 1162 | N | . | Maquoketa 1 | City of Maquoketa - (IA) | 11611 | IA | WNC | MRO |  | 22 | 1 | Electric Utility | IC | NG | NG | MISO | A | mcf | 38 | 44 | 18 | 23 | 34 | 38 | 63 | 35 | 27 | 29 | 23 | 40 | 38 | 44 | 18 | 23 | 34 | 38 | 63 | 35 | 27 | 29 | 23 | 40 | 1.015 | 1.015 | 1.015 | 1.015 | 1.015 | 1.015 | 1.015 | 1.015 | 1.015 | 1.015 | 1.015 | 1.015 | 39 | 45 | 18 | 23 | 35 | 39 | 64 | 36 | 27 | 29 | 23 | 41 | 39 | 45 | 18 | 23 | 35 | 39 | 64 | 36 | 27 | 29 | 23 | 41 | -26.183 | -31.102 | -13.058 | -16.308 | -24.249 | -27.019 | -44.254 | -24.933 | -19.403 | -20.174 | -16.352 | -28.03 | 412 | 412 | 419 | 419 | -291.065 | 2020
Vintage1977 | petroleum | TRUE | 12114.1163.IA.IC | 1163 | N | . | McGregor | City of McGregor- (IA) | 12114 | IA | WNC | MRO |  | 22 | 1 | Electric Utility | IC | DFO | DFO | MISO | A | barrels | 3 | 2 | 2 | 2 | 2 | 3 | 2 | 2 | 2 | 2 | 3 | 3 | 3 | 2 | 2 | 2 | 2 | 3 | 2 | 2 | 2 | 2 | 3 | 3 | 5.8 | 5.8 | 5.8 | 5.8 | 5.8 | 5.8 | 5.8 | 5.8 | 5.8 | 5.8 | 5.8 | 5.8 | 17 | 12 | 12 | 12 | 12 | 17 | 12 | 12 | 12 | 12 | 17 | 17 | 17 | 12 | 12 | 12 | 12 | 17 | 12 | 12 | 12 | 12 | 17 | 17 | 1.151 | 1.197 | 1.023 | 1.16 | 1.336 | 1.611 | 0.822 | 1.333 | 1.021 | 1.273 | 1.71 | 1.363 | 28 | 28 | 164 | 164 | 15 | 2020
Vintage1997 | petroleum | TRUE | 12541.1164.IA.IC | 1164 | N | . | Milford | City of Milford - (IA) | 12541 | IA | WNC | MRO |  | 22 | 1 | Electric Utility | IC | DFO | DFO | SWPP | A | barrels | 5 | 4 | 4 | 4 | 5 | 6 | 3 | 5 | 4 | 5 | 6 | 5 | 5 | 4 | 4 | 4 | 5 | 6 | 3 | 5 | 4 | 5 | 6 | 5 | 6.2 | 6.2 | 6.2 | 6.2 | 6.2 | 6.2 | 6.2 | 6.2 | 6.2 | 6.2 | 6.2 | 6.2 | 31 | 25 | 25 | 25 | 31 | 37 | 19 | 31 | 25 | 31 | 37 | 31 | 31 | 25 | 25 | 25 | 31 | 37 | 19 | 31 | 25 | 31 | 37 | 31 | 2.687 | 2.793 | 2.386 | 2.706 | 3.118 | 3.759 | 1.918 | 3.109 | 2.381 | 2.971 | 3.991 | 3.181 | 56 | 56 | 348 | 348 | 35 | 2020
Vintage2003 | petroleum | TRUE | 12839.1165.IA.IC | 1165 | N | . | Montezuma | City of Montezuma - (IA) | 12839 | IA | WNC | MRO |  | 22 | 1 | Electric Utility | IC | DFO | DFO | MISO | A | barrels | 23 | 23 | 20 | 22 | 26 | 31 | 16 | 26 | 20 | 25 | 33 | 26 | 23 | 23 | 20 | 22 | 26 | 31 | 16 | 26 | 20 | 25 | 33 | 26 | 5.838 | 5.838 | 5.838 | 5.838 | 5.838 | 5.838 | 5.838 | 5.838 | 5.838 | 5.838 | 5.838 | 5.838 | 134 | 134 | 117 | 128 | 152 | 181 | 93 | 152 | 117 | 146 | 193 | 152 | 134 | 134 | 117 | 128 | 152 | 181 | 93 | 152 | 117 | 146 | 193 | 152 | 11.669 | 12.132 | 10.366 | 11.756 | 13.548 | 16.332 | 8.333 | 13.508 | 10.346 | 12.908 | 17.337 | 13.821 | 291 | 291 | 1699 | 1699 | 152.056 | 2020
Vintage2003 | natural gas peaker | TRUE | 12839.1165.IA.IC | 1165 | N | . | Montezuma | City of Montezuma - (IA) | 12839 | IA | WNC | MRO |  | 22 | 1 | Electric Utility | IC | NG | NG | MISO | A | mcf | 79 | 94 | 40 | 49 | 73 | 82 | 134 | 76 | 59 | 61 | 50 | 85 | 79 | 94 | 40 | 49 | 73 | 82 | 134 | 76 | 59 | 61 | 50 | 85 | 1 | 1 | 1 | 1 | 1 | 1 | 1 | 1 | 1 | 1 | 1 | 1 | 79 | 94 | 40 | 49 | 73 | 82 | 134 | 76 | 59 | 61 | 50 | 85 | 79 | 94 | 40 | 49 | 73 | 82 | 134 | 76 | 59 | 61 | 50 | 85 | 7.1 | 8.436 | 3.542 | 4.423 | 6.577 | 7.328 | 12.003 | 6.762 | 5.263 | 5.472 | 4.435 | 7.603 | 882 | 882 | 882 | 882 | 78.944 | 2020
Vintage2002 | petroleum | TRUE | 13038.1166.IA.IC | 1166 | N | . | Mt Pleasant | City of Mt Pleasant - (IA) | 13038 | IA | WNC | MRO |  | 22 | 1 | Electric Utility | IC | DFO | DFO | AECI | A | barrels | 56 | 58 | 50 | 57 | 65 | 79 | 40 | 65 | 50 | 62 | 83 | 67 | 56 | 58 | 50 | 57 | 65 | 79 | 40 | 65 | 50 | 62 | 83 | 67 | 5.7 | 5.7 | 5.7 | 5.7 | 5.7 | 5.7 | 5.7 | 5.7 | 5.7 | 5.7 | 5.7 | 5.7 | 319 | 331 | 285 | 325 | 371 | 450 | 228 | 371 | 285 | 353 | 473 | 382 | 319 | 331 | 285 | 325 | 371 | 450 | 228 | 371 | 285 | 353 | 473 | 382 | 34.074 | 35.426 | 30.268 | 34.326 | 39.56 | 47.689 | 24.332 | 39.443 | 30.21 | 37.691 | 50.624 | 40.357 | 732 | 732 | 4173 | 4173 | 444 | 2020
Vintage2000 | petroleum | TRUE | 13143.1167.IA.ST | 1167 | Y | . | Muscatine Plant #1 | Board of Water Electric & Communications | 13143 | IA | WNC | MRO |  | 22 | 1 | Electric Utility | ST | DFO | DFO | MISO | M | barrels | 371 | 0 | 33 | 0 | 100 | 443 | 3 | 11 | 0 | 2 | 18 | 497 | 103 | 0 | 8 | 0 | 18 | 187 | 1 | 4 | 0 | 1 | 5 | 181 | 5.82 | 0 | 5.82 | 0 | 5.82 | 5.82 | 5.82 | 5.82 | 0 | 5.82 | 5.82 | 5.82 | 2159 | 0 | 192 | 0 | 582 | 2578 | 17 | 64 | 0 | 12 | 105 | 2893 | 601 | 0 | 49 | 0 | 104 | 1090 | 6 | 23 | 0 | 4 | 28 | 1056 | 97.757 | 0 | 7.823 | 0 | 15.079 | 194.012 | 1.137 | 4.106 | 0 | 0.781 | 4.723 | 183.663 | 1478 | 508 | 8602 | 2961 | 509.081 | 2020
Vintage2000 | natural gas steam turbine | TRUE | 13143.1167.IA.ST | 1167 | Y | . | Muscatine Plant #1 | Board of Water Electric & Communications | 13143 | IA | WNC | MRO |  | 22 | 1 | Electric Utility | ST | NG | NG | MISO | M | mcf | 1336 | 1509 | 1476 | 1580 | 789 | 1743 | 3210 | 2839 | 527 | 2053 | 3506 | 1955 | 372 | 507 | 378 | 291 | 141 | 736 | 1167 | 1026 | 177 | 782 | 939 | 714 | 1.062 | 1.063 | 1.056 | 1.054 | 1.072 | 1.066 | 1.055 | 1.061 | 1.055 | 1.049 | 1.042 | 1.055 | 1419 | 1604 | 1559 | 1665 | 846 | 1858 | 3387 | 3012 | 556 | 2154 | 3653 | 2063 | 395 | 539 | 399 | 307 | 151 | 785 | 1231 | 1089 | 187 | 820 | 978 | 753 | 64.236 | 91.43 | 63.491 | 42.085 | 21.913 | 139.816 | 220.557 | 193.184 | 31.821 | 144.558 | 164.693 | 130.961 | 22523 | 7230 | 23776 | 7634 | 1308.745 | 2020
Vintage2000 | hard coal | TRUE | 13143.1167.IA.ST | 1167 | Y | . | Muscatine Plant #1 | Board of Water Electric & Communications | 13143 | IA | WNC | MRO |  | 22 | 1 | Electric Utility | ST | RC | COL | MISO | M | short tons | 0 | 0 | 0 | 0 | 0 | 32605 | 42537 | 42880 | 29929 | 41429 | 7982 | 28516 | 0 | 0 | 0 | 0 | 0 | 13783 | 15456 | 15496 | 10039 | 15774 | 2136 | 10415 | 0 | 0 | 0 | 0 | 0 | 16.58 | 16.48 | 16.56 | 16.51 | 16.72 | 16.2 | 16.3 | 0 | 0 | 0 | 0 | 0 | 540591 | 701010 | 710093 | 494128 | 692693 | 129308 | 464811 | 0 | 0 | 0 | 0 | 0 | 228520 | 254721 | 256606 | 165752 | 263743 | 34609 | 169764 | 0 | 0 | 0 | 0 | 0 | 40678.939 | 45654.995 | 45541.315 | 28280.284 | 46496.346 | 5829.394 | 29513.312 | 225878 | 83099 | 3732634 | 1373715 | 241994.59 | 2020
Vintage2000 | hard coal | TRUE | 13143.1167.IA.ST | 1167 | Y | . | Muscatine Plant #1 | Board of Water Electric & Communications | 13143 | IA | WNC | MRO |  | 22 | 1 | Electric Utility | ST | SUB | COL | MISO | M | short tons | 38152 | 49849 | 33865 | 14340 | 18394 | 14079 | 39247 | 28938 | 21070 | 19020 | 29500 | 20450 | 10626 | 16738 | 8671 | 2644 | 3279 | 5952 | 14261 | 10457 | 7068 | 7242 | 7896 | 7469 | 16.443 | 16.552 | 16.599 | 16.777 | 16.871 | 16.746 | 16.542 | 16.717 | 16.61 | 16.81 | 16.542 | 16.333 | 627333 | 825101 | 562125 | 240582 | 310325 | 235767 | 649224 | 483757 | 349973 | 319726 | 487989 | 334010 | 174731 | 277050 | 143929 | 44351 | 55326 | 99664 | 235904 | 174815 | 117396 | 121736 | 130609 | 121991 | 28402.007 | 47029.57 | 22897.686 | 6079.915 | 8040.008 | 17741.233 | 42282.311 | 31025.395 | 20029.895 | 21461.315 | 21999.19 | 21208.064 | 326904 | 102303 | 5425912 | 1697502 | 288196.59 | 2020
Vintage1999 | petroleum | TRUE | 13444.1168.IA.IC | 1168 | N | . | New Hampton | City of New Hampton - (IA) | 13444 | IA | WNC | MRO |  | 22 | 1 | Electric Utility | IC | DFO | DFO | SWPP | A | barrels | 13 | 14 | 12 | 13 | 15 | 18 | 9 | 15 | 12 | 15 | 20 | 16 | 13 | 14 | 12 | 13 | 15 | 18 | 9 | 15 | 12 | 15 | 20 | 16 | 5.8 | 5.8 | 5.8 | 5.8 | 5.8 | 5.8 | 5.8 | 5.8 | 5.8 | 5.8 | 5.8 | 5.8 | 75 | 81 | 70 | 75 | 87 | 104 | 52 | 87 | 70 | 87 | 116 | 93 | 75 | 81 | 70 | 75 | 87 | 104 | 52 | 87 | 70 | 87 | 116 | 93 | 7.354 | 7.645 | 6.532 | 7.408 | 8.538 | 10.292 | 5.251 | 8.512 | 6.52 | 8.134 | 10.925 | 8.71 | 172 | 172 | 997 | 997 | 95.821 | 2020
Vintage1999 | natural gas peaker | TRUE | 13444.1168.IA.IC | 1168 | N | . | New Hampton | City of New Hampton - (IA) | 13444 | IA | WNC | MRO |  | 22 | 1 | Electric Utility | IC | NG | NG | SWPP | A | mcf | 24 | 27 | 12 | 14 | 21 | 24 | 39 | 22 | 17 | 18 | 14 | 25 | 24 | 27 | 12 | 14 | 21 | 24 | 39 | 22 | 17 | 18 | 14 | 25 | 1.02 | 1.02 | 1.02 | 1.02 | 1.02 | 1.02 | 1.02 | 1.02 | 1.02 | 1.02 | 1.02 | 1.02 | 24 | 28 | 12 | 14 | 21 | 24 | 40 | 22 | 17 | 18 | 14 | 26 | 24 | 28 | 12 | 14 | 21 | 24 | 40 | 22 | 17 | 18 | 14 | 26 | 2.263 | 2.691 | 1.13 | 1.411 | 2.098 | 2.337 | 3.828 | 2.157 | 1.679 | 1.745 | 1.415 | 2.425 | 257 | 257 | 260 | 260 | 25.179 | 2020
Vintage1971 | petroleum | TRUE | 13990.1169.IA.IC | 1169 | N | . | Ogden | City of Ogden - (IA) | 13990 | IA | WNC | MRO |  | 22 | 1 | Electric Utility | IC | DFO | DFO | MISO | A | barrels | 12 | 13 | 11 | 12 | 14 | 17 | 9 | 14 | 11 | 14 | 18 | 15 | 12 | 13 | 11 | 12 | 14 | 17 | 9 | 14 | 11 | 14 | 18 | 15 | 5.8 | 5.8 | 5.8 | 5.8 | 5.8 | 5.8 | 5.8 | 5.8 | 5.8 | 5.8 | 5.8 | 5.8 | 70 | 75 | 64 | 70 | 81 | 99 | 52 | 81 | 64 | 81 | 104 | 87 | 70 | 75 | 64 | 70 | 81 | 99 | 52 | 81 | 64 | 81 | 104 | 87 | -2.61 | -2.713 | -2.318 | -2.629 | -3.029 | -3.652 | -1.863 | -3.02 | -2.313 | -2.886 | -3.877 | -3.09 | 160 | 160 | 928 | 928 | -34 | 2020
Vintage1971 | natural gas peaker | TRUE | 13990.1169.IA.IC | 1169 | N | . | Ogden | City of Ogden - (IA) | 13990 | IA | WNC | MRO |  | 22 | 1 | Electric Utility | IC | NG | NG | MISO | A | mcf | 0 | 0 | 0 | 0 | 0 | 0 | 0 | 0 | 0 | 0 | 0 | 0 | 0 | 0 | 0 | 0 | 0 | 0 | 0 | 0 | 0 | 0 | 0 | 0 | 0 | 0 | 0 | 0 | 0 | 0 | 0 | 0 | 0 | 0 | 0 | 0 | 0 | 0 | 0 | 0 | 0 | 0 | 0 | 0 | 0 | 0 | 0 | 0 | 0 | 0 | 0 | 0 | 0 | 0 | 0 | 0 | 0 | 0 | 0 | 0 | 0 | 0 | 0 | 0 | 0 | 0 | 0 | 0 | 0 | 0 | 0 | 0 | 0 | 0 | 0 | 0 | 0 | 2020
Vintage1998 | petroleum | TRUE | 14201.1172.IA.IC | 1172 | N | . | Osage (IA) | City of Osage - (IA) | 14201 | IA | WNC | MRO |  | 22 | 1 | Electric Utility | IC | DFO | DFO | MISO | A | barrels | 8 | 10 | 8 | 9 | 11 | 13 | 7 | 11 | 8 | 10 | 14 | 11 | 8 | 10 | 8 | 9 | 11 | 13 | 7 | 11 | 8 | 10 | 14 | 11 | 5.8 | 5.8 | 5.8 | 5.8 | 5.8 | 5.8 | 5.8 | 5.8 | 5.8 | 5.8 | 5.8 | 5.8 | 46 | 58 | 46 | 52 | 64 | 75 | 41 | 64 | 46 | 58 | 81 | 64 | 46 | 58 | 46 | 52 | 64 | 75 | 41 | 64 | 46 | 58 | 81 | 64 | -1.154 | -1.2 | -1.026 | -1.163 | -1.341 | -1.616 | -0.824 | -1.337 | -1.024 | -1.277 | -1.715 | -1.368 | 120 | 120 | 695 | 695 | -15.045 | 2020
Vintage1998 | natural gas peaker | TRUE | 14201.1172.IA.IC | 1172 | N | . | Osage (IA) | City of Osage - (IA) | 14201 | IA | WNC | MRO |  | 22 | 1 | Electric Utility | IC | NG | NG | MISO | A | mcf | 59 | 72 | 30 | 38 | 56 | 62 | 102 | 57 | 45 | 47 | 38 | 65 | 59 | 72 | 30 | 38 | 56 | 62 | 102 | 57 | 45 | 47 | 38 | 65 | 1.1 | 1.1 | 1.1 | 1.1 | 1.1 | 1.1 | 1.1 | 1.1 | 1.1 | 1.1 | 1.1 | 1.1 | 65 | 79 | 33 | 42 | 62 | 68 | 112 | 63 | 50 | 52 | 42 | 72 | 65 | 79 | 33 | 42 | 62 | 68 | 112 | 63 | 50 | 52 | 42 | 72 | -1.434 | -1.705 | -0.716 | -0.894 | -1.329 | -1.481 | -2.426 | -1.367 | -1.064 | -1.106 | -0.896 | -1.537 | 671 | 671 | 740 | 740 | -15.955 | 2020
Vintage2016 | solar pv | TRUE | 14201.1172.IA.PV | 1172 | N | . | Osage (IA) | City of Osage - (IA) | 14201 | IA | WNC | MRO |  | 22 | 1 | Electric Utility | PV | SUN | SUN | MISO | A |  | 0 | 0 | 0 | 0 | 0 | 0 | 0 | 0 | 0 | 0 | 0 | 0 | 0 | 0 | 0 | 0 | 0 | 0 | 0 | 0 | 0 | 0 | 0 | 0 | 0 | 0 | 0 | 0 | 0 | 0 | 0 | 0 | 0 | 0 | 0 | 0 | 283 | 595 | 717 | 940 | 963 | 1066 | 1029 | 1021 | 736 | 552 | 434 | 292 | 283 | 595 | 717 | 940 | 963 | 1066 | 1029 | 1021 | 736 | 552 | 434 | 292 | 32.245 | 67.875 | 81.797 | 107.194 | 109.872 | 121.54 | 117.334 | 116.501 | 83.899 | 62.964 | 49.522 | 33.257 | 0 | 0 | 8628 | 8628 | 984 | 2020
Vintage2009 | onshore wind | TRUE | 14201.1172.IA.WT | 1172 | N | . | Osage (IA) | City of Osage - (IA) | 14201 | IA | WNC | MRO |  | 22 | 1 | Electric Utility | WT | WND | WND | MISO | A |  | 0 | 0 | 0 | 0 | 0 | 0 | 0 | 0 | 0 | 0 | 0 | 0 | 0 | 0 | 0 | 0 | 0 | 0 | 0 | 0 | 0 | 0 | 0 | 0 | 0 | 0 | 0 | 0 | 0 | 0 | 0 | 0 | 0 | 0 | 0 | 0 | 2797 | 3375 | 3368 | 3351 | 2964 | 3477 | 1905 | 2574 | 3316 | 3703 | 4237 | 3269 | 2797 | 3375 | 3368 | 3351 | 2964 | 3477 | 1905 | 2574 | 3316 | 3703 | 4237 | 3269 | 319.065 | 384.933 | 384.13 | 382.283 | 338.138 | 396.635 | 217.282 | 293.643 | 378.276 | 422.41 | 483.311 | 372.894 | 0 | 0 | 38336 | 38336 | 4373 | 2020
Vintage1931 | hydro | TRUE | 14236.1173.IA.HY | 1173 | N | . | Ottumwa City of | Ottumwa City of | 14236 | IA | WNC | MRO |  | 22 | 1 | Electric Utility | HY | WAT | HYC | MISO | A |  | 0 | 0 | 0 | 0 | 0 | 0 | 0 | 0 | 0 | 0 | 0 | 0 | 0 | 0 | 0 | 0 | 0 | 0 | 0 | 0 | 0 | 0 | 0 | 0 | 0 | 0 | 0 | 0 | 0 | 0 | 0 | 0 | 0 | 0 | 0 | 0 | 8564 | 7764 | 6316 | 8389 | 6375 | 6753 | 5660 | 4460 | 2792 | 3125 | 4180 | 4294 | 8564 | 7764 | 6316 | 8389 | 6375 | 6753 | 5660 | 4460 | 2792 | 3125 | 4180 | 4294 | 976.889 | 885.582 | 720.412 | 956.905 | 727.202 | 770.316 | 645.555 | 508.704 | 318.416 | 356.452 | 476.797 | 489.77 | 0 | 0 | 68672 | 68672 | 7833 | 2020
Vintage2020 | petroleum | TRUE | 15349.1176.IA.IC | 1176 | N | . | Preston (IA) | City of Preston | 15349 | IA | WNC | MRO |  | 22 | 1 | Electric Utility | IC | DFO | DFO | MISO | A | barrels | 1 | 1 | 1 | 1 | 2 | 2 | 1 | 2 | 1 | 2 | 2 | 2 | 1 | 1 | 1 | 1 | 2 | 2 | 1 | 2 | 1 | 2 | 2 | 2 | 5.5 | 5.5 | 5.5 | 5.5 | 5.5 | 5.5 | 5.5 | 5.5 | 5.5 | 5.5 | 5.5 | 5.5 | 6 | 6 | 6 | 6 | 11 | 11 | 6 | 11 | 6 | 11 | 11 | 11 | 6 | 6 | 6 | 6 | 11 | 11 | 6 | 11 | 6 | 11 | 11 | 11 | 0.689 | 0.716 | 0.611 | 0.693 | 0.799 | 0.963 | 0.492 | 0.797 | 0.61 | 0.761 | 1.023 | 0.815 | 18 | 18 | 102 | 102 | 8.969 | 2020
Vintage2020 | natural gas peaker | TRUE | 15349.1176.IA.IC | 1176 | N | . | Preston (IA) | City of Preston | 15349 | IA | WNC | MRO |  | 22 | 1 | Electric Utility | IC | NG | NG | MISO | A | mcf | 16 | 20 | 8 | 11 | 16 | 17 | 29 | 16 | 13 | 13 | 11 | 18 | 16 | 20 | 8 | 11 | 16 | 17 | 29 | 16 | 13 | 13 | 11 | 18 | 1 | 1 | 1 | 1 | 1 | 1 | 1 | 1 | 1 | 1 | 1 | 1 | 16 | 20 | 8 | 11 | 16 | 17 | 29 | 16 | 13 | 13 | 11 | 18 | 16 | 20 | 8 | 11 | 16 | 17 | 29 | 16 | 13 | 13 | 11 | 18 | 1.533 | 1.82 | 0.764 | 0.954 | 1.419 | 1.581 | 2.589 | 1.459 | 1.135 | 1.18 | 0.957 | 1.64 | 188 | 188 | 188 | 188 | 17.031 | 2020
Vintage1992 | petroleum | TRUE | 15377.1177.IA.IC | 1177 | N | . | Primghar | City of Primghar - (IA) | 15377 | IA | WNC | MRO |  | 22 | 1 | Electric Utility | IC | DFO | DFO | MISO | A | barrels | 0 | 0 | 0 | 0 | 0 | 0 | 0 | 0 | 0 | 0 | 0 | 0 | 0 | 0 | 0 | 0 | 0 | 0 | 0 | 0 | 0 | 0 | 0 | 0 | 0 | 0 | 0 | 0 | 0 | 0 | 0 | 0 | 0 | 0 | 0 | 0 | 0 | 0 | 0 | 0 | 0 | 0 | 0 | 0 | 0 | 0 | 0 | 0 | 0 | 0 | 0 | 0 | 0 | 0 | 0 | 0 | 0 | 0 | 0 | 0 | 0 | 0 | 0 | 0 | 0 | 0 | 0 | 0 | 0 | 0 | 0 | 0 | 0 | 0 | 0 | 0 | 0 | 2020
Vintage1999 | petroleum | TRUE | 16211.1180.IA.IC | 1180 | N | . | Rockford | City of Rockford- (IA) | 16211 | IA | WNC | MRO |  | 22 | 1 | Electric Utility | IC | DFO | DFO | MISO | A | barrels | 2 | 2 | 1 | 2 | 2 | 2 | 1 | 2 | 1 | 2 | 3 | 2 | 2 | 2 | 1 | 2 | 2 | 2 | 1 | 2 | 1 | 2 | 3 | 2 | 5.6 | 5.6 | 5.6 | 5.6 | 5.6 | 5.6 | 5.6 | 5.6 | 5.6 | 5.6 | 5.6 | 5.6 | 11 | 11 | 6 | 11 | 11 | 11 | 6 | 11 | 6 | 11 | 17 | 11 | 11 | 11 | 6 | 11 | 11 | 11 | 6 | 11 | 6 | 11 | 17 | 11 | 1.075 | 1.117 | 0.954 | 1.082 | 1.247 | 1.504 | 0.767 | 1.244 | 0.953 | 1.188 | 1.596 | 1.273 | 22 | 22 | 123 | 123 | 14 | 2020
Vintage1968 | petroleum | TRUE | 16206.1181.IA.IC | 1181 | N | . | Rock Rapids | Rock Rapids Municipal Utility | 16206 | IA | WNC | MRO |  | 22 | 1 | Electric Utility | IC | DFO | DFO | SWPP | A | barrels | 1 | 1 | 1 | 1 | 2 | 2 | 1 | 2 | 1 | 1 | 2 | 2 | 1 | 1 | 1 | 1 | 2 | 2 | 1 | 2 | 1 | 1 | 2 | 2 | 5.8 | 5.8 | 5.8 | 5.8 | 5.8 | 5.8 | 5.8 | 5.8 | 5.8 | 5.8 | 5.8 | 5.8 | 6 | 6 | 6 | 6 | 12 | 12 | 6 | 12 | 6 | 6 | 12 | 12 | 6 | 6 | 6 | 6 | 12 | 12 | 6 | 12 | 6 | 6 | 12 | 12 | 0.616 | 0.638 | 0.545 | 0.618 | 0.713 | 0.859 | 0.438 | 0.711 | 0.544 | 0.679 | 0.912 | 0.727 | 17 | 17 | 102 | 102 | 8 | 2020
Vintage2000 | petroleum | TRUE | 17141.1184.IA.IC | 1184 | N | . | Sibley One | City of Sibley - (IA) | 17141 | IA | WNC | MRO |  | 22 | 1 | Electric Utility | IC | DFO | DFO | MISO | A | barrels | 6 | 6 | 5 | 5 | 6 | 8 | 4 | 6 | 5 | 6 | 8 | 6 | 6 | 6 | 5 | 5 | 6 | 8 | 4 | 6 | 5 | 6 | 8 | 6 | 5.85 | 5.85 | 5.85 | 5.85 | 5.85 | 5.85 | 5.85 | 5.85 | 5.85 | 5.85 | 5.85 | 5.85 | 35 | 35 | 29 | 29 | 35 | 47 | 23 | 35 | 29 | 35 | 47 | 35 | 35 | 35 | 29 | 29 | 35 | 47 | 23 | 35 | 29 | 35 | 47 | 35 | 3.175 | 3.301 | 2.821 | 3.199 | 3.687 | 4.444 | 2.268 | 3.676 | 2.815 | 3.513 | 4.718 | 3.761 | 71 | 71 | 414 | 414 | 41.378 | 2020
Vintage2000 | natural gas peaker | TRUE | 17141.1184.IA.IC | 1184 | N | . | Sibley One | City of Sibley - (IA) | 17141 | IA | WNC | MRO |  | 22 | 1 | Electric Utility | IC | NG | NG | MISO | A | mcf | 19 | 22 | 9 | 12 | 17 | 19 | 31 | 18 | 14 | 14 | 12 | 20 | 19 | 22 | 9 | 12 | 17 | 19 | 31 | 18 | 14 | 14 | 12 | 20 | 1 | 1 | 1 | 1 | 1 | 1 | 1 | 1 | 1 | 1 | 1 | 1 | 19 | 22 | 9 | 12 | 17 | 19 | 31 | 18 | 14 | 14 | 12 | 20 | 19 | 22 | 9 | 12 | 17 | 19 | 31 | 18 | 14 | 14 | 12 | 20 | 1.856 | 2.204 | 0.925 | 1.155 | 1.718 | 1.914 | 3.135 | 1.766 | 1.375 | 1.429 | 1.159 | 1.986 | 207 | 207 | 207 | 207 | 20.622 | 2020
Vintage1970 | petroleum | TRUE | 17783.1186.IA.GT | 1186 | N | . | Spencer Gas Turbine | City of Spencer - (IA) | 17783 | IA | WNC | MRO |  | 22 | 1 | Electric Utility | GT | KER | WOO | MISO | A | barrels | 12 | 12 | 10 | 12 | 13 | 16 | 8 | 13 | 10 | 13 | 17 | 14 | 12 | 12 | 10 | 12 | 13 | 16 | 8 | 13 | 10 | 13 | 17 | 14 | 5.6 | 5.6 | 5.6 | 5.6 | 5.6 | 5.6 | 5.6 | 5.6 | 5.6 | 5.6 | 5.6 | 5.6 | 67 | 67 | 56 | 67 | 73 | 90 | 45 | 73 | 56 | 73 | 95 | 78 | 67 | 67 | 56 | 67 | 73 | 90 | 45 | 73 | 56 | 73 | 95 | 78 | 3.53 | 3.67 | 3.136 | 3.556 | 4.099 | 4.941 | 2.521 | 4.086 | 3.13 | 3.905 | 5.245 | 4.181 | 150 | 150 | 840 | 840 | 46 | 2020
Vintage1995 | petroleum | TRUE | 18014.1187.IA.IC | 1187 | N | . | State Center | City of State Center - (IA) | 18014 | IA | WNC | MRO |  | 22 | 1 | Electric Utility | IC | DFO | DFO | MISO | A | barrels | 26 | 27 | 23 | 26 | 30 | 36 | 19 | 30 | 23 | 29 | 39 | 31 | 26 | 27 | 23 | 26 | 30 | 36 | 19 | 30 | 23 | 29 | 39 | 31 | 6.2 | 6.2 | 6.2 | 6.2 | 6.2 | 6.2 | 6.2 | 6.2 | 6.2 | 6.2 | 6.2 | 6.2 | 161 | 167 | 143 | 161 | 186 | 223 | 118 | 186 | 143 | 180 | 242 | 192 | 161 | 167 | 143 | 161 | 186 | 223 | 118 | 186 | 143 | 180 | 242 | 192 | 15.184 | 15.786 | 13.487 | 15.296 | 17.628 | 21.251 | 10.842 | 17.576 | 13.462 | 16.795 | 22.558 | 17.984 | 339 | 339 | 2102 | 2102 | 197.849 | 2020
Vintage1995 | natural gas peaker | TRUE | 18014.1187.IA.IC | 1187 | N | . | State Center | City of State Center - (IA) | 18014 | IA | WNC | MRO |  | 22 | 1 | Electric Utility | IC | NG | NG | MISO | A | mcf | 76 | 89 | 37 | 47 | 69 | 77 | 126 | 71 | 55 | 58 | 47 | 80 | 76 | 89 | 37 | 47 | 69 | 77 | 126 | 71 | 55 | 58 | 47 | 80 | 1.1 | 1.1 | 1.1 | 1.1 | 1.1 | 1.1 | 1.1 | 1.1 | 1.1 | 1.1 | 1.1 | 1.1 | 84 | 98 | 41 | 52 | 76 | 85 | 139 | 78 | 61 | 64 | 52 | 88 | 84 | 98 | 41 | 52 | 76 | 85 | 139 | 78 | 61 | 64 | 52 | 88 | 7.75 | 9.206 | 3.865 | 4.827 | 7.177 | 7.997 | 13.098 | 7.38 | 5.743 | 5.971 | 4.84 | 8.297 | 832 | 832 | 918 | 918 | 86.151 | 2020
Vintage2003 | petroleum | TRUE | 18177.1188.IA.IC | 1188 | N | . | Story City | City of Story City - (IA) | 18177 | IA | WNC | MRO |  | 22 | 1 | Electric Utility | IC | DFO | DFO | MISO | A | barrels | 35 | 37 | 31 | 36 | 41 | 50 | 25 | 41 | 31 | 39 | 53 | 42 | 35 | 37 | 31 | 36 | 41 | 50 | 25 | 41 | 31 | 39 | 53 | 42 | 5.5 | 5.5 | 5.5 | 5.5 | 5.5 | 5.5 | 5.5 | 5.5 | 5.5 | 5.5 | 5.5 | 5.5 | 193 | 204 | 171 | 198 | 226 | 275 | 138 | 226 | 171 | 215 | 292 | 231 | 193 | 204 | 171 | 198 | 226 | 275 | 138 | 226 | 171 | 215 | 292 | 231 | 20.239 | 21.042 | 17.979 | 20.389 | 23.498 | 28.327 | 14.453 | 23.429 | 17.944 | 22.388 | 30.07 | 23.972 | 461 | 461 | 2540 | 2540 | 263.73 | 2020
Vintage2003 | natural gas peaker | TRUE | 18177.1188.IA.IC | 1188 | N | . | Story City | City of Story City - (IA) | 18177 | IA | WNC | MRO |  | 22 | 1 | Electric Utility | IC | NG | NG | MISO | A | mcf | 37 | 44 | 19 | 23 | 35 | 39 | 63 | 36 | 28 | 29 | 23 | 40 | 37 | 44 | 19 | 23 | 35 | 39 | 63 | 36 | 28 | 29 | 23 | 40 | 1 | 1 | 1 | 1 | 1 | 1 | 1 | 1 | 1 | 1 | 1 | 1 | 37 | 44 | 19 | 23 | 35 | 39 | 63 | 36 | 28 | 29 | 23 | 40 | 37 | 44 | 19 | 23 | 35 | 39 | 63 | 36 | 28 | 29 | 23 | 40 | 3.891 | 4.624 | 1.941 | 2.424 | 3.605 | 4.017 | 6.579 | 3.707 | 2.885 | 2.999 | 2.431 | 4.167 | 416 | 416 | 416 | 416 | 43.27 | 2020
Vintage1968 | petroleum | TRUE | 18231.1190.IA.IC | 1190 | N | . | Stuart (IA) | City of Stuart - (IA) | 18231 | IA | WNC | MRO |  | 22 | 1 | Electric Utility | IC | DFO | DFO | MISO | A | barrels | 0 | 0 | 0 | 0 | 0 | 0 | 0 | 0 | 0 | 0 | 0 | 8 | 0 | 0 | 0 | 0 | 0 | 0 | 0 | 0 | 0 | 0 | 0 | 8 | 0 | 0 | 0 | 0 | 0 | 0 | 0 | 0 | 0 | 0 | 0 | 6.2 | 0 | 0 | 0 | 0 | 0 | 0 | 0 | 0 | 0 | 0 | 0 | 50 | 0 | 0 | 0 | 0 | 0 | 0 | 0 | 0 | 0 | 0 | 0 | 50 | 0 | 0 | 0 | 0 | 0 | 0 | 0 | 0 | 0 | 0 | 0 | 2 | 8 | 8 | 50 | 50 | 2 | 2020
Vintage1968 | natural gas peaker | TRUE | 18231.1190.IA.IC | 1190 | N | . | Stuart (IA) | City of Stuart - (IA) | 18231 | IA | WNC | MRO |  | 22 | 1 | Electric Utility | IC | NG | NG | MISO | A | mcf | 0 | 0 | 0 | 0 | 0 | 0 | 0 | 0 | 0 | 0 | 0 | 0 | 0 | 0 | 0 | 0 | 0 | 0 | 0 | 0 | 0 | 0 | 0 | 0 | 0 | 0 | 0 | 0 | 0 | 0 | 0 | 0 | 0 | 0 | 0 | 0 | 0 | 0 | 0 | 0 | 0 | 0 | 0 | 0 | 0 | 0 | 0 | 0 | 0 | 0 | 0 | 0 | 0 | 0 | 0 | 0 | 0 | 0 | 0 | 0 | 0 | 0 | 0 | 0 | 0 | 0 | 0 | 0 | 0 | 0 | 0 | 0 | 0 | 0 | 0 | 0 | 0 | 2020
Vintage1999 | petroleum | TRUE | 18301.1191.IA.IC | 1191 | N | . | Sumner | City of Sumner - (IA) | 18301 | IA | WNC | MRO |  | 22 | 1 | Electric Utility | IC | DFO | DFO | MISO | A | barrels | 5 | 4 | 3 | 4 | 4 | 5 | 3 | 4 | 3 | 4 | 6 | 5 | 5 | 4 | 3 | 4 | 4 | 5 | 3 | 4 | 3 | 4 | 6 | 5 | 6.2 | 6.2 | 6.2 | 6.2 | 6.2 | 6.2 | 6.2 | 6.2 | 6.2 | 6.2 | 6.2 | 6.2 | 31 | 25 | 19 | 25 | 25 | 31 | 19 | 25 | 19 | 25 | 37 | 31 | 31 | 25 | 19 | 25 | 25 | 31 | 19 | 25 | 19 | 25 | 37 | 31 | 2.149 | 2.234 | 1.909 | 2.165 | 2.495 | 3.007 | 1.534 | 2.487 | 1.905 | 2.377 | 3.193 | 2.545 | 50 | 50 | 312 | 312 | 28 | 2020
Vintage1999 | natural gas peaker | TRUE | 18301.1191.IA.IC | 1191 | N | . | Sumner | City of Sumner - (IA) | 18301 | IA | WNC | MRO |  | 22 | 1 | Electric Utility | IC | NG | NG | MISO | A | mcf | 0 | 0 | 0 | 0 | 0 | 0 | 0 | 0 | 0 | 0 | 0 | 0 | 0 | 0 | 0 | 0 | 0 | 0 | 0 | 0 | 0 | 0 | 0 | 0 | 0 | 0 | 0 | 0 | 0 | 0 | 0 | 0 | 0 | 0 | 0 | 0 | 0 | 0 | 0 | 0 | 0 | 0 | 0 | 0 | 0 | 0 | 0 | 0 | 0 | 0 | 0 | 0 | 0 | 0 | 0 | 0 | 0 | 0 | 0 | 0 | 0 | 0 | 0 | 0 | 0 | 0 | 0 | 0 | 0 | 0 | 0 | 0 | 0 | 0 | 0 | 0 | 0 | 2020
Vintage1970 | petroleum | TRUE | 19062.1192.IA.IC | 1192 | N | . | Traer Main | City of Traer - (IA) | 19062 | IA | WNC | MRO |  | 22 | 1 | Electric Utility | IC | DFO | DFO | MISO | A | barrels | 3 | 3 | 3 | 3 | 4 | 5 | 2 | 4 | 3 | 4 | 5 | 4 | 3 | 3 | 3 | 3 | 4 | 5 | 2 | 4 | 3 | 4 | 5 | 4 | 5.8 | 5.8 | 5.8 | 5.8 | 5.8 | 5.8 | 5.8 | 5.8 | 5.8 | 5.8 | 5.8 | 5.8 | 17 | 17 | 17 | 17 | 23 | 29 | 12 | 23 | 17 | 23 | 29 | 23 | 17 | 17 | 17 | 17 | 23 | 29 | 12 | 23 | 17 | 23 | 29 | 23 | 1.016 | 1.057 | 0.903 | 1.024 | 1.18 | 1.423 | 0.726 | 1.177 | 0.901 | 1.124 | 1.51 | 1.204 | 43 | 43 | 247 | 247 | 13.245 | 2020
Vintage1970 | natural gas peaker | TRUE | 19062.1192.IA.IC | 1192 | N | . | Traer Main | City of Traer - (IA) | 19062 | IA | WNC | MRO |  | 22 | 1 | Electric Utility | IC | NG | NG | MISO | A | mcf | 22 | 28 | 12 | 15 | 22 | 24 | 39 | 22 | 17 | 18 | 15 | 25 | 22 | 28 | 12 | 15 | 22 | 24 | 39 | 22 | 17 | 18 | 15 | 25 | 1 | 1 | 1 | 1 | 1 | 1 | 1 | 1 | 1 | 1 | 1 | 1 | 22 | 28 | 12 | 15 | 22 | 24 | 39 | 22 | 17 | 18 | 15 | 25 | 22 | 28 | 12 | 15 | 22 | 24 | 39 | 22 | 17 | 18 | 15 | 25 | 1.237 | 1.47 | 0.617 | 0.771 | 1.146 | 1.277 | 2.091 | 1.178 | 0.917 | 0.953 | 0.773 | 1.325 | 259 | 259 | 259 | 259 | 13.755 | 2020
Vintage2003 | petroleum | TRUE | 19843.1193.IA.IC | 1193 | N | . | Villisca Municipal Power Plant | City of Villisca - (IA) | 19843 | IA | WNC | MRO |  | 22 | 1 | Electric Utility | IC | DFO | DFO | MISO | A | barrels | 6 | 5 | 4 | 5 | 5 | 6 | 3 | 5 | 4 | 5 | 7 | 5 | 6 | 5 | 4 | 5 | 5 | 6 | 3 | 5 | 4 | 5 | 7 | 5 | 5.7 | 5.7 | 5.7 | 5.7 | 5.7 | 5.7 | 5.7 | 5.7 | 5.7 | 5.7 | 5.7 | 5.7 | 34 | 29 | 23 | 29 | 29 | 34 | 17 | 29 | 23 | 29 | 40 | 29 | 34 | 29 | 23 | 29 | 29 | 34 | 17 | 29 | 23 | 29 | 40 | 29 | 2.456 | 2.553 | 2.181 | 2.474 | 2.851 | 3.437 | 1.754 | 2.843 | 2.177 | 2.716 | 3.649 | 2.909 | 60 | 60 | 345 | 345 | 32 | 2020
Vintage2003 | natural gas peaker | TRUE | 19843.1193.IA.IC | 1193 | N | . | Villisca Municipal Power Plant | City of Villisca - (IA) | 19843 | IA | WNC | MRO |  | 22 | 1 | Electric Utility | IC | NG | NG | MISO | A | mcf | 0 | 0 | 0 | 0 | 0 | 0 | 0 | 0 | 0 | 0 | 0 | 0 | 0 | 0 | 0 | 0 | 0 | 0 | 0 | 0 | 0 | 0 | 0 | 0 | 0 | 0 | 0 | 0 | 0 | 0 | 0 | 0 | 0 | 0 | 0 | 0 | 0 | 0 | 0 | 0 | 0 | 0 | 0 | 0 | 0 | 0 | 0 | 0 | 0 | 0 | 0 | 0 | 0 | 0 | 0 | 0 | 0 | 0 | 0 | 0 | 0 | 0 | 0 | 0 | 0 | 0 | 0 | 0 | 0 | 0 | 0 | 0 | 0 | 0 | 0 | 0 | 0 | 2020
Vintage2009 | petroleum | TRUE | 19865.1194.IA.IC | 1194 | N | . | Vinton | City of Vinton - (IA) | 19865 | IA | WNC | MRO |  | 22 | 1 | Electric Utility | IC | DFO | DFO | MISO | A | barrels | 40 | 43 | 37 | 42 | 48 | 58 | 30 | 48 | 37 | 46 | 62 | 49 | 40 | 43 | 37 | 42 | 48 | 58 | 30 | 48 | 37 | 46 | 62 | 49 | 6.2 | 6.2 | 6.2 | 6.2 | 6.2 | 6.2 | 6.2 | 6.2 | 6.2 | 6.2 | 6.2 | 6.2 | 248 | 267 | 229 | 260 | 298 | 360 | 186 | 298 | 229 | 285 | 384 | 304 | 248 | 267 | 229 | 260 | 298 | 360 | 186 | 298 | 229 | 285 | 384 | 304 | -7.351 | -7.644 | -6.531 | -7.407 | -8.536 | -10.29 | -5.25 | -8.511 | -6.518 | -8.133 | -10.923 | -8.708 | 540 | 540 | 3348 | 3348 | -95.802 | 2020
Vintage2009 | natural gas peaker | TRUE | 19865.1194.IA.IC | 1194 | N | . | Vinton | City of Vinton - (IA) | 19865 | IA | WNC | MRO |  | 22 | 1 | Electric Utility | IC | NG | NG | MISO | A | mcf | 850 | 1009 | 424 | 529 | 787 | 876 | 1436 | 809 | 629 | 654 | 530 | 909 | 850 | 1009 | 424 | 529 | 787 | 876 | 1436 | 809 | 629 | 654 | 530 | 909 | 1.1 | 1.1 | 1.1 | 1.1 | 1.1 | 1.1 | 1.1 | 1.1 | 1.1 | 1.1 | 1.1 | 1.1 | 935 | 1110 | 466 | 582 | 866 | 964 | 1580 | 890 | 692 | 719 | 583 | 1000 | 935 | 1110 | 466 | 582 | 866 | 964 | 1580 | 890 | 692 | 719 | 583 | 1000 | -26.735 | -31.758 | -13.333 | -16.651 | -24.76 | -27.588 | -45.186 | -25.458 | -19.812 | -20.599 | -16.697 | -28.621 | 9442 | 9442 | 10387 | 10387 | -297.198 | 2020
Vintage1972 | petroleum | TRUE | 20259.1198.IA.GT | 1198 | N | . | Webster City | City of Webster City - (IA) | 20259 | IA | WNC | MRO |  | 22 | 1 | Electric Utility | GT | DFO | DFO | MISO | A | barrels | 12 | 11 | 9 | 10 | 12 | 15 | 7 | 12 | 9 | 11 | 15 | 12 | 12 | 11 | 9 | 10 | 12 | 15 | 7 | 12 | 9 | 11 | 15 | 12 | 5.71 | 5.71 | 5.71 | 5.71 | 5.71 | 5.71 | 5.71 | 5.71 | 5.71 | 5.71 | 5.71 | 5.71 | 69 | 63 | 51 | 57 | 69 | 86 | 40 | 69 | 51 | 63 | 86 | 69 | 69 | 63 | 51 | 57 | 69 | 86 | 40 | 69 | 51 | 63 | 86 | 69 | 4.287 | 4.457 | 3.808 | 4.319 | 4.977 | 6 | 3.061 | 4.962 | 3.801 | 4.742 | 6.369 | 5.077 | 135 | 135 | 773 | 773 | 55.86 | 2020
Vintage2013 | petroleum | TRUE | 20364.1199.IA.IC | 1199 | N | . | West Bend | City of West Bend | 20364 | IA | WNC | MRO |  | 22 | 1 | Electric Utility | IC | DFO | DFO | MISO | A | barrels | 3 | 2 | 2 | 2 | 2 | 3 | 2 | 2 | 2 | 2 | 3 | 3 | 3 | 2 | 2 | 2 | 2 | 3 | 2 | 2 | 2 | 2 | 3 | 3 | 6.2 | 6.2 | 6.2 | 6.2 | 6.2 | 6.2 | 6.2 | 6.2 | 6.2 | 6.2 | 6.2 | 6.2 | 19 | 12 | 12 | 12 | 12 | 19 | 12 | 12 | 12 | 12 | 19 | 19 | 19 | 12 | 12 | 12 | 12 | 19 | 12 | 12 | 12 | 12 | 19 | 19 | 0.845 | 0.878 | 0.75 | 0.85 | 0.98 | 1.181 | 0.603 | 0.977 | 0.748 | 0.934 | 1.254 | 1 | 28 | 28 | 172 | 172 | 11 | 2020
Vintage2013 | natural gas peaker | TRUE | 20364.1199.IA.IC | 1199 | N | . | West Bend | City of West Bend | 20364 | IA | WNC | MRO |  | 22 | 1 | Electric Utility | IC | NG | NG | MISO | A | mcf | 0 | 0 | 0 | 0 | 0 | 0 | 0 | 0 | 0 | 0 | 0 | 0 | 0 | 0 | 0 | 0 | 0 | 0 | 0 | 0 | 0 | 0 | 0 | 0 | 0 | 0 | 0 | 0 | 0 | 0 | 0 | 0 | 0 | 0 | 0 | 0 | 0 | 0 | 0 | 0 | 0 | 0 | 0 | 0 | 0 | 0 | 0 | 0 | 0 | 0 | 0 | 0 | 0 | 0 | 0 | 0 | 0 | 0 | 0 | 0 | 0 | 0 | 0 | 0 | 0 | 0 | 0 | 0 | 0 | 0 | 0 | 0 | 0 | 0 | 0 | 0 | 0 | 2020
Vintage2004 | petroleum | TRUE | 20380.1200.IA.GT | 1200 | N | . | West Liberty | City of West Liberty - (IA) | 20380 | IA | WNC | MRO |  | 22 | 1 | Electric Utility | GT | DFO | DFO | MISO | A | barrels | 49 | 52 | 45 | 51 | 58 | 70 | 36 | 58 | 45 | 56 | 75 | 60 | 49 | 52 | 45 | 51 | 58 | 70 | 36 | 58 | 45 | 56 | 75 | 60 | 5.75 | 5.75 | 5.75 | 5.75 | 5.75 | 5.75 | 5.75 | 5.75 | 5.75 | 5.75 | 5.75 | 5.75 | 282 | 299 | 259 | 293 | 334 | 403 | 207 | 334 | 259 | 322 | 431 | 345 | 282 | 299 | 259 | 293 | 334 | 403 | 207 | 334 | 259 | 322 | 431 | 345 | 20.106 | 20.904 | 17.861 | 20.255 | 23.344 | 28.141 | 14.358 | 23.275 | 17.827 | 22.241 | 29.873 | 23.815 | 655 | 655 | 3768 | 3768 | 262 | 2020
Vintage1982 | petroleum | TRUE | 20380.1200.IA.IC | 1200 | N | . | West Liberty | City of West Liberty - (IA) | 20380 | IA | WNC | MRO |  | 22 | 1 | Electric Utility | IC | DFO | DFO | MISO | A | barrels | 5 | 4 | 3 | 4 | 4 | 5 | 3 | 4 | 3 | 4 | 5 | 4 | 5 | 4 | 3 | 4 | 4 | 5 | 3 | 4 | 3 | 4 | 5 | 4 | 5.75 | 5.75 | 5.75 | 5.75 | 5.75 | 5.75 | 5.75 | 5.75 | 5.75 | 5.75 | 5.75 | 5.75 | 29 | 23 | 17 | 23 | 23 | 29 | 17 | 23 | 17 | 23 | 29 | 23 | 29 | 23 | 17 | 23 | 23 | 29 | 17 | 23 | 17 | 23 | 29 | 23 | 1.688 | 1.755 | 1.5 | 1.701 | 1.96 | 2.363 | 1.206 | 1.954 | 1.497 | 1.868 | 2.508 | 2 | 48 | 48 | 276 | 276 | 22 | 2020
Vintage1982 | natural gas peaker | TRUE | 20380.1200.IA.IC | 1200 | N | . | West Liberty | City of West Liberty - (IA) | 20380 | IA | WNC | MRO |  | 22 | 1 | Electric Utility | IC | NG | NG | MISO | A | mcf | 0 | 0 | 0 | 0 | 0 | 0 | 0 | 0 | 0 | 0 | 0 | 0 | 0 | 0 | 0 | 0 | 0 | 0 | 0 | 0 | 0 | 0 | 0 | 0 | 0 | 0 | 0 | 0 | 0 | 0 | 0 | 0 | 0 | 0 | 0 | 0 | 0 | 0 | 0 | 0 | 0 | 0 | 0 | 0 | 0 | 0 | 0 | 0 | 0 | 0 | 0 | 0 | 0 | 0 | 0 | 0 | 0 | 0 | 0 | 0 | 0 | 0 | 0 | 0 | 0 | 0 | 0 | 0 | 0 | 0 | 0 | 0 | 0 | 0 | 0 | 0 | 0 | 2020
Vintage2002 | petroleum | TRUE | 20789.1202.IA.IC | 1202 | N | . | Wilton | City of Wilton | 20789 | IA | WNC | MRO |  | 22 | 1 | Electric Utility | IC | DFO | DFO | MISO | A | barrels | 4 | 4 | 3 | 3 | 4 | 5 | 2 | 4 | 3 | 4 | 5 | 4 | 4 | 4 | 3 | 3 | 4 | 5 | 2 | 4 | 3 | 4 | 5 | 4 | 5.5 | 5.5 | 5.5 | 5.5 | 5.5 | 5.5 | 5.5 | 5.5 | 5.5 | 5.5 | 5.5 | 5.5 | 22 | 22 | 17 | 17 | 22 | 28 | 11 | 22 | 17 | 22 | 28 | 22 | 22 | 22 | 17 | 17 | 22 | 28 | 11 | 22 | 17 | 22 | 28 | 22 | 1.88 | 1.955 | 1.67 | 1.894 | 2.183 | 2.632 | 1.343 | 2.176 | 1.667 | 2.08 | 2.793 | 2.227 | 45 | 45 | 250 | 250 | 24.5 | 2020
Vintage2002 | petroleum | TRUE | 20835.1203.IA.IC | 1203 | N | . | Winterset | City of Winterset - (IA) | 20835 | IA | WNC | MRO |  | 22 | 1 | Electric Utility | IC | DFO | DFO | MISO | A | barrels | 5 | 4 | 4 | 4 | 5 | 6 | 3 | 5 | 4 | 5 | 6 | 5 | 5 | 4 | 4 | 4 | 5 | 6 | 3 | 5 | 4 | 5 | 6 | 5 | 5.7 | 5.7 | 5.7 | 5.7 | 5.7 | 5.7 | 5.7 | 5.7 | 5.7 | 5.7 | 5.7 | 5.7 | 29 | 23 | 23 | 23 | 29 | 34 | 17 | 29 | 23 | 29 | 34 | 29 | 29 | 23 | 23 | 23 | 29 | 34 | 17 | 29 | 23 | 29 | 34 | 29 | 1.727 | 1.798 | 1.536 | 1.742 | 2.008 | 2.42 | 1.235 | 2.002 | 1.533 | 1.913 | 2.569 | 2.048 | 56 | 56 | 322 | 322 | 22.531 | 2020
Vintage2002 | natural gas peaker | TRUE | 20835.1203.IA.IC | 1203 | N | . | Winterset | City of Winterset - (IA) | 20835 | IA | WNC | MRO |  | 22 | 1 | Electric Utility | IC | NG | NG | MISO | A | mcf | 21 | 24 | 10 | 12 | 18 | 21 | 34 | 19 | 15 | 15 | 12 | 21 | 21 | 24 | 10 | 12 | 18 | 21 | 34 | 19 | 15 | 15 | 12 | 21 | 1.051 | 1.051 | 1.051 | 1.051 | 1.051 | 1.051 | 1.051 | 1.051 | 1.051 | 1.051 | 1.051 | 1.051 | 22 | 25 | 11 | 13 | 19 | 22 | 36 | 20 | 16 | 16 | 13 | 22 | 22 | 25 | 11 | 13 | 19 | 22 | 36 | 20 | 16 | 16 | 13 | 22 | 1.481 | 1.76 | 0.739 | 0.923 | 1.372 | 1.529 | 2.504 | 1.411 | 1.098 | 1.141 | 0.925 | 1.586 | 222 | 222 | 235 | 235 | 16.469 | 2020
Vintage1957 | petroleum | TRUE | 3258.1206.IA.CA | 1206 | N | . | Summit Lake | Central Iowa Power Cooperative | 3258 | IA | WNC | MRO |  | 22 | 1 | Electric Utility | CA | DFO | DFO | MISO | AM | barrels | 0 | 0 | 0 | 0 | 0 | 0 | 0 | 0 | 0 | 0 | 0 | 0 | 0 | 0 | 0 | 0 | 0 | 0 | 0 | 0 | 0 | 0 | 0 | 0 | 0 | 0 | 0 | 0 | 0 | 0 | 0 | 0 | 0 | 0 | 0 | 0 | 0 | 0 | 0 | 0 | 0 | 0 | 0 | 0 | 0 | 0 | 0 | 0 | 0 | 0 | 0 | 0 | 0 | 0 | 0 | 0 | 0 | 0 | 0 | 0 | 0 | 0 | 0 | 0 | 0 | 0 | 0 | 0 | 0 | 0 | 0 | 0 | 0 | 0 | 0 | 0 | 0 | 2020
Vintage1957 | natural gas combined cycle | TRUE | 3258.1206.IA.CA | 1206 | N | . | Summit Lake | Central Iowa Power Cooperative | 3258 | IA | WNC | MRO |  | 22 | 1 | Electric Utility | CA | NG | NG | MISO | AM | mcf | 0 | 0 | 0 | 0 | 0 | 0 | 0 | 0 | 0 | 0 | 0 | 0 | 0 | 0 | 0 | 0 | 0 | 0 | 0 | 0 | 0 | 0 | 0 | 0 | 0 | 0 | 0 | 0 | 0 | 0 | 0 | 0 | 0 | 0 | 0 | 0 | 0 | 0 | 0 | 0 | 0 | 0 | 0 | 0 | 0 | 0 | 0 | 0 | 0 | 0 | 0 | 0 | 0 | 0 | 0 | 0 | 0 | 0 | 0 | 0 | 0 | 0 | 0 | 0 | 0 | 0 | 1912 | 864 | 0 | 0 | 0 | 0 | 0 | 0 | 0 | 0 | 2776 | 2020
Vintage1975 | petroleum | TRUE | 3258.1206.IA.CT | 1206 | N | . | Summit Lake | Central Iowa Power Cooperative | 3258 | IA | WNC | MRO |  | 22 | 1 | Electric Utility | CT | DFO | DFO | MISO | AM | barrels | 0 | 93 | 39 | 0 | 0 | 0 | 0 | 0 | 0 | 0 | 0 | 0 | 0 | 93 | 39 | 0 | 0 | 0 | 0 | 0 | 0 | 0 | 0 | 0 | 0 | 5.8 | 5.8 | 0 | 0 | 0 | 0 | 0 | 0 | 0 | 0 | 0 | 0 | 539 | 226 | 0 | 0 | 0 | 0 | 0 | 0 | 0 | 0 | 0 | 0 | 539 | 226 | 0 | 0 | 0 | 0 | 0 | 0 | 0 | 0 | 0 | 0 | 12.198 | 11.934 | 0 | 0 | 0 | 0 | 0 | 0 | 0 | 0 | 0 | 132 | 132 | 765 | 765 | 24.132 | 2020
Vintage1975 | natural gas combined cycle | TRUE | 3258.1206.IA.CT | 1206 | N | . | Summit Lake | Central Iowa Power Cooperative | 3258 | IA | WNC | MRO |  | 22 | 1 | Electric Utility | CT | NG | NG | MISO | AM | mcf | 0 | 2588 | 2267 | 0 | 0 | 0 | 95342 | 50249 | 0 | 0 | 0 | 0 | 0 | 2588 | 2267 | 0 | 0 | 0 | 95342 | 50249 | 0 | 0 | 0 | 0 | 0 | 1.056 | 1.054 | 0 | 0 | 0 | 1.062 | 1.053 | 0 | 0 | 0 | 0 | 0 | 2733 | 2389 | 0 | 0 | 0 | 101253 | 52912 | 0 | 0 | 0 | 0 | 0 | 2733 | 2389 | 0 | 0 | 0 | 101253 | 52912 | 0 | 0 | 0 | 0 | 0 | 61.802 | 126.066 | 0 | 0 | 0 | 6639 | 3435 | 0 | 0 | 0 | 0 | 150446 | 150446 | 159287 | 159287 | 10261.868 | 2020
Vintage2004 | hard coal | TRUE | 4363.1217.IA.GT | 1217 | N | . | Earl F Wisdom | Corn Belt Power Coop | 4363 | IA | WNC | MRO |  | 22 | 1 | Electric Utility | GT | BIT | COL | SWPP | A | short tons | 0 | 0 | 0 | 0 | 0 | 0 | 0 | 0 | 0 | 0 | 0 | 0 | 0 | 0 | 0 | 0 | 0 | 0 | 0 | 0 | 0 | 0 | 0 | 0 | 0 | 0 | 0 | 0 | 0 | 0 | 0 | 0 | 0 | 0 | 0 | 0 | 0 | 0 | 0 | 0 | 0 | 0 | 0 | 0 | 0 | 0 | 0 | 0 | 0 | 0 | 0 | 0 | 0 | 0 | 0 | 0 | 0 | 0 | 0 | 0 | 0 | 0 | 0 | 0 | 0 | 0 | 0 | 0 | 0 | 0 | 0 | 0 | 0 | 0 | 0 | 0 | 0 | 2020
Vintage2004 | petroleum | TRUE | 4363.1217.IA.GT | 1217 | N | . | Earl F Wisdom | Corn Belt Power Coop | 4363 | IA | WNC | MRO |  | 22 | 1 | Electric Utility | GT | DFO | DFO | SWPP | A | barrels | 29 | 30 | 25 | 29 | 33 | 40 | 20 | 33 | 25 | 31 | 42 | 34 | 29 | 30 | 25 | 29 | 33 | 40 | 20 | 33 | 25 | 31 | 42 | 34 | 5.796 | 5.796 | 5.796 | 5.796 | 5.796 | 5.796 | 5.796 | 5.796 | 5.796 | 5.796 | 5.796 | 5.796 | 168 | 174 | 145 | 168 | 191 | 232 | 116 | 191 | 145 | 180 | 243 | 197 | 168 | 174 | 145 | 168 | 191 | 232 | 116 | 191 | 145 | 180 | 243 | 197 | 11.563 | 12.021 | 10.271 | 11.648 | 13.424 | 16.183 | 8.257 | 13.385 | 10.251 | 12.79 | 17.179 | 13.695 | 371 | 371 | 2150 | 2150 | 150.667 | 2020
Vintage2004 | natural gas peaker | TRUE | 4363.1217.IA.GT | 1217 | N | . | Earl F Wisdom | Corn Belt Power Coop | 4363 | IA | WNC | MRO |  | 22 | 1 | Electric Utility | GT | NG | NG | SWPP | A | mcf | 24665 | 29300 | 12301 | 15363 | 22844 | 25453 | 41689 | 23488 | 18279 | 19005 | 15405 | 26406 | 24665 | 29300 | 12301 | 15363 | 22844 | 25453 | 41689 | 23488 | 18279 | 19005 | 15405 | 26406 | 1 | 1 | 1 | 1 | 1 | 1 | 1 | 1 | 1 | 1 | 1 | 1 | 24665 | 29300 | 12301 | 15363 | 22844 | 25453 | 41689 | 23488 | 18279 | 19005 | 15405 | 26406 | 24665 | 29300 | 12301 | 15363 | 22844 | 25453 | 41689 | 23488 | 18279 | 19005 | 15405 | 26406 | 1728.197 | 2052.982 | 861.926 | 1076.419 | 1600.63 | 1783.426 | 2921.057 | 1645.745 | 1280.748 | 1331.639 | 1079.366 | 1850.198 | 274198 | 274198 | 274198 | 274198 | 19212.333 | 2020
Vintage2004 | hard coal | TRUE | 4363.1217.IA.GT | 1217 | N | . | Earl F Wisdom | Corn Belt Power Coop | 4363 | IA | WNC | MRO |  | 22 | 1 | Electric Utility | GT | SUB | COL | SWPP | A | short tons | 0 | 0 | 0 | 0 | 0 | 0 | 0 | 0 | 0 | 0 | 0 | 0 | 0 | 0 | 0 | 0 | 0 | 0 | 0 | 0 | 0 | 0 | 0 | 0 | 0 | 0 | 0 | 0 | 0 | 0 | 0 | 0 | 0 | 0 | 0 | 0 | 0 | 0 | 0 | 0 | 0 | 0 | 0 | 0 | 0 | 0 | 0 | 0 | 0 | 0 | 0 | 0 | 0 | 0 | 0 | 0 | 0 | 0 | 0 | 0 | 0 | 0 | 0 | 0 | 0 | 0 | 0 | 0 | 0 | 0 | 0 | 0 | 0 | 0 | 0 | 0 | 0 | 2020
Vintage1960 | petroleum | TRUE | 4363.1217.IA.ST | 1217 | N | . | Earl F Wisdom | Corn Belt Power Coop | 4363 | IA | WNC | MRO |  | 22 | 1 | Electric Utility | ST | DFO | DFO | SWPP | AM | barrels | 0 | 0 | 0 | 0 | 0 | 0 | 0 | 0 | 0 | 0 | 0 | 0 | 0 | 0 | 0 | 0 | 0 | 0 | 0 | 0 | 0 | 0 | 0 | 0 | 0 | 0 | 0 | 0 | 0 | 0 | 0 | 0 | 0 | 0 | 0 | 0 | 0 | 0 | 0 | 0 | 0 | 0 | 0 | 0 | 0 | 0 | 0 | 0 | 0 | 0 | 0 | 0 | 0 | 0 | 0 | 0 | 0 | 0 | 0 | 0 | 0 | 0 | 0 | 0 | 0 | 0 | 0 | 0 | 0 | 0 | 0 | 0 | 0 | 0 | 0 | 0 | 0 | 2020
Vintage1960 | natural gas steam turbine | TRUE | 4363.1217.IA.ST | 1217 | N | . | Earl F Wisdom | Corn Belt Power Coop | 4363 | IA | WNC | MRO |  | 22 | 1 | Electric Utility | ST | NG | NG | SWPP | AM | mcf | 145 | 0 | 2496 | 2462 | 0 | 8721 | 12993 | 10409 | 0 | 3689 | 2687 | 5371 | 145 | 0 | 2496 | 2462 | 0 | 8721 | 12993 | 10409 | 0 | 3689 | 2687 | 5371 | 1 | 0 | 1 | 1 | 0 | 1 | 1 | 1 | 0 | 1 | 1 | 1 | 145 | 0 | 2496 | 2462 | 0 | 8721 | 12993 | 10409 | 0 | 3689 | 2687 | 5371 | 145 | 0 | 2496 | 2462 | 0 | 8721 | 12993 | 10409 | 0 | 3689 | 2687 | 5371 | -232 | -203 | 7 | 31 | -107 | 506 | 756 | 573 | -102 | 122 | 29 | 216 | 48973 | 48973 | 48973 | 48973 | 1596 | 2020
Vintage1966 | petroleum | TRUE | 12524.1224.KS.IC | 1224 | N | . | Bird City | Midwest Energy Inc | 12524 | KS | WNC | MRO |  | 22 | 1 | Electric Utility | IC | DFO | DFO | SWPP | A | barrels | 1 | 2 | 1 | 2 | 2 | 2 | 1 | 2 | 1 | 2 | 2 | 2 | 1 | 2 | 1 | 2 | 2 | 2 | 1 | 2 | 1 | 2 | 2 | 2 | 5.838 | 5.838 | 5.838 | 5.838 | 5.838 | 5.838 | 5.838 | 5.838 | 5.838 | 5.838 | 5.838 | 5.838 | 6 | 12 | 6 | 12 | 12 | 12 | 6 | 12 | 6 | 12 | 12 | 12 | 6 | 12 | 6 | 12 | 12 | 12 | 6 | 12 | 6 | 12 | 12 | 12 | 0 | 0 | 0 | 0 | 0 | 0 | 0 | 0 | 0 | 0 | 0 | 0 | 20 | 20 | 120 | 120 | 0 | 2020
Vintage1970 | petroleum | TRUE | 12524.1225.KS.GT | 1225 | N | . | Colby | Midwest Energy Inc | 12524 | KS | WNC | MRO |  | 22 | 1 | Electric Utility | GT | DFO | DFO | SWPP | A | barrels | 0 | 0 | 0 | 0 | 0 | 0 | 0 | 0 | 0 | 0 | 0 | 0 | 0 | 0 | 0 | 0 | 0 | 0 | 0 | 0 | 0 | 0 | 0 | 0 | 0 | 0 | 0 | 0 | 0 | 0 | 0 | 0 | 0 | 0 | 0 | 0 | 0 | 0 | 0 | 0 | 0 | 0 | 0 | 0 | 0 | 0 | 0 | 0 | 0 | 0 | 0 | 0 | 0 | 0 | 0 | 0 | 0 | 0 | 0 | 0 | 0 | 0 | 0 | 0 | 0 | 0 | 0 | 0 | 0 | 0 | 0 | 0 | 0 | 0 | 0 | 0 | 0 | 2020
Vintage1970 | natural gas peaker | TRUE | 12524.1225.KS.GT | 1225 | N | . | Colby | Midwest Energy Inc | 12524 | KS | WNC | MRO |  | 22 | 1 | Electric Utility | GT | NG | NG | SWPP | A | mcf | 250 | 212 | 182 | 156 | 144 | 223 | 325 | 228 | 154 | 171 | 133 | 204 | 250 | 212 | 182 | 156 | 144 | 223 | 325 | 228 | 154 | 171 | 133 | 204 | 1.088 | 1.088 | 1.088 | 1.088 | 1.088 | 1.088 | 1.088 | 1.088 | 1.088 | 1.088 | 1.088 | 1.088 | 272 | 231 | 198 | 170 | 157 | 243 | 354 | 248 | 168 | 186 | 145 | 222 | 272 | 231 | 198 | 170 | 157 | 243 | 354 | 248 | 168 | 186 | 145 | 222 | 6.947 | 5.861 | 5.036 | 4.33 | 4.001 | 6.177 | 9.009 | 6.312 | 4.264 | 4.738 | 3.672 | 5.653 | 2382 | 2382 | 2594 | 2594 | 66 | 2020
Vintage1968 | natural gas peaker | TRUE | 18315.1230.KS.GT | 1230 | N | . | Cimarron River | Sunflower Electric Power Corp | 18315 | KS | WNC | MRO |  | 22 | 1 | Electric Utility | GT | NG | NG | SWPP | A | mcf | 0 | 0 | 0 | 0 | 0 | 0 | 0 | 0 | 0 | 0 | 0 | 0 | 0 | 0 | 0 | 0 | 0 | 0 | 0 | 0 | 0 | 0 | 0 | 0 | 0 | 0 | 0 | 0 | 0 | 0 | 0 | 0 | 0 | 0 | 0 | 0 | 0 | 0 | 0 | 0 | 0 | 0 | 0 | 0 | 0 | 0 | 0 | 0 | 0 | 0 | 0 | 0 | 0 | 0 | 0 | 0 | 0 | 0 | 0 | 0 | 0 | 0 | 0 | 0 | 0 | 0 | 0 | 0 | 0 | 0 | 0 | 0 | 0 | 0 | 0 | 0 | 0 | 2020
Vintage1963 | natural gas steam turbine | TRUE | 18315.1230.KS.ST | 1230 | N | . | Cimarron River | Sunflower Electric Power Corp | 18315 | KS | WNC | MRO |  | 22 | 1 | Electric Utility | ST | NG | NG | SWPP | AM | mcf | 0 | 0 | 0 | 0 | 0 | 0 | 0 | 0 | 4960 | 0 | 0 | 0 | 0 | 0 | 0 | 0 | 0 | 0 | 0 | 0 | 4960 | 0 | 0 | 0 | 0 | 0 | 0 | 0 | 0 | 0 | 0 | 0 | 1.162 | 0 | 0 | 0 | 0 | 0 | 0 | 0 | 0 | 0 | 0 | 0 | 5764 | 0 | 0 | 0 | 0 | 0 | 0 | 0 | 0 | 0 | 0 | 0 | 5764 | 0 | 0 | 0 | 0 | 0 | 0 | 0 | 0 | 0 | 0 | 0 | 456 | 0 | 0 | 0 | 4960 | 4960 | 5764 | 5764 | 456 | 2020
Vintage1969 | natural gas steam turbine | TRUE | 18315.1233.KS.ST | 1233 | N | . | Fort Dodge | Sunflower Electric Power Corp | 18315 | KS | WNC | MRO |  | 22 | 1 | Electric Utility | ST | NG | NG | SWPP | M | mcf | 0 | 0 | 0 | 0 | 0 | 511 | 35911 | 0 | 0 | 0 | 0 | 0 | 0 | 0 | 0 | 0 | 0 | 511 | 35911 | 0 | 0 | 0 | 0 | 0 | 0 | 0 | 0 | 0 | 0 | 0.977 | 0.975 | 0 | 0 | 0 | 0 | 0 | 0 | 0 | 0 | 0 | 0 | 499 | 35013 | 0 | 0 | 0 | 0 | 0 | 0 | 0 | 0 | 0 | 0 | 499 | 35013 | 0 | 0 | 0 | 0 | 0 | -190 | -178 | -152 | -144 | -145 | -167 | 2711 | -139 | -139 | -164 | -150 | -192 | 36422 | 36422 | 35512 | 35512 | 951 | 2020
Vintage1969 | petroleum | TRUE | 18315.1233.KS.ST | 1233 | N | . | Fort Dodge | Sunflower Electric Power Corp | 18315 | KS | WNC | MRO |  | 22 | 1 | Electric Utility | ST | RFO | RFO | SWPP | M | barrels | 0 | 0 | 0 | 0 | 0 | 0 | 0 | 0 | 0 | 0 | 0 | 0 | 0 | 0 | 0 | 0 | 0 | 0 | 0 | 0 | 0 | 0 | 0 | 0 | 0 | 0 | 0 | 0 | 0 | 0 | 0 | 0 | 0 | 0 | 0 | 0 | 0 | 0 | 0 | 0 | 0 | 0 | 0 | 0 | 0 | 0 | 0 | 0 | 0 | 0 | 0 | 0 | 0 | 0 | 0 | 0 | 0 | 0 | 0 | 0 | 0 | 0 | 0 | 0 | 0 | 0 | 0 | 0 | 0 | 0 | 0 | 0 | 0 | 0 | 0 | 0 | 0 | 2020
Vintage1963 | natural gas steam turbine | TRUE | 18315.1235.KS.ST | 1235 | N | . | Great Bend - Sunflower | Sunflower Electric Power Corp | 18315 | KS | WNC | MRO |  | 22 | 1 | Electric Utility | ST | NG | NG | SWPP | AM | mcf | 0 | 0 | 0 | 0 | 0 | 109 | 16436 | 0 | 0 | 0 | 0 | 0 | 0 | 0 | 0 | 0 | 0 | 109 | 16436 | 0 | 0 | 0 | 0 | 0 | 0 | 0 | 0 | 0 | 0 | 1 | 1.009 | 0 | 0 | 0 | 0 | 0 | 0 | 0 | 0 | 0 | 0 | 109 | 16584 | 0 | 0 | 0 | 0 | 0 | 0 | 0 | 0 | 0 | 0 | 109 | 16584 | 0 | 0 | 0 | 0 | 0 | -251 | -236 | -178 | -136 | -96 | -93 | 1274 | -83 | -101 | -140 | -178 | -218 | 16545 | 16545 | 16693 | 16693 | -436 | 2020
Vintage1963 | petroleum | TRUE | 18315.1235.KS.ST | 1235 | N | . | Great Bend - Sunflower | Sunflower Electric Power Corp | 18315 | KS | WNC | MRO |  | 22 | 1 | Electric Utility | ST | RFO | RFO | SWPP | A | barrels | 0 | 0 | 0 | 0 | 0 | 0 | 0 | 0 | 0 | 0 | 0 | 0 | 0 | 0 | 0 | 0 | 0 | 0 | 0 | 0 | 0 | 0 | 0 | 0 | 0 | 0 | 0 | 0 | 0 | 0 | 0 | 0 | 0 | 0 | 0 | 0 | 0 | 0 | 0 | 0 | 0 | 0 | 0 | 0 | 0 | 0 | 0 | 0 | 0 | 0 | 0 | 0 | 0 | 0 | 0 | 0 | 0 | 0 | 0 | 0 | 0 | 0 | 0 | 0 | 0 | 0 | 0 | 0 | 0 | 0 | 0 | 0 | 0 | 0 | 0 | 0 | 0 | 2020
Vintage2016 | natural gas combined cycle | TRUE | 5860.1239.KS.CA | 1239 | N | . | Riverton | Empire District Electric Co | 5860 | KS | WNC | MRO |  | 22 | 1 | Electric Utility | CA | NG | NG | SWPP | M | mcf | 0 | 0 | 0 | 0 | 0 | 0 | 0 | 0 | 0 | 0 | 0 | 0 | 0 | 0 | 0 | 0 | 0 | 0 | 0 | 0 | 0 | 0 | 0 | 0 | 0 | 0 | 0 | 0 | 0 | 0 | 0 | 0 | 0 | 0 | 0 | 0 | 0 | 0 | 0 | 0 | 0 | 0 | 0 | 0 | 0 | 0 | 0 | 0 | 0 | 0 | 0 | 0 | 0 | 0 | 0 | 0 | 0 | 0 | 0 | 0 | 44545 | 46977 | 54823 | 21756 | 17914 | 46245 | 59017 | 37727 | 17179 | 72269 | 42960 | 48846 | 0 | 0 | 0 | 0 | 510258 | 2020
Vintage2007 | natural gas combined cycle | TRUE | 5860.1239.KS.CT | 1239 | N | . | Riverton | Empire District Electric Co | 5860 | KS | WNC | MRO |  | 22 | 1 | Electric Utility | CT | NG | NG | SWPP | M | mcf | 991165 | 1018071 | 1149715 | 459750 | 424935 | 882681 | 1108502 | 725053 | 324768 | 1345033 | 815924 | 1015321 | 991165 | 1018071 | 1149715 | 459750 | 424935 | 882681 | 1108502 | 725053 | 324768 | 1345033 | 815924 | 1015321 | 1.022 | 1.027 | 1.024 | 1.024 | 1.024 | 1.02 | 1.023 | 1.023 | 1.024 | 1.029 | 1.028 | 1.025 | 1012971 | 1045559 | 1177308 | 470784 | 435133 | 900335 | 1133998 | 741729 | 332562 | 1384039 | 838770 | 1040704 | 1012971 | 1045559 | 1177308 | 470784 | 435133 | 900335 | 1133998 | 741729 | 332562 | 1384039 | 838770 | 1040704 | 94969 | 100517 | 113426 | 45042 | 38295 | 78807 | 100920 | 64749 | 30453 | 121964 | 75513 | 97655 | 10260918 | 10260918 | 10513892 | 10513892 | 962310 | 2020
Vintage1988 | petroleum | TRUE | 5860.1239.KS.GT | 1239 | N | . | Riverton | Empire District Electric Co | 5860 | KS | WNC | MRO |  | 22 | 1 | Electric Utility | GT | DFO | DFO | SWPP | M | barrels | 0 | 0 | 0 | 0 | 0 | 31 | 0 | 0 | 45 | 0 | 0 | 0 | 0 | 0 | 0 | 0 | 0 | 31 | 0 | 0 | 45 | 0 | 0 | 0 | 0 | 0 | 0 | 0 | 0 | 5.8 | 0 | 0 | 5.838 | 0 | 0 | 0 | 0 | 0 | 0 | 0 | 0 | 180 | 0 | 0 | 263 | 0 | 0 | 0 | 0 | 0 | 0 | 0 | 0 | 180 | 0 | 0 | 263 | 0 | 0 | 0 | 0 | 0 | 0 | 0 | 0 | 0 | 0 | 0 | 14.131 | 0 | 0 | 0 | 76 | 76 | 443 | 443 | 14.131 | 2020
Vintage1988 | natural gas peaker | TRUE | 5860.1239.KS.GT | 1239 | N | . | Riverton | Empire District Electric Co | 5860 | KS | WNC | MRO |  | 22 | 1 | Electric Utility | GT | NG | NG | SWPP | M | mcf | 0 | 1397 | 12608 | 0 | 0 | 0 | 0 | 3871 | 2957 | 15398 | 11730 | 0 | 0 | 1397 | 12608 | 0 | 0 | 0 | 0 | 3871 | 2957 | 15398 | 11730 | 0 | 0 | 1.026 | 1.024 | 0 | 0 | 0 | 0 | 1.023 | 1.024 | 1.029 | 1.028 | 0 | 0 | 1433 | 12911 | 0 | 0 | 0 | 0 | 3960 | 3028 | 15845 | 12058 | 0 | 0 | 1433 | 12911 | 0 | 0 | 0 | 0 | 3960 | 3028 | 15845 | 12058 | 0 | 0 | 64 | 515 | 0 | 0 | 0 | 0 | 194 | 162.869 | 833 | 602 | 0 | 47961 | 47961 | 49235 | 49235 | 2370.869 | 2020
Vintage2001 | petroleum | TRUE | 10005.1240.KS.GT | 1240 | N | . | Gordon Evans Energy Center | Evergy Kansas South, Inc | 10005 | KS | WNC | MRO |  | 22 | 1 | Electric Utility | GT | DFO | DFO | SWPP | M | barrels | 0 | 275 | 0 | 0 | 0 | 0 | 0 | 0 | 0 | 0 | 0 | 0 | 0 | 275 | 0 | 0 | 0 | 0 | 0 | 0 | 0 | 0 | 0 | 0 | 0 | 6 | 0 | 0 | 0 | 0 | 0 | 0 | 0 | 0 | 0 | 0 | 0 | 1650 | 0 | 0 | 0 | 0 | 0 | 0 | 0 | 0 | 0 | 0 | 0 | 1650 | 0 | 0 | 0 | 0 | 0 | 0 | 0 | 0 | 0 | 0 | 0 | 146.889 | 0 | 0 | 0 | 0 | 0 | 0 | 0 | 0 | 0 | 0 | 275 | 275 | 1650 | 1650 | 146.889 | 2020
Vintage2001 | natural gas peaker | TRUE | 10005.1240.KS.GT | 1240 | N | . | Gordon Evans Energy Center | Evergy Kansas South, Inc | 10005 | KS | WNC | MRO |  | 22 | 1 | Electric Utility | GT | NG | NG | SWPP | M | mcf | 0 | 64119 | 35515 | 56509 | 10666 | 161399 | 294363 | 371586 | 111791 | 230662 | 19112 | 63992 | 0 | 64119 | 35515 | 56509 | 10666 | 161399 | 294363 | 371586 | 111791 | 230662 | 19112 | 63992 | 0 | 1 | 1 | 1 | 1 | 1 | 1 | 1 | 1 | 1 | 1 | 1 | 0 | 64119 | 35515 | 56509 | 10666 | 161399 | 294363 | 371586 | 111791 | 230662 | 19112 | 63992 | 0 | 64119 | 35515 | 56509 | 10666 | 161399 | 294363 | 371586 | 111791 | 230662 | 19112 | 63992 | 0 | 5708.111 | 3337 | 5078 | 970 | 13839 | 26145 | 32270 | 9547 | 20623 | 1643 | 5829 | 1419714 | 1419714 | 1419714 | 1419714 | 124989.11 | 2020
Vintage1969 | petroleum | TRUE | 10005.1240.KS.IC | 1240 | N | . | Gordon Evans Energy Center | Evergy Kansas South, Inc | 10005 | KS | WNC | MRO |  | 22 | 1 | Electric Utility | IC | DFO | DFO | SWPP | M | barrels | 2 | 6 | 7 | 7 | 7 | 0 | 3 | 8 | 6 | 6 | 6 | 94 | 2 | 6 | 7 | 7 | 7 | 0 | 3 | 8 | 6 | 6 | 6 | 94 | 6 | 6 | 5.86 | 5.86 | 5.833 | 0 | 5.667 | 5.875 | 5.833 | 5.833 | 5.833 | 5.819 | 12 | 36 | 41 | 41 | 41 | 0 | 17 | 47 | 35 | 35 | 35 | 547 | 12 | 36 | 41 | 41 | 41 | 0 | 17 | 47 | 35 | 35 | 35 | 547 | 2 | 2 | 3 | 3 | 3 | 0 | 3 | 3 | 3 | 4 | 3 | 0 | 152 | 152 | 887 | 887 | 29 | 2020
Vintage1977 | hard coal | TRUE | 10000.1241.KS.ST | 1241 | N | . | La Cygne | Evergy Metro | 10000 | KS | WNC | MRO |  | 22 | 1 | Electric Utility | ST | BIT | COL | SWPP | M | short tons | 2730 | 1898 | 672 | 24 | 1988 | 834 | 13579 | 22038 | 1795 | 0 | 1334 | 0 | 2730 | 1898 | 672 | 24 | 1988 | 834 | 13579 | 22038 | 1795 | 0 | 1334 | 0 | 17.066 | 17.184 | 16.558 | 17.333 | 17.254 | 17.194 | 17.292 | 17.266 | 17.292 | 0 | 17.218 | 0 | 46590 | 32615 | 11127 | 416 | 34301 | 14340 | 234808 | 380508 | 31039 | 0 | 22969 | 0 | 46590 | 32615 | 11127 | 416 | 34301 | 14340 | 234808 | 380508 | 31039 | 0 | 22969 | 0 | 4292.031 | 3017.263 | 1007.533 | 36.97 | 2978.929 | 1329.843 | 21858.239 | 35687.43 | 2893.152 | 0 | 2160.487 | 0 | 46892 | 46892 | 808713 | 808713 | 75261.877 | 2020
Vintage1977 | petroleum | TRUE | 10000.1241.KS.ST | 1241 | N | . | La Cygne | Evergy Metro | 10000 | KS | WNC | MRO |  | 22 | 1 | Electric Utility | ST | DFO | DFO | SWPP | M | barrels | 3638 | 4367 | 4127 | 5245 | 4157 | 3206 | 2471 | 4277 | 3567 | 7200 | 7666 | 3572 | 3638 | 4367 | 4127 | 5245 | 4157 | 3206 | 2471 | 4277 | 3567 | 7200 | 7666 | 3572 | 5.728 | 5.685 | 5.697 | 5.697 | 5.697 | 5.697 | 5.697 | 5.697 | 5.697 | 5.697 | 5.697 | 5.697 | 20838 | 24826 | 23512 | 29881 | 23682 | 18265 | 14077 | 24366 | 20321 | 41018 | 43673 | 20350 | 20838 | 24826 | 23512 | 29881 | 23682 | 18265 | 14077 | 24366 | 20321 | 41018 | 43673 | 20350 | 1919.704 | 2296.711 | 2128.938 | 2655.567 | 2056.744 | 1693.82 | 1310.452 | 2285.266 | 1894.135 | 3633.367 | 4107.978 | 1941.549 | 53493 | 53493 | 304809 | 304809 | 27924.231 | 2020
Vintage1977 | hard coal | TRUE | 10000.1241.KS.ST | 1241 | N | . | La Cygne | Evergy Metro | 10000 | KS | WNC | MRO |  | 22 | 1 | Electric Utility | ST | SUB | COL | SWPP | M | short tons | 264638 | 306909 | 193373 | 207781 | 322124 | 400247 | 462672 | 410898 | 318885 | 208811 | 180724 | 459050 | 264638 | 306909 | 193373 | 207781 | 322124 | 400247 | 462672 | 410898 | 318885 | 208811 | 180724 | 459050 | 17.044 | 17.102 | 17.002 | 17.336 | 17.254 | 17.194 | 17.292 | 17.266 | 17.292 | 17.218 | 17.218 | 17.224 | 4510490 | 5248758 | 3287728 | 3602091 | 5557927 | 6881847 | 8000524 | 7094565 | 5514159 | 3595308 | 3111706 | 7906677 | 4510490 | 5248758 | 3287728 | 3602091 | 5557927 | 6881847 | 8000524 | 7094565 | 5514159 | 3595308 | 3111706 | 7906677 | 415520.27 | 485567.03 | 297699.53 | 320125.46 | 482688.33 | 638208.34 | 744767.31 | 665391.3 | 513973.71 | 318468.63 | 292692.54 | 754370.45 | 3736112 | 3736112 | 64311780 | 64311780 | 5929472.9 | 2020
Vintage1975 | petroleum | TRUE | 22500.1248.KS.GT | 1248 | N | . | Hutchinson Energy Center | Evergy Kansas Central, Inc | 22500 | KS | WNC | MRO |  | 22 | 1 | Electric Utility | GT | DFO | DFO | SWPP | A | barrels | 36 | 38 | 33 | 37 | 43 | 52 | 26 | 43 | 33 | 41 | 55 | 44 | 36 | 38 | 33 | 37 | 43 | 52 | 26 | 43 | 33 | 41 | 55 | 44 | 5.842 | 5.842 | 5.842 | 5.842 | 5.842 | 5.842 | 5.842 | 5.842 | 5.842 | 5.842 | 5.842 | 5.842 | 210 | 222 | 193 | 216 | 251 | 304 | 152 | 251 | 193 | 240 | 321 | 257 | 210 | 222 | 193 | 216 | 251 | 304 | 152 | 251 | 193 | 240 | 321 | 257 | 10.676 | 11.1 | 9.484 | 10.755 | 12.395 | 14.943 | 7.624 | 12.359 | 9.466 | 11.81 | 15.862 | 12.645 | 481 | 481 | 2810 | 2810 | 139.119 | 2020
Vintage1975 | natural gas peaker | TRUE | 22500.1248.KS.GT | 1248 | N | . | Hutchinson Energy Center | Evergy Kansas Central, Inc | 22500 | KS | WNC | MRO |  | 22 | 1 | Electric Utility | GT | NG | NG | SWPP | A | mcf | 10068 | 8492 | 7298 | 6275 | 5798 | 8951 | 13054 | 9146 | 6178 | 6866 | 5320 | 8192 | 10068 | 8492 | 7298 | 6275 | 5798 | 8951 | 13054 | 9146 | 6178 | 6866 | 5320 | 8192 | 1 | 1 | 1 | 1 | 1 | 1 | 1 | 1 | 1 | 1 | 1 | 1 | 10068 | 8492 | 7298 | 6275 | 5798 | 8951 | 13054 | 9146 | 6178 | 6866 | 5320 | 8192 | 10068 | 8492 | 7298 | 6275 | 5798 | 8951 | 13054 | 9146 | 6178 | 6866 | 5320 | 8192 | 498.391 | 420.447 | 361.301 | 310.657 | 287.065 | 443.146 | 646.288 | 452.805 | 305.87 | 339.929 | 263.402 | 405.58 | 95638 | 95638 | 95638 | 95638 | 4734.881 | 2020
Vintage1983 | petroleum | TRUE | 22500.1248.KS.IC | 1248 | N | . | Hutchinson Energy Center | Evergy Kansas Central, Inc | 22500 | KS | WNC | MRO |  | 22 | 1 | Electric Utility | IC | DFO | DFO | SWPP | A | barrels | 3 | 4 | 3 | 4 | 4 | 5 | 3 | 4 | 3 | 4 | 5 | 4 | 3 | 4 | 3 | 4 | 4 | 5 | 3 | 4 | 3 | 4 | 5 | 4 | 5.842 | 5.842 | 5.842 | 5.842 | 5.842 | 5.842 | 5.842 | 5.842 | 5.842 | 5.842 | 5.842 | 5.842 | 18 | 23 | 18 | 23 | 23 | 29 | 18 | 23 | 18 | 23 | 29 | 23 | 18 | 23 | 18 | 23 | 23 | 29 | 18 | 23 | 18 | 23 | 29 | 23 | 0.616 | 0.638 | 0.545 | 0.618 | 0.713 | 0.859 | 0.438 | 0.711 | 0.544 | 0.679 | 0.912 | 0.727 | 46 | 46 | 268 | 268 | 8 | 2020
Vintage1971 | natural gas steam turbine | TRUE | 22500.1250.KS.ST | 1250 | N | . | Lawrence Energy Center | Evergy Kansas Central, Inc | 22500 | KS | WNC | MRO |  | 22 | 1 | Electric Utility | ST | NG | NG | SWPP | M | mcf | 15326 | 24831 | 529143 | 290913 | 35401 | 47154 | 53273 | 1128 | 88107 | 236220 | 49729 | 76618 | 15326 | 24831 | 529143 | 290913 | 35401 | 47154 | 53273 | 1128 | 88107 | 236220 | 49729 | 76618 | 1 | 1 | 1 | 1 | 1 | 1 | 1 | 1 | 1 | 1 | 1 | 1 | 15326 | 24831 | 529143 | 290913 | 35401 | 47154 | 53273 | 1128 | 88107 | 236220 | 49729 | 76618 | 15326 | 24831 | 529143 | 290913 | 35401 | 47154 | 53273 | 1128 | 88107 | 236220 | 49729 | 76618 | 1357.215 | 2181.719 | 46160.609 | 23956.797 | 3185.655 | 4359.101 | 4953.146 | 101.545 | 7728.984 | 18788.524 | 4304.302 | 6665.956 | 1447843 | 1447843 | 1447843 | 1447843 | 123743.55 | 2020
Vintage1971 | hard coal | TRUE | 22500.1250.KS.ST | 1250 | N | . | Lawrence Energy Center | Evergy Kansas Central, Inc | 22500 | KS | WNC | MRO |  | 22 | 1 | Electric Utility | ST | SUB | COL | SWPP | M | short tons | 138688 | 92252 | 69009 | 64637 | 69488 | 133809 | 160402 | 151962 | 35323 | 10937 | 86321 | 147805 | 138688 | 92252 | 69009 | 64637 | 69488 | 133809 | 160402 | 151962 | 35323 | 10937 | 86321 | 147805 | 17.894 | 17.271 | 17.128 | 18.032 | 17.072 | 17.086 | 17.082 | 18.032 | 17.784 | 17.784 | 17.818 | 17.724 | 2481683 | 1593284 | 1181986 | 1165534 | 1186299 | 2286261 | 2739987 | 2740179 | 628184 | 194504 | 1538068 | 2619696 | 2481683 | 1593284 | 1181986 | 1165534 | 1186299 | 2286261 | 2739987 | 2740179 | 628184 | 194504 | 1538068 | 2619696 | 219768.79 | 139990.28 | 103112.39 | 95982.203 | 106752.35 | 211350.9 | 254754.85 | 246677.46 | 55106.016 | 15470.476 | 133127.7 | 227920.04 | 1160633 | 1160633 | 20355665 | 20355665 | 1810013.4 | 2020
Vintage1981 | petroleum | TRUE | 701.1258.KS.IC | 1258 | N | . | Anthony | City of Anthony - (KS) | 701 | KS | WNC | MRO |  | 22 | 1 | Electric Utility | IC | DFO | DFO | SWPP | A | barrels | 5 | 5 | 4 | 5 | 6 | 7 | 3 | 6 | 4 | 5 | 7 | 6 | 5 | 5 | 4 | 5 | 6 | 7 | 3 | 6 | 4 | 5 | 7 | 6 | 5.9 | 5.9 | 5.9 | 5.9 | 5.9 | 5.9 | 5.9 | 5.9 | 5.9 | 5.9 | 5.9 | 5.9 | 30 | 30 | 24 | 30 | 35 | 41 | 18 | 35 | 24 | 30 | 41 | 35 | 30 | 30 | 24 | 30 | 35 | 41 | 18 | 35 | 24 | 30 | 41 | 35 | 1.306 | 1.357 | 1.16 | 1.315 | 1.516 | 1.827 | 0.932 | 1.511 | 1.157 | 1.444 | 1.939 | 1.546 | 63 | 63 | 373 | 373 | 17.01 | 2020
Vintage1981 | natural gas peaker | TRUE | 701.1258.KS.IC | 1258 | N | . | Anthony | City of Anthony - (KS) | 701 | KS | WNC | MRO |  | 22 | 1 | Electric Utility | IC | NG | NG | SWPP | A | mcf | 191 | 160 | 138 | 118 | 109 | 169 | 246 | 172 | 116 | 129 | 100 | 154 | 191 | 160 | 138 | 118 | 109 | 169 | 246 | 172 | 116 | 129 | 100 | 154 | 0.97 | 0.97 | 0.97 | 0.97 | 0.97 | 0.97 | 0.97 | 0.97 | 0.97 | 0.97 | 0.97 | 0.97 | 185 | 155 | 134 | 114 | 106 | 164 | 239 | 167 | 113 | 125 | 97 | 149 | 185 | 155 | 134 | 114 | 106 | 164 | 239 | 167 | 113 | 125 | 97 | 149 | 8.419 | 7.103 | 6.104 | 5.248 | 4.85 | 7.486 | 10.918 | 7.65 | 5.167 | 5.743 | 4.45 | 6.852 | 1802 | 1802 | 1748 | 1748 | 79.99 | 2020
Vintage2014 | petroleum | TRUE | 911.1259.KS.IC | 1259 | N | . | Ashland | City of Ashland - (KS) | 911 | KS | WNC | MRO |  | 22 | 1 | Electric Utility | IC | DFO | DFO | SWPP | A | barrels | 12 | 12 | 10 | 12 | 13 | 16 | 8 | 13 | 10 | 13 | 17 | 14 | 12 | 12 | 10 | 12 | 13 | 16 | 8 | 13 | 10 | 13 | 17 | 14 | 6 | 6 | 6 | 6 | 6 | 6 | 6 | 6 | 6 | 6 | 6 | 6 | 72 | 72 | 60 | 72 | 78 | 96 | 48 | 78 | 60 | 78 | 102 | 84 | 72 | 72 | 60 | 72 | 78 | 96 | 48 | 78 | 60 | 78 | 102 | 84 | 6.064 | 6.303 | 5.385 | 6.108 | 7.039 | 8.485 | 4.329 | 7.018 | 5.375 | 6.706 | 9.007 | 7.181 | 150 | 150 | 900 | 900 | 79 | 2020
Vintage2014 | natural gas peaker | TRUE | 911.1259.KS.IC | 1259 | N | . | Ashland | City of Ashland - (KS) | 911 | KS | WNC | MRO |  | 22 | 1 | Electric Utility | IC | NG | NG | SWPP | A | mcf | 0 | 0 | 0 | 0 | 0 | 0 | 0 | 0 | 0 | 0 | 0 | 0 | 0 | 0 | 0 | 0 | 0 | 0 | 0 | 0 | 0 | 0 | 0 | 0 | 0 | 0 | 0 | 0 | 0 | 0 | 0 | 0 | 0 | 0 | 0 | 0 | 0 | 0 | 0 | 0 | 0 | 0 | 0 | 0 | 0 | 0 | 0 | 0 | 0 | 0 | 0 | 0 | 0 | 0 | 0 | 0 | 0 | 0 | 0 | 0 | 0 | 0 | 0 | 0 | 0 | 0 | 0 | 0 | 0 | 0 | 0 | 0 | 0 | 0 | 0 | 0 | 0 | 2020
Vintage2016 | petroleum | TRUE | 998.1261.KS.IC | 1261 | N | . | Augusta Electric Plant No 1 | City of Augusta - (KS) | 998 | KS | WNC | MRO |  | 22 | 1 | Electric Utility | IC | DFO | DFO | SWPP | A | barrels | 0 | 0 | 0 | 0 | 0 | 0 | 0 | 0 | 0 | 0 | 0 | 11 | 0 | 0 | 0 | 0 | 0 | 0 | 0 | 0 | 0 | 0 | 0 | 11 | 0 | 0 | 0 | 0 | 0 | 0 | 0 | 0 | 0 | 0 | 0 | 5.883 | 0 | 0 | 0 | 0 | 0 | 0 | 0 | 0 | 0 | 0 | 0 | 65 | 0 | 0 | 0 | 0 | 0 | 0 | 0 | 0 | 0 | 0 | 0 | 65 | 0 | 0 | 0 | 0 | 0 | 0 | 0 | 0 | 0 | 0 | 0 | -95 | 11 | 11 | 65 | 65 | -95 | 2020
Vintage2016 | natural gas peaker | TRUE | 998.1261.KS.IC | 1261 | N | . | Augusta Electric Plant No 1 | City of Augusta - (KS) | 998 | KS | WNC | MRO |  | 22 | 1 | Electric Utility | IC | NG | NG | SWPP | A | mcf | 0 | 0 | 0 | 0 | 0 | 0 | 0 | 0 | 0 | 0 | 0 | 0 | 0 | 0 | 0 | 0 | 0 | 0 | 0 | 0 | 0 | 0 | 0 | 0 | 0 | 0 | 0 | 0 | 0 | 0 | 0 | 0 | 0 | 0 | 0 | 0 | 0 | 0 | 0 | 0 | 0 | 0 | 0 | 0 | 0 | 0 | 0 | 0 | 0 | 0 | 0 | 0 | 0 | 0 | 0 | 0 | 0 | 0 | 0 | 0 | 0 | 0 | 0 | 0 | 0 | 0 | 0 | 0 | 0 | 0 | 0 | 0 | 0 | 0 | 0 | 0 | 0 | 2020
Vintage1970 | petroleum | TRUE | 1148.1262.KS.IC | 1262 | N | . | Baldwin City Plant No 1 | City of Baldwin City- (KS) | 1148 | KS | WNC | MRO |  | 22 | 1 | Electric Utility | IC | DFO | DFO | SWPP | A | barrels | 6 | 6 | 5 | 5 | 6 | 8 | 4 | 6 | 5 | 6 | 8 | 6 | 6 | 6 | 5 | 5 | 6 | 8 | 4 | 6 | 5 | 6 | 8 | 6 | 5.83 | 5.83 | 5.83 | 5.83 | 5.83 | 5.83 | 5.83 | 5.83 | 5.83 | 5.83 | 5.83 | 5.83 | 35 | 35 | 29 | 29 | 35 | 47 | 23 | 35 | 29 | 35 | 47 | 35 | 35 | 35 | 29 | 29 | 35 | 47 | 23 | 35 | 29 | 35 | 47 | 35 | 2.687 | 2.793 | 2.386 | 2.706 | 3.118 | 3.759 | 1.918 | 3.109 | 2.381 | 2.971 | 3.991 | 3.181 | 71 | 71 | 414 | 414 | 35 | 2020
Vintage1970 | natural gas peaker | TRUE | 1148.1262.KS.IC | 1262 | N | . | Baldwin City Plant No 1 | City of Baldwin City- (KS) | 1148 | KS | WNC | MRO |  | 22 | 1 | Electric Utility | IC | NG | NG | SWPP | A | mcf | 0 | 0 | 0 | 0 | 0 | 0 | 0 | 0 | 0 | 0 | 0 | 0 | 0 | 0 | 0 | 0 | 0 | 0 | 0 | 0 | 0 | 0 | 0 | 0 | 0 | 0 | 0 | 0 | 0 | 0 | 0 | 0 | 0 | 0 | 0 | 0 | 0 | 0 | 0 | 0 | 0 | 0 | 0 | 0 | 0 | 0 | 0 | 0 | 0 | 0 | 0 | 0 | 0 | 0 | 0 | 0 | 0 | 0 | 0 | 0 | 0 | 0 | 0 | 0 | 0 | 0 | 0 | 0 | 0 | 0 | 0 | 0 | 0 | 0 | 0 | 0 | 0 | 2020
Vintage2007 | petroleum | TRUE | 1512.1263.KS.IC | 1263 | N | . | Belleville | City of Belleville - (KS) | 1512 | KS | WNC | MRO |  | 22 | 1 | Electric Utility | IC | DFO | DFO | SWPP | A | barrels | 10 | 9 | 8 | 9 | 10 | 12 | 6 | 10 | 8 | 10 | 13 | 11 | 10 | 9 | 8 | 9 | 10 | 12 | 6 | 10 | 8 | 10 | 13 | 11 | 5.77 | 5.77 | 5.77 | 5.77 | 5.77 | 5.77 | 5.77 | 5.77 | 5.77 | 5.77 | 5.77 | 5.77 | 58 | 52 | 46 | 52 | 58 | 69 | 35 | 58 | 46 | 58 | 75 | 63 | 58 | 52 | 46 | 52 | 58 | 69 | 35 | 58 | 46 | 58 | 75 | 63 | 4.669 | 4.854 | 4.148 | 4.704 | 5.421 | 6.535 | 3.334 | 5.405 | 4.14 | 5.165 | 6.937 | 5.53 | 116 | 116 | 670 | 670 | 60.842 | 2020
Vintage2007 | natural gas peaker | TRUE | 1512.1263.KS.IC | 1263 | N | . | Belleville | City of Belleville - (KS) | 1512 | KS | WNC | MRO |  | 22 | 1 | Electric Utility | IC | NG | NG | SWPP | A | mcf | 104 | 89 | 76 | 66 | 61 | 94 | 137 | 96 | 65 | 72 | 56 | 86 | 104 | 89 | 76 | 66 | 61 | 94 | 137 | 96 | 65 | 72 | 56 | 86 | 1.032 | 1.032 | 1.032 | 1.032 | 1.032 | 1.032 | 1.032 | 1.032 | 1.032 | 1.032 | 1.032 | 1.032 | 107 | 92 | 78 | 68 | 63 | 97 | 141 | 99 | 67 | 74 | 58 | 89 | 107 | 92 | 78 | 68 | 63 | 97 | 141 | 99 | 67 | 74 | 58 | 89 | 9.895 | 8.347 | 7.173 | 6.167 | 5.699 | 8.797 | 12.83 | 8.989 | 6.072 | 6.748 | 5.229 | 8.052 | 1002 | 1002 | 1033 | 1033 | 93.998 | 2020
Vintage1980 | petroleum | TRUE | 1525.1264.KS.IC | 1264 | N | . | Beloit | City of Beloit - (KS) | 1525 | KS | WNC | MRO |  | 22 | 1 | Electric Utility | IC | DFO | DFO | SWPP | A | barrels | 6 | 6 | 5 | 6 | 7 | 8 | 4 | 7 | 5 | 6 | 9 | 7 | 6 | 6 | 5 | 6 | 7 | 8 | 4 | 7 | 5 | 6 | 9 | 7 | 5.75 | 5.75 | 5.75 | 5.75 | 5.75 | 5.75 | 5.75 | 5.75 | 5.75 | 5.75 | 5.75 | 5.75 | 35 | 35 | 29 | 35 | 40 | 46 | 23 | 40 | 29 | 35 | 52 | 40 | 35 | 35 | 29 | 35 | 40 | 46 | 23 | 40 | 29 | 35 | 52 | 40 | 3.301 | 3.433 | 2.933 | 3.326 | 3.833 | 4.621 | 2.358 | 3.822 | 2.927 | 3.652 | 4.905 | 3.91 | 76 | 76 | 439 | 439 | 43.021 | 2020
Vintage1980 | natural gas peaker | TRUE | 1525.1264.KS.IC | 1264 | N | . | Beloit | City of Beloit - (KS) | 1525 | KS | WNC | MRO |  | 22 | 1 | Electric Utility | IC | NG | NG | SWPP | A | mcf | 118 | 100 | 86 | 74 | 68 | 105 | 153 | 107 | 72 | 80 | 62 | 96 | 118 | 100 | 86 | 74 | 68 | 105 | 153 | 107 | 72 | 80 | 62 | 96 | 1.06 | 1.06 | 1.06 | 1.06 | 1.06 | 1.06 | 1.06 | 1.06 | 1.06 | 1.06 | 1.06 | 1.06 | 125 | 106 | 91 | 78 | 72 | 111 | 162 | 113 | 76 | 85 | 66 | 102 | 125 | 106 | 91 | 78 | 72 | 111 | 162 | 113 | 76 | 85 | 66 | 102 | 12.314 | 10.387 | 8.926 | 7.675 | 7.092 | 10.948 | 15.967 | 11.187 | 7.557 | 8.398 | 6.508 | 10.02 | 1121 | 1121 | 1187 | 1187 | 116.979 | 2020
Vintage1980 | petroleum | TRUE | 2547.1265.KS.IC | 1265 | N | . | Burlingame | City of Burlingame - (KS) | 2547 | KS | WNC | MRO |  | 22 | 1 | Electric Utility | IC | DFO | DFO | SWPP | A | barrels | 0 | 0 | 0 | 0 | 0 | 0 | 0 | 0 | 0 | 0 | 0 | 1 | 0 | 0 | 0 | 0 | 0 | 0 | 0 | 0 | 0 | 0 | 0 | 1 | 0 | 0 | 0 | 0 | 0 | 0 | 0 | 0 | 0 | 0 | 0 | 5.7 | 0 | 0 | 0 | 0 | 0 | 0 | 0 | 0 | 0 | 0 | 0 | 6 | 0 | 0 | 0 | 0 | 0 | 0 | 0 | 0 | 0 | 0 | 0 | 6 | 0 | 0 | 0 | 0 | 0 | 0 | 0 | 0 | 0 | 0 | 0 | 0.581 | 1 | 1 | 6 | 6 | 0.581 | 2020
Vintage1980 | natural gas peaker | TRUE | 2547.1265.KS.IC | 1265 | N | . | Burlingame | City of Burlingame - (KS) | 2547 | KS | WNC | MRO |  | 22 | 1 | Electric Utility | IC | NG | NG | SWPP | A | mcf | 5 | 6 | 5 | 4 | 4 | 6 | 9 | 6 | 4 | 5 | 4 | 5 | 5 | 6 | 5 | 4 | 4 | 6 | 9 | 6 | 4 | 5 | 4 | 5 | 1 | 1 | 1 | 1 | 1 | 1 | 1 | 1 | 1 | 1 | 1 | 1 | 5 | 6 | 5 | 4 | 4 | 6 | 9 | 6 | 4 | 5 | 4 | 5 | 5 | 6 | 5 | 4 | 4 | 6 | 9 | 6 | 4 | 5 | 4 | 5 | 0.675 | 0.57 | 0.49 | 0.421 | 0.389 | 0.601 | 0.876 | 0.614 | 0.415 | 0.461 | 0.357 | 0.55 | 63 | 63 | 63 | 63 | 6.419 | 2020
Vintage2005 | petroleum | TRUE | 2551.1266.KS.IC | 1266 | N | . | Burlington (KS) | City of Burlington - (KS) | 2551 | KS | WNC | MRO |  | 22 | 1 | Electric Utility | IC | DFO | DFO | SWPP | A | barrels | 33 | 33 | 28 | 32 | 37 | 45 | 23 | 37 | 28 | 35 | 48 | 38 | 33 | 33 | 28 | 32 | 37 | 45 | 23 | 37 | 28 | 35 | 48 | 38 | 5.5 | 5.5 | 5.5 | 5.5 | 5.5 | 5.5 | 5.5 | 5.5 | 5.5 | 5.5 | 5.5 | 5.5 | 182 | 182 | 154 | 176 | 204 | 248 | 127 | 204 | 154 | 193 | 264 | 209 | 182 | 182 | 154 | 176 | 204 | 248 | 127 | 204 | 154 | 193 | 264 | 209 | 14.432 | 15.005 | 12.82 | 14.539 | 16.756 | 20.199 | 10.306 | 16.706 | 12.795 | 15.964 | 21.442 | 17.094 | 417 | 417 | 2297 | 2297 | 188.058 | 2020
Vintage2005 | natural gas peaker | TRUE | 2551.1266.KS.IC | 1266 | N | . | Burlington (KS) | City of Burlington - (KS) | 2551 | KS | WNC | MRO |  | 22 | 1 | Electric Utility | IC | NG | NG | SWPP | A | mcf | 1 | 1 | 1 | 1 | 1 | 1 | 1 | 1 | 1 | 1 | 1 | 1 | 1 | 1 | 1 | 1 | 1 | 1 | 1 | 1 | 1 | 1 | 1 | 1 | 1.1 | 1.1 | 1.1 | 1.1 | 1.1 | 1.1 | 1.1 | 1.1 | 1.1 | 1.1 | 1.1 | 1.1 | 1 | 1 | 1 | 1 | 1 | 1 | 1 | 1 | 1 | 1 | 1 | 1 | 1 | 1 | 1 | 1 | 1 | 1 | 1 | 1 | 1 | 1 | 1 | 1 | 0.113 | 0.096 | 0.083 | 0.071 | 0.066 | 0.101 | 0.148 | 0.103 | 0.07 | 0.078 | 0.06 | 0.093 | 12 | 12 | 12 | 12 | 1.082 | 2020
Vintage2002 | petroleum | TRUE | 3355.1268.KS.GT | 1268 | N | . | Chanute 2 | City of Chanute | 3355 | KS | WNC | MRO |  | 22 | 1 | Electric Utility | GT | DFO | DFO | SWPP | A | barrels | 0 | 0 | 0 | 0 | 0 | 0 | 0 | 0 | 0 | 0 | 0 | . | 0 | 0 | 0 | 0 | 0 | 0 | 0 | 0 | 0 | 0 | 0 | . | 0 | 0 | 0 | 0 | 0 | 0 | 0 | 0 | 0 | 0 | 0 | . | 0 | 0 | 0 | 0 | 0 | 0 | 0 | 0 | 0 | 0 | 0 | . | 0 | 0 | 0 | 0 | 0 | 0 | 0 | 0 | 0 | 0 | 0 | . | 0 | 0 | 0 | 0 | 0 | 0 | 0 | 0 | 0 | 0 | 0 | . | 0 | 0 | 0 | 0 | 0 | 2020
Vintage2002 | natural gas peaker | TRUE | 3355.1268.KS.GT | 1268 | N | . | Chanute 2 | City of Chanute | 3355 | KS | WNC | MRO |  | 22 | 1 | Electric Utility | GT | NG | NG | SWPP | A | mcf | 315067 | 265794 | 228404 | 196388 | 181474 | 280143 | 408564 | 286250 | 193362 | 214893 | 166515 | 256395 | 315067 | 265794 | 228404 | 196388 | 181474 | 280143 | 408564 | 286250 | 193362 | 214893 | 166515 | 256395 | 1 | 1 | 1 | 1 | 1 | 1 | 1 | 1 | 1 | 1 | 1 | 1 | 315067 | 265794 | 228404 | 196388 | 181474 | 280143 | 408564 | 286250 | 193362 | 214893 | 166515 | 256395 | 315067 | 265794 | 228404 | 196388 | 181474 | 280143 | 408564 | 286250 | 193362 | 214893 | 166515 | 256395 | 25245.324 | 21297.171 | 18301.226 | 15735.911 | 14540.893 | 22446.94 | 32736.826 | 22936.228 | 15493.45 | 17218.643 | 13342.297 | 20544.091 | 2993249 | 2993249 | 2993249 | 2993249 | 239839 | 2020
Vintage1965 | petroleum | TRUE | 3355.1268.KS.IC | 1268 | N | . | Chanute 2 | City of Chanute | 3355 | KS | WNC | MRO |  | 22 | 1 | Electric Utility | IC | DFO | DFO | SWPP | A | barrels | . | . | . | . | . | . | . | . | . | . | . | 10 | . | . | . | . | . | . | . | . | . | . | . | 10 | . | . | . | . | . | . | . | . | . | . | . | 6.2 | . | . | . | . | . | . | . | . | . | . | . | 62 | . | . | . | . | . | . | . | . | . | . | . | 62 | . | . | . | . | . | . | . | . | . | . | . | 6.106 | 10 | 10 | 62 | 62 | 6.106 | 2020
Vintage1965 | natural gas peaker | TRUE | 3355.1268.KS.IC | 1268 | N | . | Chanute 2 | City of Chanute | 3355 | KS | WNC | MRO |  | 22 | 1 | Electric Utility | IC | NG | NG | SWPP | A | mcf | 6 | 6 | 5 | 5 | 4 | 7 | 10 | 7 | 5 | 5 | 4 | 6 | 6 | 6 | 5 | 5 | 4 | 7 | 10 | 7 | 5 | 5 | 4 | 6 | 1 | 1 | 1 | 1 | 1 | 1 | 1 | 1 | 1 | 1 | 1 | 1 | 6 | 6 | 5 | 5 | 4 | 7 | 10 | 7 | 5 | 5 | 4 | 6 | 6 | 6 | 5 | 5 | 4 | 7 | 10 | 7 | 5 | 5 | 4 | 6 | 0.726 | 0.612 | 0.526 | 0.452 | 0.418 | 0.645 | 0.941 | 0.659 | 0.445 | 0.495 | 0.384 | 0.591 | 70 | 70 | 70 | 70 | 6.894 | 2020
Vintage2005 | petroleum | TRUE | 3710.1270.KS.IC | 1270 | N | . | Clay Center | City of Clay Center - (KS) | 3710 | KS | WNC | MRO |  | 22 | 1 | Electric Utility | IC | DFO | DFO | SWPP | A | barrels | 10 | 10 | 8 | 9 | 11 | 13 | 7 | 11 | 8 | 10 | 14 | 11 | 10 | 10 | 8 | 9 | 11 | 13 | 7 | 11 | 8 | 10 | 14 | 11 | 5.9 | 5.9 | 5.9 | 5.9 | 5.9 | 5.9 | 5.9 | 5.9 | 5.9 | 5.9 | 5.9 | 5.9 | 59 | 59 | 47 | 53 | 65 | 77 | 41 | 65 | 47 | 59 | 83 | 65 | 59 | 59 | 47 | 53 | 65 | 77 | 41 | 65 | 47 | 59 | 83 | 65 | -28.794 | -29.936 | -25.577 | -29.007 | -33.43 | -40.299 | -20.561 | -33.331 | -25.528 | -31.851 | -42.779 | -34.104 | 122 | 122 | 720 | 720 | -375.197 | 2020
Vintage2005 | natural gas peaker | TRUE | 3710.1270.KS.IC | 1270 | N | . | Clay Center | City of Clay Center - (KS) | 3710 | KS | WNC | MRO |  | 22 | 1 | Electric Utility | IC | NG | NG | SWPP | A | mcf | 128 | 108 | 93 | 80 | 74 | 114 | 167 | 117 | 79 | 88 | 68 | 105 | 128 | 108 | 93 | 80 | 74 | 114 | 167 | 117 | 79 | 88 | 68 | 105 | 0.9 | 0.9 | 0.9 | 0.9 | 0.9 | 0.9 | 0.9 | 0.9 | 0.9 | 0.9 | 0.9 | 0.9 | 115 | 97 | 84 | 72 | 67 | 103 | 150 | 105 | 71 | 79 | 61 | 95 | 115 | 97 | 84 | 72 | 67 | 103 | 150 | 105 | 71 | 79 | 61 | 95 | -60.292 | -50.864 | -43.708 | -37.582 | -34.728 | -53.61 | -78.185 | -54.778 | -37.003 | -41.123 | -31.865 | -49.065 | 1221 | 1221 | 1099 | 1099 | -572.803 | 2020
Vintage1961 | petroleum | TRUE | 3710.1270.KS.ST | 1270 | N | . | Clay Center | City of Clay Center - (KS) | 3710 | KS | WNC | MRO |  | 22 | 1 | Electric Utility | ST | DFO | DFO | SWPP | A | barrels | 0 | 0 | 0 | 0 | 0 | 0 | 0 | 0 | 0 | 0 | 0 | 0 | 0 | 0 | 0 | 0 | 0 | 0 | 0 | 0 | 0 | 0 | 0 | 0 | 0 | 0 | 0 | 0 | 0 | 0 | 0 | 0 | 0 | 0 | 0 | 0 | 0 | 0 | 0 | 0 | 0 | 0 | 0 | 0 | 0 | 0 | 0 | 0 | 0 | 0 | 0 | 0 | 0 | 0 | 0 | 0 | 0 | 0 | 0 | 0 | 0 | 0 | 0 | 0 | 0 | 0 | 0 | 0 | 0 | 0 | 0 | 0 | 0 | 0 | 0 | 0 | 0 | 2020
Vintage1961 | natural gas steam turbine | TRUE | 3710.1270.KS.ST | 1270 | N | . | Clay Center | City of Clay Center - (KS) | 3710 | KS | WNC | MRO |  | 22 | 1 | Electric Utility | ST | NG | NG | SWPP | A | mcf | 0 | 0 | 0 | 0 | 0 | 0 | 0 | 0 | 0 | 0 | 0 | 0 | 0 | 0 | 0 | 0 | 0 | 0 | 0 | 0 | 0 | 0 | 0 | 0 | 0 | 0 | 0 | 0 | 0 | 0 | 0 | 0 | 0 | 0 | 0 | 0 | 0 | 0 | 0 | 0 | 0 | 0 | 0 | 0 | 0 | 0 | 0 | 0 | 0 | 0 | 0 | 0 | 0 | 0 | 0 | 0 | 0 | 0 | 0 | 0 | 0 | 0 | 0 | 0 | 0 | 0 | 0 | 0 | 0 | 0 | 0 | 0 | 0 | 0 | 0 | 0 | 0 | 2020
Vintage2007 | petroleum | TRUE | 3892.1271.KS.IC | 1271 | N | . | Coffeyville | City of Coffeyville - (KS) | 3892 | KS | WNC | MRO |  | 22 | 1 | Electric Utility | IC | DFO | DFO | SWPP | A | barrels | 1 | 1 | 1 | 1 | 2 | 2 | 1 | 2 | 1 | 2 | 2 | 2 | 1 | 1 | 1 | 1 | 2 | 2 | 1 | 2 | 1 | 2 | 2 | 2 | 6.2 | 6.2 | 6.2 | 6.2 | 6.2 | 6.2 | 6.2 | 6.2 | 6.2 | 6.2 | 6.2 | 6.2 | 6 | 6 | 6 | 6 | 12 | 12 | 6 | 12 | 6 | 12 | 12 | 12 | 6 | 6 | 6 | 6 | 12 | 12 | 6 | 12 | 6 | 12 | 12 | 12 | 0.768 | 0.798 | 0.682 | 0.773 | 0.891 | 1.074 | 0.548 | 0.888 | 0.68 | 0.849 | 1.14 | 0.909 | 18 | 18 | 108 | 108 | 10 | 2020
Vintage1973 | natural gas steam turbine | TRUE | 3892.1271.KS.ST | 1271 | N | . | Coffeyville | City of Coffeyville - (KS) | 3892 | KS | WNC | MRO |  | 22 | 1 | Electric Utility | ST | NG | NG | SWPP | AM | mcf | 0 | 0 | 169 | 0 | 431 | 3443 | 0 | 0 | 0 | 0 | 0 | 0 | 0 | 0 | 169 | 0 | 431 | 3443 | 0 | 0 | 0 | 0 | 0 | 0 | 0 | 0 | 1.02 | 0 | 1.02 | 1.02 | 0 | 0 | 0 | 0 | 0 | 0 | 0 | 0 | 172 | 0 | 440 | 3512 | 0 | 0 | 0 | 0 | 0 | 0 | 0 | 0 | 172 | 0 | 440 | 3512 | 0 | 0 | 0 | 0 | 0 | 0 | 0 | 0 | 0 | 0 | 17 | 225 | 0 | 0 | 0 | 0 | 0 | 0 | 4043 | 4043 | 4124 | 4124 | 242 | 2020
Vintage2019 | petroleum | TRUE | 3913.1272.KS.IC | 1272 | N | . | Colby City of | City of Colby - (KS) | 3913 | KS | WNC | MRO |  | 22 | 1 | Electric Utility | IC | DFO | DFO | SWPP | A | barrels | 9 | 10 | 8 | 9 | 11 | 13 | 7 | 11 | 8 | 10 | 14 | 11 | 9 | 10 | 8 | 9 | 11 | 13 | 7 | 11 | 8 | 10 | 14 | 11 | 5.9 | 5.9 | 5.9 | 5.9 | 5.9 | 5.9 | 5.9 | 5.9 | 5.9 | 5.9 | 5.9 | 5.9 | 53 | 59 | 47 | 53 | 65 | 77 | 41 | 65 | 47 | 59 | 83 | 65 | 53 | 59 | 47 | 53 | 65 | 77 | 41 | 65 | 47 | 59 | 83 | 65 | 5.198 | 5.404 | 4.617 | 5.236 | 6.035 | 7.275 | 3.712 | 6.017 | 4.608 | 5.75 | 7.722 | 6.156 | 121 | 121 | 714 | 714 | 67.73 | 2020
Vintage2019 | natural gas peaker | TRUE | 3913.1272.KS.IC | 1272 | N | . | Colby City of | City of Colby - (KS) | 3913 | KS | WNC | MRO |  | 22 | 1 | Electric Utility | IC | NG | NG | SWPP | A | mcf | 0 | 0 | 0 | 0 | 0 | 0 | 0 | 0 | 0 | 0 | 0 | 3 | 0 | 0 | 0 | 0 | 0 | 0 | 0 | 0 | 0 | 0 | 0 | 3 | 0 | 0 | 0 | 0 | 0 | 0 | 0 | 0 | 0 | 0 | 0 | 0.95 | 0 | 0 | 0 | 0 | 0 | 0 | 0 | 0 | 0 | 0 | 0 | 3 | 0 | 0 | 0 | 0 | 0 | 0 | 0 | 0 | 0 | 0 | 0 | 3 | 0 | 0 | 0 | 0 | 0 | 0 | 0 | 0 | 0 | 0 | 0 | 0.27 | 3 | 3 | 3 | 3 | 0.27 | 2020
Vintage1971 | petroleum | TRUE | 5802.1274.KS.IC | 1274 | Y | . | Ellinwood | City of Ellinwood - (KS) | 5802 | KS | WNC | MRO |  | 22 | 1 | Electric Utility | IC | DFO | DFO | SWPP | A | barrels | 0 | 0 | 0 | 0 | 0 | 0 | 0 | 0 | 0 | 0 | 0 | 16 | 0 | 0 | 0 | 0 | 0 | 0 | 0 | 0 | 0 | 0 | 0 | 16 | 0 | 0 | 0 | 0 | 0 | 0 | 0 | 0 | 0 | 0 | 0 | 5.9 | 0 | 0 | 0 | 0 | 0 | 0 | 0 | 0 | 0 | 0 | 0 | 94 | 0 | 0 | 0 | 0 | 0 | 0 | 0 | 0 | 0 | 0 | 0 | 94 | 0 | 0 | 0 | 0 | 0 | 0 | 0 | 0 | 0 | 0 | 0 | 8.174 | 16 | 16 | 94 | 94 | 8.174 | 2020
Vintage1971 | natural gas peaker | TRUE | 5802.1274.KS.IC | 1274 | Y | . | Ellinwood | City of Ellinwood - (KS) | 5802 | KS | WNC | MRO |  | 22 | 1 | Electric Utility | IC | NG | NG | SWPP | A | mcf | 37 | 32 | 27 | 23 | 22 | 33 | 49 | 34 | 23 | 26 | 20 | 30 | 37 | 32 | 27 | 23 | 22 | 33 | 49 | 34 | 23 | 26 | 20 | 30 | 1 | 1 | 1 | 1 | 1 | 1 | 1 | 1 | 1 | 1 | 1 | 1 | 37 | 32 | 27 | 23 | 22 | 33 | 49 | 34 | 23 | 26 | 20 | 30 | 37 | 32 | 27 | 23 | 22 | 33 | 49 | 34 | 23 | 26 | 20 | 30 | 3.245 | 2.737 | 2.352 | 2.023 | 1.869 | 2.885 | 4.208 | 2.948 | 1.991 | 2.213 | 1.715 | 2.64 | 356 | 356 | 356 | 356 | 30.826 | 2020
Vintage2005 | petroleum | TRUE | 5957.1276.KS.IC | 1276 | N | . | Erie | City of Erie - (KS) | 5957 | KS | WNC | MRO |  | 22 | 1 | Electric Utility | IC | DFO | DFO | SWPP | A | barrels | 2 | 2 | 2 | 2 | 3 | 3 | 2 | 3 | 2 | 3 | 4 | 3 | 2 | 2 | 2 | 2 | 3 | 3 | 2 | 3 | 2 | 3 | 4 | 3 | 5.85 | 5.85 | 5.85 | 5.85 | 5.85 | 5.85 | 5.85 | 5.85 | 5.85 | 5.85 | 5.85 | 5.85 | 12 | 12 | 12 | 12 | 18 | 18 | 12 | 18 | 12 | 18 | 23 | 18 | 12 | 12 | 12 | 12 | 18 | 18 | 12 | 18 | 12 | 18 | 23 | 18 | 0.921 | 0.957 | 0.818 | 0.928 | 1.069 | 1.289 | 0.658 | 1.066 | 0.816 | 1.019 | 1.368 | 1.091 | 31 | 31 | 185 | 185 | 12 | 2020
Vintage2000 | petroleum | TRUE | 6965.1278.KS.IC | 1278 | N | . | Garnett Municipal | City of Garnett - (KS) | 6965 | KS | WNC | MRO |  | 22 | 1 | Electric Utility | IC | DFO | DFO | SWPP | A | barrels | 5 | 5 | 4 | 5 | 6 | 7 | 4 | 6 | 4 | 5 | 7 | 6 | 5 | 5 | 4 | 5 | 6 | 7 | 4 | 6 | 4 | 5 | 7 | 6 | 5.778 | 5.778 | 5.778 | 5.778 | 5.778 | 5.778 | 5.778 | 5.778 | 5.778 | 5.778 | 5.778 | 5.778 | 29 | 29 | 23 | 29 | 35 | 40 | 23 | 35 | 23 | 29 | 40 | 35 | 29 | 29 | 23 | 29 | 35 | 40 | 23 | 35 | 23 | 29 | 40 | 35 | 1.305 | 1.356 | 1.159 | 1.314 | 1.515 | 1.826 | 0.932 | 1.51 | 1.157 | 1.443 | 1.938 | 1.545 | 64 | 64 | 370 | 370 | 17 | 2020
Vintage2000 | natural gas peaker | TRUE | 6965.1278.KS.IC | 1278 | N | . | Garnett Municipal | City of Garnett - (KS) | 6965 | KS | WNC | MRO |  | 22 | 1 | Electric Utility | IC | NG | NG | SWPP | A | mcf | 0 | 0 | 0 | 0 | 0 | 0 | 0 | 0 | 0 | 0 | 0 | 0 | 0 | 0 | 0 | 0 | 0 | 0 | 0 | 0 | 0 | 0 | 0 | 0 | 0 | 0 | 0 | 0 | 0 | 0 | 0 | 0 | 0 | 0 | 0 | 0 | 0 | 0 | 0 | 0 | 0 | 0 | 0 | 0 | 0 | 0 | 0 | 0 | 0 | 0 | 0 | 0 | 0 | 0 | 0 | 0 | 0 | 0 | 0 | 0 | 0 | 0 | 0 | 0 | 0 | 0 | 0 | 0 | 0 | 0 | 0 | 0 | 0 | 0 | 0 | 0 | 0 | 2020
Vintage1997 | petroleum | TRUE | 7257.1279.KS.IC | 1279 | N | . | Girard | City of Girard - (KS) | 7257 | KS | WNC | MRO |  | 22 | 1 | Electric Utility | IC | DFO | DFO | SWPP | A | barrels | 3 | 2 | 2 | 2 | 2 | 3 | 2 | 2 | 2 | 2 | 3 | 3 | 3 | 2 | 2 | 2 | 2 | 3 | 2 | 2 | 2 | 2 | 3 | 3 | 5.5 | 5.5 | 5.5 | 5.5 | 5.5 | 5.5 | 5.5 | 5.5 | 5.5 | 5.5 | 5.5 | 5.5 | 17 | 11 | 11 | 11 | 11 | 17 | 11 | 11 | 11 | 11 | 17 | 17 | 17 | 11 | 11 | 11 | 11 | 17 | 11 | 11 | 11 | 11 | 17 | 17 | 0.996 | 1.036 | 0.885 | 1.004 | 1.157 | 1.395 | 0.712 | 1.154 | 0.884 | 1.103 | 1.481 | 1.181 | 28 | 28 | 156 | 156 | 12.988 | 2020
Vintage1997 | natural gas peaker | TRUE | 7257.1279.KS.IC | 1279 | N | . | Girard | City of Girard - (KS) | 7257 | KS | WNC | MRO |  | 22 | 1 | Electric Utility | IC | NG | NG | SWPP | A | mcf | 36 | 31 | 26 | 23 | 21 | 32 | 47 | 33 | 22 | 25 | 19 | 29 | 36 | 31 | 26 | 23 | 21 | 32 | 47 | 33 | 22 | 25 | 19 | 29 | 1 | 1 | 1 | 1 | 1 | 1 | 1 | 1 | 1 | 1 | 1 | 1 | 36 | 31 | 26 | 23 | 21 | 32 | 47 | 33 | 22 | 25 | 19 | 29 | 36 | 31 | 26 | 23 | 21 | 32 | 47 | 33 | 22 | 25 | 19 | 29 | 3.055 | 2.576 | 2.214 | 1.903 | 1.759 | 2.715 | 3.96 | 2.774 | 1.874 | 2.083 | 1.614 | 2.485 | 344 | 344 | 344 | 344 | 29.012 | 2020
Vintage1999 | petroleum | TRUE | 7374.1280.KS.IC | 1280 | N | . | Goodland | City of Goodland - (KS) | 7374 | KS | WNC | MRO |  | 22 | 1 | Electric Utility | IC | DFO | DFO | SWPP | A | barrels | 11 | 12 | 10 | 12 | 13 | 16 | 8 | 13 | 10 | 13 | 17 | 14 | 11 | 12 | 10 | 12 | 13 | 16 | 8 | 13 | 10 | 13 | 17 | 14 | 6.2 | 6.2 | 6.2 | 6.2 | 6.2 | 6.2 | 6.2 | 6.2 | 6.2 | 6.2 | 6.2 | 6.2 | 68 | 74 | 62 | 74 | 81 | 99 | 50 | 81 | 62 | 81 | 105 | 87 | 68 | 74 | 62 | 74 | 81 | 99 | 50 | 81 | 62 | 81 | 105 | 87 | -41.938 | -43.604 | -37.256 | -42.251 | -48.694 | -58.699 | -29.95 | -48.55 | -37.184 | -46.393 | -62.312 | -49.675 | 149 | 149 | 924 | 924 | -546.506 | 2020
Vintage1999 | natural gas peaker | TRUE | 7374.1280.KS.IC | 1280 | N | . | Goodland | City of Goodland - (KS) | 7374 | KS | WNC | MRO |  | 22 | 1 | Electric Utility | IC | NG | NG | SWPP | A | mcf | 389 | 328 | 282 | 242 | 224 | 346 | 504 | 353 | 239 | 265 | 206 | 317 | 389 | 328 | 282 | 242 | 224 | 346 | 504 | 353 | 239 | 265 | 206 | 317 | 1.1 | 1.1 | 1.1 | 1.1 | 1.1 | 1.1 | 1.1 | 1.1 | 1.1 | 1.1 | 1.1 | 1.1 | 428 | 361 | 310 | 266 | 246 | 381 | 554 | 388 | 263 | 292 | 227 | 349 | 428 | 361 | 310 | 266 | 246 | 381 | 554 | 388 | 263 | 292 | 227 | 349 | -253.094 | -213.514 | -183.478 | -157.76 | -145.779 | -225.041 | -328.201 | -229.946 | -155.329 | -172.625 | -133.763 | -205.964 | 3695 | 3695 | 4065 | 4065 | -2404.494 | 2020
Vintage2001 | petroleum | TRUE | 8490.1283.KS.IC | 1283 | N | . | Herington | City of Herington - (KS) | 8490 | KS | WNC | MRO |  | 22 | 1 | Electric Utility | IC | DFO | DFO | SWPP | A | barrels | 0 | 0 | 0 | 0 | 0 | 0 | 0 | 0 | 0 | 0 | 0 | 0 | 0 | 0 | 0 | 0 | 0 | 0 | 0 | 0 | 0 | 0 | 0 | 0 | 0 | 0 | 0 | 0 | 0 | 0 | 0 | 0 | 0 | 0 | 0 | 0 | 0 | 0 | 0 | 0 | 0 | 0 | 0 | 0 | 0 | 0 | 0 | 0 | 0 | 0 | 0 | 0 | 0 | 0 | 0 | 0 | 0 | 0 | 0 | 0 | 0 | 0 | 0 | 0 | 0 | 0 | 0 | 0 | 0 | 0 | 0 | 0 | 0 | 0 | 0 | 0 | 0 | 2020
Vintage2001 | natural gas peaker | TRUE | 8490.1283.KS.IC | 1283 | N | . | Herington | City of Herington - (KS) | 8490 | KS | WNC | MRO |  | 22 | 1 | Electric Utility | IC | NG | NG | SWPP | A | mcf | 0 | 0 | 0 | 0 | 0 | 0 | 0 | 0 | 0 | 0 | 0 | 0 | 0 | 0 | 0 | 0 | 0 | 0 | 0 | 0 | 0 | 0 | 0 | 0 | 0 | 0 | 0 | 0 | 0 | 0 | 0 | 0 | 0 | 0 | 0 | 0 | 0 | 0 | 0 | 0 | 0 | 0 | 0 | 0 | 0 | 0 | 0 | 0 | 0 | 0 | 0 | 0 | 0 | 0 | 0 | 0 | 0 | 0 | 0 | 0 | 0 | 0 | 0 | 0 | 0 | 0 | 0 | 0 | 0 | 0 | 0 | 0 | 0 | 0 | 0 | 0 | 0 | 2020
Vintage1974 | petroleum | TRUE | 8599.1285.KS.IC | 1285 | N | . | Hill City | City of Hill City | 8599 | KS | WNC | MRO |  | 22 | 1 | Electric Utility | IC | DFO | DFO | SWPP | A | barrels | 0 | 0 | 0 | 0 | 0 | 0 | 0 | 0 | 0 | 0 | 0 | 3 | 0 | 0 | 0 | 0 | 0 | 0 | 0 | 0 | 0 | 0 | 0 | 3 | 0 | 0 | 0 | 0 | 0 | 0 | 0 | 0 | 0 | 0 | 0 | 6 | 0 | 0 | 0 | 0 | 0 | 0 | 0 | 0 | 0 | 0 | 0 | 18 | 0 | 0 | 0 | 0 | 0 | 0 | 0 | 0 | 0 | 0 | 0 | 18 | 0 | 0 | 0 | 0 | 0 | 0 | 0 | 0 | 0 | 0 | 0 | 1.96 | 3 | 3 | 18 | 18 | 1.96 | 2020
Vintage1974 | natural gas peaker | TRUE | 8599.1285.KS.IC | 1285 | N | . | Hill City | City of Hill City | 8599 | KS | WNC | MRO |  | 22 | 1 | Electric Utility | IC | NG | NG | SWPP | A | mcf | 0 | 0 | 0 | 0 | 0 | 0 | 0 | 0 | 0 | 0 | 0 | 0 | 0 | 0 | 0 | 0 | 0 | 0 | 0 | 0 | 0 | 0 | 0 | 0 | 0 | 0 | 0 | 0 | 0 | 0 | 0 | 0 | 0 | 0 | 0 | 0 | 0 | 0 | 0 | 0 | 0 | 0 | 0 | 0 | 0 | 0 | 0 | 0 | 0 | 0 | 0 | 0 | 0 | 0 | 0 | 0 | 0 | 0 | 0 | 0 | 0 | 0 | 0 | 0 | 0 | 0 | 0 | 0 | 0 | 0 | 0 | 0 | 0 | 0 | 0 | 0 | 0 | 2020
Vintage1996 | petroleum | TRUE | 8703.1286.KS.IC | 1286 | N | . | Hoisington | City of Hoisington - (KS) | 8703 | KS | WNC | MRO |  | 22 | 1 | Electric Utility | IC | DFO | DFO | SWPP | A | barrels | 3 | 3 | 3 | 3 | 4 | 4 | 2 | 4 | 3 | 3 | 5 | 4 | 3 | 3 | 3 | 3 | 4 | 4 | 2 | 4 | 3 | 3 | 5 | 4 | 5.75 | 5.75 | 5.75 | 5.75 | 5.75 | 5.75 | 5.75 | 5.75 | 5.75 | 5.75 | 5.75 | 5.75 | 17 | 17 | 17 | 17 | 23 | 23 | 12 | 23 | 17 | 17 | 29 | 23 | 17 | 17 | 17 | 17 | 23 | 23 | 12 | 23 | 17 | 17 | 29 | 23 | 1.717 | 1.784 | 1.524 | 1.729 | 1.992 | 2.402 | 1.225 | 1.986 | 1.521 | 1.898 | 2.549 | 2.032 | 41 | 41 | 235 | 235 | 22.359 | 2020
Vintage1996 | natural gas peaker | TRUE | 8703.1286.KS.IC | 1286 | N | . | Hoisington | City of Hoisington - (KS) | 8703 | KS | WNC | MRO |  | 22 | 1 | Electric Utility | IC | NG | NG | SWPP | A | mcf | 21 | 17 | 14 | 12 | 11 | 17 | 25 | 18 | 12 | 13 | 10 | 16 | 21 | 17 | 14 | 12 | 11 | 17 | 25 | 18 | 12 | 13 | 10 | 16 | 1 | 1 | 1 | 1 | 1 | 1 | 1 | 1 | 1 | 1 | 1 | 1 | 21 | 17 | 14 | 12 | 11 | 17 | 25 | 18 | 12 | 13 | 10 | 16 | 21 | 17 | 14 | 12 | 11 | 17 | 25 | 18 | 12 | 13 | 10 | 16 | 1.858 | 1.566 | 1.346 | 1.157 | 1.07 | 1.651 | 2.408 | 1.687 | 1.14 | 1.266 | 0.981 | 1.511 | 186 | 186 | 186 | 186 | 17.641 | 2020
Vintage2001 | petroleum | TRUE | 8770.1287.KS.IC | 1287 | N | . | Holton | City of Holton - (KS) | 8770 | KS | WNC | MRO |  | 22 | 1 | Electric Utility | IC | DFO | DFO | SWPP | A | barrels | 26 | 29 | 25 | 28 | 32 | 39 | 20 | 32 | 25 | 31 | 41 | 33 | 26 | 29 | 25 | 28 | 32 | 39 | 20 | 32 | 25 | 31 | 41 | 33 | 6.2 | 6.2 | 6.2 | 6.2 | 6.2 | 6.2 | 6.2 | 6.2 | 6.2 | 6.2 | 6.2 | 6.2 | 161 | 180 | 155 | 174 | 198 | 242 | 124 | 198 | 155 | 192 | 254 | 205 | 161 | 180 | 155 | 174 | 198 | 242 | 124 | 198 | 155 | 192 | 254 | 205 | 2.719 | 2.828 | 2.416 | 2.74 | 3.158 | 3.807 | 1.942 | 3.148 | 2.411 | 3.009 | 4.041 | 3.221 | 361 | 361 | 2238 | 2238 | 35.44 | 2020
Vintage2001 | natural gas peaker | TRUE | 8770.1287.KS.IC | 1287 | N | . | Holton | City of Holton - (KS) | 8770 | KS | WNC | MRO |  | 22 | 1 | Electric Utility | IC | NG | NG | SWPP | A | mcf | 2360 | 1991 | 1711 | 1471 | 1359 | 2099 | 3061 | 2144 | 1449 | 1610 | 1247 | 1921 | 2360 | 1991 | 1711 | 1471 | 1359 | 2099 | 3061 | 2144 | 1449 | 1610 | 1247 | 1921 | 1.1 | 1.1 | 1.1 | 1.1 | 1.1 | 1.1 | 1.1 | 1.1 | 1.1 | 1.1 | 1.1 | 1.1 | 2596 | 2190 | 1882 | 1618 | 1495 | 2309 | 3367 | 2358 | 1594 | 1771 | 1372 | 2113 | 2596 | 2190 | 1882 | 1618 | 1495 | 2309 | 3367 | 2358 | 1594 | 1771 | 1372 | 2113 | 41.11 | 34.681 | 29.802 | 25.625 | 23.679 | 36.553 | 53.309 | 37.35 | 25.23 | 28.039 | 21.727 | 33.455 | 22423 | 22423 | 24665 | 24665 | 390.56 | 2020
Vintage2020 | petroleum | TRUE | 9418.1291.KS.IC | 1291 | N | . | Iola | City of Iola - (KS) | 9418 | KS | WNC | MRO |  | 22 | 1 | Electric Utility | IC | DFO | DFO | SWPP | A | barrels | 14 | 14 | 12 | 14 | 16 | 19 | 10 | 16 | 12 | 15 | 20 | 16 | 14 | 14 | 12 | 14 | 16 | 19 | 10 | 16 | 12 | 15 | 20 | 16 | 6.2 | 6.2 | 6.2 | 6.2 | 6.2 | 6.2 | 6.2 | 6.2 | 6.2 | 6.2 | 6.2 | 6.2 | 87 | 87 | 74 | 87 | 99 | 118 | 62 | 99 | 74 | 93 | 124 | 99 | 87 | 87 | 74 | 87 | 99 | 118 | 62 | 99 | 74 | 93 | 124 | 99 | 7.391 | 7.683 | 6.565 | 7.445 | 8.58 | 10.343 | 5.277 | 8.555 | 6.552 | 8.175 | 10.98 | 8.753 | 178 | 178 | 1103 | 1103 | 96.299 | 2020
Vintage2020 | natural gas peaker | TRUE | 9418.1291.KS.IC | 1291 | N | . | Iola | City of Iola - (KS) | 9418 | KS | WNC | MRO |  | 22 | 1 | Electric Utility | IC | NG | NG | SWPP | A | mcf | 917 | 774 | 665 | 572 | 528 | 816 | 1190 | 834 | 563 | 626 | 485 | 747 | 917 | 774 | 665 | 572 | 528 | 816 | 1190 | 834 | 563 | 626 | 485 | 747 | 1.1 | 1.1 | 1.1 | 1.1 | 1.1 | 1.1 | 1.1 | 1.1 | 1.1 | 1.1 | 1.1 | 1.1 | 1009 | 851 | 732 | 629 | 581 | 898 | 1309 | 917 | 619 | 689 | 534 | 822 | 1009 | 851 | 732 | 629 | 581 | 898 | 1309 | 917 | 619 | 689 | 534 | 822 | 88.071 | 74.297 | 63.846 | 54.896 | 50.727 | 78.308 | 114.206 | 80.015 | 54.05 | 60.069 | 46.546 | 71.67 | 8717 | 8717 | 9590 | 9590 | 836.701 | 2020
Vintage2020 | petroleum | TRUE | 9418.1291.KS.IC | 1291 | N | . | Iola | City of Iola - (KS) | 9418 | KS | WNC | MRO |  | 22 | 1 | Electric Utility | IC | RFO | RFO | SWPP | A | barrels | 0 | 0 | 0 | 0 | 0 | 0 | 0 | 0 | 0 | 0 | 0 | 0 | 0 | 0 | 0 | 0 | 0 | 0 | 0 | 0 | 0 | 0 | 0 | 0 | 0 | 0 | 0 | 0 | 0 | 0 | 0 | 0 | 0 | 0 | 0 | 0 | 0 | 0 | 0 | 0 | 0 | 0 | 0 | 0 | 0 | 0 | 0 | 0 | 0 | 0 | 0 | 0 | 0 | 0 | 0 | 0 | 0 | 0 | 0 | 0 | 0 | 0 | 0 | 0 | 0 | 0 | 0 | 0 | 0 | 0 | 0 | 0 | 0 | 0 | 0 | 0 | 0 | 2020
Vintage2015 | petroleum | TRUE | 9732.1292.KS.IC | 1292 | N | . | Jetmore | City of Jetmore | 9732 | KS | WNC | MRO |  | 22 | 1 | Electric Utility | IC | DFO | DFO | SWPP | A | barrels | 95 | 99 | 84 | 96 | 110 | 133 | 68 | 110 | 84 | 105 | 141 | 113 | 95 | 99 | 84 | 96 | 110 | 133 | 68 | 110 | 84 | 105 | 141 | 113 | 5.82 | 5.82 | 5.82 | 5.82 | 5.82 | 5.82 | 5.82 | 5.82 | 5.82 | 5.82 | 5.82 | 5.82 | 553 | 576 | 489 | 559 | 640 | 774 | 396 | 640 | 489 | 611 | 821 | 658 | 553 | 576 | 489 | 559 | 640 | 774 | 396 | 640 | 489 | 611 | 821 | 658 | 50.801 | 52.819 | 45.129 | 51.18 | 58.984 | 71.105 | 36.279 | 58.81 | 45.043 | 56.197 | 75.48 | 60.173 | 1238 | 1238 | 7206 | 7206 | 662 | 2020
Vintage2015 | natural gas peaker | TRUE | 9732.1292.KS.IC | 1292 | N | . | Jetmore | City of Jetmore | 9732 | KS | WNC | MRO |  | 22 | 1 | Electric Utility | IC | NG | NG | SWPP | A | mcf | 0 | 0 | 0 | 0 | 0 | 0 | 0 | 0 | 0 | 0 | 0 | 0 | 0 | 0 | 0 | 0 | 0 | 0 | 0 | 0 | 0 | 0 | 0 | 0 | 0 | 0 | 0 | 0 | 0 | 0 | 0 | 0 | 0 | 0 | 0 | 0 | 0 | 0 | 0 | 0 | 0 | 0 | 0 | 0 | 0 | 0 | 0 | 0 | 0 | 0 | 0 | 0 | 0 | 0 | 0 | 0 | 0 | 0 | 0 | 0 | 0 | 0 | 0 | 0 | 0 | 0 | 0 | 0 | 0 | 0 | 0 | 0 | 0 | 0 | 0 | 0 | 0 | 2020
Vintage1977 | petroleum | TRUE | 9996.1295.KS.GT | 1295 | N | . | Quindaro | City of Kansas City - (KS) | 9996 | KS | WNC | MRO |  | 22 | 1 | Electric Utility | GT | DFO | DFO | SWPP | A | barrels | 851 | 884 | 755 | 857 | 987 | 1190 | 607 | 984 | 754 | 941 | 1263 | 1007 | 851 | 884 | 755 | 857 | 987 | 1190 | 607 | 984 | 754 | 941 | 1263 | 1007 | 5.8 | 5.8 | 5.8 | 5.8 | 5.8 | 5.8 | 5.8 | 5.8 | 5.8 | 5.8 | 5.8 | 5.8 | 4936 | 5127 | 4379 | 4971 | 5725 | 6902 | 3521 | 5707 | 4373 | 5458 | 7325 | 5841 | 4936 | 5127 | 4379 | 4971 | 5725 | 6902 | 3521 | 5707 | 4373 | 5458 | 7325 | 5841 | 236.437 | 245.825 | 210.033 | 238.194 | 274.517 | 330.926 | 168.844 | 273.705 | 209.632 | 261.547 | 351.292 | 280.048 | 11080 | 11080 | 64265 | 64265 | 3081 | 2020
Vintage1977 | natural gas peaker | TRUE | 9996.1295.KS.GT | 1295 | N | . | Quindaro | City of Kansas City - (KS) | 9996 | KS | WNC | MRO |  | 22 | 1 | Electric Utility | GT | NG | NG | SWPP | A | mcf | 0 | 0 | 0 | 0 | 0 | 0 | 0 | 0 | 0 | 0 | 0 | 0 | 0 | 0 | 0 | 0 | 0 | 0 | 0 | 0 | 0 | 0 | 0 | 0 | 0 | 0 | 0 | 0 | 0 | 0 | 0 | 0 | 0 | 0 | 0 | 0 | 0 | 0 | 0 | 0 | 0 | 0 | 0 | 0 | 0 | 0 | 0 | 0 | 0 | 0 | 0 | 0 | 0 | 0 | 0 | 0 | 0 | 0 | 0 | 0 | 0 | 0 | 0 | 0 | 0 | 0 | 0 | 0 | 0 | 0 | 0 | 0 | 0 | 0 | 0 | 0 | 0 | 2020
Vintage1971 | natural gas steam turbine | TRUE | 9996.1295.KS.ST | 1295 | N | . | Quindaro | City of Kansas City - (KS) | 9996 | KS | WNC | MRO |  | 22 | 1 | Electric Utility | ST | NG | NG | SWPP | AM | mcf | 0 | 0 | 0 | 0 | 0 | 0 | 0 | 0 | 0 | 0 | 0 | 0 | 0 | 0 | 0 | 0 | 0 | 0 | 0 | 0 | 0 | 0 | 0 | 0 | 0 | 0 | 0 | 0 | 0 | 0 | 0 | 0 | 0 | 0 | 0 | 0 | 0 | 0 | 0 | 0 | 0 | 0 | 0 | 0 | 0 | 0 | 0 | 0 | 0 | 0 | 0 | 0 | 0 | 0 | 0 | 0 | 0 | 0 | 0 | 0 | 0 | 0 | 0 | 0 | 0 | 0 | 0 | 0 | 0 | 0 | 0 | 0 | 0 | 0 | 0 | 0 | 0 | 2020
Vintage1993 | petroleum | TRUE | 10321.1296.KS.IC | 1296 | N | . | Kingman Municipal Power and Light Plant | City of Kingman - (KS) | 10321 | KS | WNC | MRO |  | 22 | 1 | Electric Utility | IC | DFO | DFO | SWPP | A | barrels | 44 | 45 | 38 | 43 | 50 | 60 | 31 | 50 | 38 | 48 | 64 | 51 | 44 | 45 | 38 | 43 | 50 | 60 | 31 | 50 | 38 | 48 | 64 | 51 | 5.795 | 5.795 | 5.795 | 5.795 | 5.795 | 5.795 | 5.795 | 5.795 | 5.795 | 5.795 | 5.795 | 5.795 | 255 | 261 | 220 | 249 | 290 | 348 | 180 | 290 | 220 | 278 | 371 | 296 | 255 | 261 | 220 | 249 | 290 | 348 | 180 | 290 | 220 | 278 | 371 | 296 | 17.7 | 18.403 | 15.723 | 17.832 | 20.551 | 24.774 | 12.64 | 20.49 | 15.693 | 19.58 | 26.298 | 20.965 | 562 | 562 | 3258 | 3258 | 230.649 | 2020
Vintage1993 | natural gas peaker | TRUE | 10321.1296.KS.IC | 1296 | N | . | Kingman Municipal Power and Light Plant | City of Kingman - (KS) | 10321 | KS | WNC | MRO |  | 22 | 1 | Electric Utility | IC | NG | NG | SWPP | A | mcf | 3396 | 2865 | 2462 | 2117 | 1956 | 3019 | 4404 | 3085 | 2084 | 2316 | 1795 | 2763 | 3396 | 2865 | 2462 | 2117 | 1956 | 3019 | 4404 | 3085 | 2084 | 2316 | 1795 | 2763 | 1.058 | 1.058 | 1.058 | 1.058 | 1.058 | 1.058 | 1.058 | 1.058 | 1.058 | 1.058 | 1.058 | 1.058 | 3593 | 3031 | 2605 | 2240 | 2069 | 3194 | 4659 | 3264 | 2205 | 2450 | 1899 | 2923 | 3593 | 3031 | 2605 | 2240 | 2069 | 3194 | 4659 | 3264 | 2205 | 2450 | 1899 | 2923 | 254.45 | 214.655 | 184.459 | 158.603 | 146.558 | 226.244 | 329.956 | 231.176 | 156.159 | 173.548 | 134.478 | 207.065 | 32262 | 32262 | 34132 | 34132 | 2417.351 | 2020
Vintage1975 | petroleum | TRUE | 10559.1297.KS.IC | 1297 | N | . | La Crosse | City of La Crosse - (KS) | 10559 | KS | WNC | MRO |  | 22 | 1 | Electric Utility | IC | DFO | DFO | SWPP | A | barrels | 9 | 8 | 6 | 7 | 8 | 10 | 5 | 8 | 6 | 8 | 11 | 9 | 9 | 8 | 6 | 7 | 8 | 10 | 5 | 8 | 6 | 8 | 11 | 9 | 5.7 | 5.7 | 5.7 | 5.7 | 5.7 | 5.7 | 5.7 | 5.7 | 5.7 | 5.7 | 5.7 | 5.7 | 51 | 46 | 34 | 40 | 46 | 57 | 29 | 46 | 34 | 46 | 63 | 51 | 51 | 46 | 34 | 40 | 46 | 57 | 29 | 46 | 34 | 46 | 63 | 51 | 1.92 | 1.995 | 1.704 | 1.933 | 2.227 | 2.685 | 1.37 | 2.221 | 1.701 | 2.122 | 2.85 | 2.272 | 95 | 95 | 543 | 543 | 25 | 2020
Vintage1975 | natural gas peaker | TRUE | 10559.1297.KS.IC | 1297 | N | . | La Crosse | City of La Crosse - (KS) | 10559 | KS | WNC | MRO |  | 22 | 1 | Electric Utility | IC | NG | NG | SWPP | A | mcf | 0 | 0 | 0 | 0 | 0 | 0 | 0 | 0 | 0 | 0 | 0 | 0 | 0 | 0 | 0 | 0 | 0 | 0 | 0 | 0 | 0 | 0 | 0 | 0 | 0 | 0 | 0 | 0 | 0 | 0 | 0 | 0 | 0 | 0 | 0 | 0 | 0 | 0 | 0 | 0 | 0 | 0 | 0 | 0 | 0 | 0 | 0 | 0 | 0 | 0 | 0 | 0 | 0 | 0 | 0 | 0 | 0 | 0 | 0 | 0 | 0 | 0 | 0 | 0 | 0 | 0 | 0 | 0 | 0 | 0 | 0 | 0 | 0 | 0 | 0 | 0 | 0 | 2020
Vintage2004 | petroleum | TRUE | 10713.1299.KS.IC | 1299 | N | . | Larned | City of Larned - (KS) | 10713 | KS | WNC | MRO |  | 22 | 1 | Electric Utility | IC | DFO | DFO | SWPP | A | barrels | 23 | 23 | 19 | 22 | 25 | 31 | 16 | 25 | 19 | 24 | 32 | 26 | 23 | 23 | 19 | 22 | 25 | 31 | 16 | 25 | 19 | 24 | 32 | 26 | 5.625 | 5.625 | 5.625 | 5.625 | 5.625 | 5.625 | 5.625 | 5.625 | 5.625 | 5.625 | 5.625 | 5.625 | 129 | 129 | 107 | 124 | 141 | 174 | 90 | 141 | 107 | 135 | 180 | 146 | 129 | 129 | 107 | 124 | 141 | 174 | 90 | 141 | 107 | 135 | 180 | 146 | -23.099 | -24.016 | -20.519 | -23.271 | -26.819 | -32.33 | -16.495 | -26.74 | -20.48 | -25.552 | -34.32 | -27.359 | 285 | 285 | 1603 | 1603 | -301 | 2020
Vintage2004 | natural gas peaker | TRUE | 10713.1299.KS.IC | 1299 | N | . | Larned | City of Larned - (KS) | 10713 | KS | WNC | MRO |  | 22 | 1 | Electric Utility | IC | NG | NG | SWPP | A | mcf | 0 | 0 | 0 | 0 | 0 | 0 | 0 | 0 | 0 | 0 | 0 | 0 | 0 | 0 | 0 | 0 | 0 | 0 | 0 | 0 | 0 | 0 | 0 | 0 | 0 | 0 | 0 | 0 | 0 | 0 | 0 | 0 | 0 | 0 | 0 | 0 | 0 | 0 | 0 | 0 | 0 | 0 | 0 | 0 | 0 | 0 | 0 | 0 | 0 | 0 | 0 | 0 | 0 | 0 | 0 | 0 | 0 | 0 | 0 | 0 | 0 | 0 | 0 | 0 | 0 | 0 | 0 | 0 | 0 | 0 | 0 | 0 | 0 | 0 | 0 | 0 | 0 | 2020
Vintage2017 | petroleum | TRUE | 11017.1300.KS.IC | 1300 | N | . | Lincoln | City of Lincoln Center - (KS) | 11017 | KS | WNC | MRO |  | 22 | 1 | Electric Utility | IC | DFO | DFO | SWPP | A | barrels | 8 | 8 | 6 | 7 | 8 | 10 | 5 | 8 | 6 | 8 | 11 | 9 | 8 | 8 | 6 | 7 | 8 | 10 | 5 | 8 | 6 | 8 | 11 | 9 | 5.8 | 5.8 | 5.8 | 5.8 | 5.8 | 5.8 | 5.8 | 5.8 | 5.8 | 5.8 | 5.8 | 5.8 | 46 | 46 | 35 | 41 | 46 | 58 | 29 | 46 | 35 | 46 | 64 | 52 | 46 | 46 | 35 | 41 | 46 | 58 | 29 | 46 | 35 | 46 | 64 | 52 | 3.558 | 3.7 | 3.162 | 3.586 | 4.132 | 4.981 | 2.542 | 4.12 | 3.156 | 3.937 | 5.288 | 4.216 | 94 | 94 | 544 | 544 | 46.378 | 2020
Vintage2017 | natural gas peaker | TRUE | 11017.1300.KS.IC | 1300 | N | . | Lincoln | City of Lincoln Center - (KS) | 11017 | KS | WNC | MRO |  | 22 | 1 | Electric Utility | IC | NG | NG | SWPP | A | mcf | 12 | 10 | 9 | 7 | 7 | 10 | 15 | 11 | 7 | 8 | 6 | 10 | 12 | 10 | 9 | 7 | 7 | 10 | 15 | 11 | 7 | 8 | 6 | 10 | 0.8 | 0.8 | 0.8 | 0.8 | 0.8 | 0.8 | 0.8 | 0.8 | 0.8 | 0.8 | 0.8 | 0.8 | 10 | 8 | 7 | 6 | 6 | 8 | 12 | 9 | 6 | 6 | 5 | 8 | 10 | 8 | 7 | 6 | 6 | 8 | 12 | 9 | 6 | 6 | 5 | 8 | 0.803 | 0.677 | 0.582 | 0.5 | 0.462 | 0.713 | 1.04 | 0.729 | 0.492 | 0.547 | 0.424 | 0.653 | 112 | 112 | 91 | 91 | 7.622 | 2020
Vintage1979 | petroleum | TRUE | 12208.1305.KS.GT | 1305 | N | . | McPherson 2 | City of McPherson - (KS) | 12208 | KS | WNC | MRO |  | 22 | 1 | Electric Utility | GT | DFO | DFO | SWPP | A | barrels | 614 | 638 | 545 | 618 | 712 | 859 | 438 | 710 | 544 | 679 | 912 | 727 | 614 | 638 | 545 | 618 | 712 | 859 | 438 | 710 | 544 | 679 | 912 | 727 | 5.815 | 5.815 | 5.815 | 5.815 | 5.815 | 5.815 | 5.815 | 5.815 | 5.815 | 5.815 | 5.815 | 5.815 | 3570 | 3710 | 3169 | 3594 | 4140 | 4995 | 2547 | 4129 | 3163 | 3948 | 5303 | 4228 | 3570 | 3710 | 3169 | 3594 | 4140 | 4995 | 2547 | 4129 | 3163 | 3948 | 5303 | 4228 | 48.97 | 50.915 | 43.502 | 49.335 | 56.858 | 68.541 | 34.971 | 56.69 | 43.419 | 54.171 | 72.759 | 58.003 | 7996 | 7996 | 46496 | 46496 | 638.134 | 2020
Vintage1979 | natural gas peaker | TRUE | 12208.1305.KS.GT | 1305 | N | . | McPherson 2 | City of McPherson - (KS) | 12208 | KS | WNC | MRO |  | 22 | 1 | Electric Utility | GT | NG | NG | SWPP | A | mcf | 17752 | 14977 | 12870 | 11066 | 10226 | 15786 | 23022 | 16130 | 10896 | 12109 | 9383 | 14447 | 17752 | 14977 | 12870 | 11066 | 10226 | 15786 | 23022 | 16130 | 10896 | 12109 | 9383 | 14447 | 1.032 | 1.032 | 1.032 | 1.032 | 1.032 | 1.032 | 1.032 | 1.032 | 1.032 | 1.032 | 1.032 | 1.032 | 18320 | 15456 | 13282 | 11420 | 10553 | 16291 | 23759 | 16646 | 11245 | 12496 | 9683 | 14909 | 18320 | 15456 | 13282 | 11420 | 10553 | 16291 | 23759 | 16646 | 11245 | 12496 | 9683 | 14909 | 251.451 | 212.126 | 182.286 | 156.734 | 144.832 | 223.578 | 326.068 | 228.451 | 154.319 | 171.503 | 132.893 | 204.625 | 168664 | 168664 | 174060 | 174060 | 2388.866 | 2020
Vintage1979 | petroleum | TRUE | 12208.1305.KS.GT | 1305 | N | . | McPherson 2 | City of McPherson - (KS) | 12208 | KS | WNC | MRO |  | 22 | 1 | Electric Utility | GT | RFO | RFO | SWPP | A | barrels | 0 | 0 | 0 | 0 | 0 | 0 | 0 | 0 | 0 | 0 | 0 | 0 | 0 | 0 | 0 | 0 | 0 | 0 | 0 | 0 | 0 | 0 | 0 | 0 | 0 | 0 | 0 | 0 | 0 | 0 | 0 | 0 | 0 | 0 | 0 | 0 | 0 | 0 | 0 | 0 | 0 | 0 | 0 | 0 | 0 | 0 | 0 | 0 | 0 | 0 | 0 | 0 | 0 | 0 | 0 | 0 | 0 | 0 | 0 | 0 | 0 | 0 | 0 | 0 | 0 | 0 | 0 | 0 | 0 | 0 | 0 | 0 | 0 | 0 | 0 | 0 | 0 | 2020
Vintage1972 | petroleum | TRUE | 12242.1306.KS.IC | 1306 | N | . | Meade | City of Meade - (KS) | 12242 | KS | WNC | MRO |  | 22 | 1 | Electric Utility | IC | DFO | DFO | SWPP | A | barrels | 3 | 2 | 2 | 2 | 2 | 3 | 1 | 2 | 2 | 2 | 3 | 2 | 3 | 2 | 2 | 2 | 2 | 3 | 1 | 2 | 2 | 2 | 3 | 2 | 6 | 6 | 6 | 6 | 6 | 6 | 6 | 6 | 6 | 6 | 6 | 6 | 18 | 12 | 12 | 12 | 12 | 18 | 6 | 12 | 12 | 12 | 18 | 12 | 18 | 12 | 12 | 12 | 12 | 18 | 6 | 12 | 12 | 12 | 18 | 12 | 1.007 | 1.046 | 0.894 | 1.014 | 1.169 | 1.409 | 0.719 | 1.165 | 0.892 | 1.113 | 1.495 | 1.192 | 26 | 26 | 156 | 156 | 13.115 | 2020
Vintage1972 | natural gas peaker | TRUE | 12242.1306.KS.IC | 1306 | N | . | Meade | City of Meade - (KS) | 12242 | KS | WNC | MRO |  | 22 | 1 | Electric Utility | IC | NG | NG | SWPP | A | mcf | 104 | 86 | 74 | 64 | 59 | 91 | 133 | 93 | 63 | 70 | 54 | 83 | 104 | 86 | 74 | 64 | 59 | 91 | 133 | 93 | 63 | 70 | 54 | 83 | 1 | 1 | 1 | 1 | 1 | 1 | 1 | 1 | 1 | 1 | 1 | 1 | 104 | 86 | 74 | 64 | 59 | 91 | 133 | 93 | 63 | 70 | 54 | 83 | 104 | 86 | 74 | 64 | 59 | 91 | 133 | 93 | 63 | 70 | 54 | 83 | 8.618 | 7.271 | 6.248 | 5.373 | 4.965 | 7.664 | 11.177 | 7.831 | 5.29 | 5.879 | 4.555 | 7.014 | 974 | 974 | 974 | 974 | 81.885 | 2020
Vintage1972 | petroleum | TRUE | 12242.1306.KS.IC | 1306 | N | . | Meade | City of Meade - (KS) | 12242 | KS | WNC | MRO |  | 22 | 1 | Electric Utility | IC | RFO | RFO | SWPP | A | barrels | 0 | 0 | 0 | 0 | 0 | 0 | 0 | 0 | 0 | 0 | 0 | 0 | 0 | 0 | 0 | 0 | 0 | 0 | 0 | 0 | 0 | 0 | 0 | 0 | 0 | 0 | 0 | 0 | 0 | 0 | 0 | 0 | 0 | 0 | 0 | 0 | 0 | 0 | 0 | 0 | 0 | 0 | 0 | 0 | 0 | 0 | 0 | 0 | 0 | 0 | 0 | 0 | 0 | 0 | 0 | 0 | 0 | 0 | 0 | 0 | 0 | 0 | 0 | 0 | 0 | 0 | 0 | 0 | 0 | 0 | 0 | 0 | 0 | 0 | 0 | 0 | 0 | 2020
Vintage1989 | petroleum | TRUE | 21533.1307.KS.IC | 1307 | N | . | Minneapolis City of | City of Minneapolis - (KS) | 21533 | KS | WNC | MRO |  | 22 | 1 | Electric Utility | IC | DFO | DFO | SWPP | A | barrels | 2 | 3 | 2 | 2 | 3 | 3 | 2 | 3 | 2 | 3 | 4 | 3 | 2 | 3 | 2 | 2 | 3 | 3 | 2 | 3 | 2 | 3 | 4 | 3 | 6.062 | 6.062 | 6.062 | 6.062 | 6.062 | 6.062 | 6.062 | 6.062 | 6.062 | 6.062 | 6.062 | 6.062 | 12 | 18 | 12 | 12 | 18 | 18 | 12 | 18 | 12 | 18 | 24 | 18 | 12 | 18 | 12 | 12 | 18 | 18 | 12 | 18 | 12 | 18 | 24 | 18 | 1.498 | 1.558 | 1.331 | 1.509 | 1.739 | 2.097 | 1.07 | 1.734 | 1.328 | 1.657 | 2.226 | 1.774 | 32 | 32 | 192 | 192 | 19.521 | 2020
Vintage1989 | natural gas peaker | TRUE | 21533.1307.KS.IC | 1307 | N | . | Minneapolis City of | City of Minneapolis - (KS) | 21533 | KS | WNC | MRO |  | 22 | 1 | Electric Utility | IC | NG | NG | SWPP | A | mcf | 101 | 84 | 73 | 62 | 58 | 89 | 130 | 91 | 61 | 68 | 53 | 81 | 101 | 84 | 73 | 62 | 58 | 89 | 130 | 91 | 61 | 68 | 53 | 81 | 1.029 | 1.029 | 1.029 | 1.029 | 1.029 | 1.029 | 1.029 | 1.029 | 1.029 | 1.029 | 1.029 | 1.029 | 104 | 86 | 75 | 64 | 60 | 92 | 134 | 94 | 63 | 70 | 55 | 83 | 104 | 86 | 75 | 64 | 60 | 92 | 134 | 94 | 63 | 70 | 55 | 83 | 10.365 | 8.745 | 7.515 | 6.461 | 5.971 | 9.217 | 13.442 | 9.418 | 6.362 | 7.07 | 5.478 | 8.435 | 951 | 951 | 980 | 980 | 98.479 | 2020
Vintage1973 | petroleum | TRUE | 13948.1312.KS.IC | 1312 | N | . | Oberlin (KS) | City of Oberlin - (KS) | 13948 | KS | WNC | MRO |  | 22 | 1 | Electric Utility | IC | DFO | DFO | SWPP | A | barrels | 0 | 0 | 0 | 0 | 0 | 0 | 0 | 0 | 0 | 0 | 0 | 5 | 0 | 0 | 0 | 0 | 0 | 0 | 0 | 0 | 0 | 0 | 0 | 5 | 0 | 0 | 0 | 0 | 0 | 0 | 0 | 0 | 0 | 0 | 0 | 5.77 | 0 | 0 | 0 | 0 | 0 | 0 | 0 | 0 | 0 | 0 | 0 | 29 | 0 | 0 | 0 | 0 | 0 | 0 | 0 | 0 | 0 | 0 | 0 | 29 | 0 | 0 | 0 | 0 | 0 | 0 | 0 | 0 | 0 | 0 | 0 | 1.96 | 5 | 5 | 29 | 29 | 1.96 | 2020
Vintage1973 | natural gas peaker | TRUE | 13948.1312.KS.IC | 1312 | N | . | Oberlin (KS) | City of Oberlin - (KS) | 13948 | KS | WNC | MRO |  | 22 | 1 | Electric Utility | IC | NG | NG | SWPP | A | mcf | 0 | 0 | 0 | 0 | 0 | 0 | 0 | 0 | 0 | 0 | 0 | 0 | 0 | 0 | 0 | 0 | 0 | 0 | 0 | 0 | 0 | 0 | 0 | 0 | 0 | 0 | 0 | 0 | 0 | 0 | 0 | 0 | 0 | 0 | 0 | 0 | 0 | 0 | 0 | 0 | 0 | 0 | 0 | 0 | 0 | 0 | 0 | 0 | 0 | 0 | 0 | 0 | 0 | 0 | 0 | 0 | 0 | 0 | 0 | 0 | 0 | 0 | 0 | 0 | 0 | 0 | 0 | 0 | 0 | 0 | 0 | 0 | 0 | 0 | 0 | 0 | 0 | 2020
Vintage2011 | petroleum | TRUE | 14199.1313.KS.IC | 1313 | N | . | Osage City | City of Osage City - (KS) | 14199 | KS | WNC | MRO |  | 22 | 1 | Electric Utility | IC | DFO | DFO | SWPP | A | barrels | 5 | 4 | 3 | 4 | 4 | 5 | 3 | 4 | 3 | 4 | 6 | 5 | 5 | 4 | 3 | 4 | 4 | 5 | 3 | 4 | 3 | 4 | 6 | 5 | 5.8 | 5.8 | 5.8 | 5.8 | 5.8 | 5.8 | 5.8 | 5.8 | 5.8 | 5.8 | 5.8 | 5.8 | 29 | 23 | 17 | 23 | 23 | 29 | 17 | 23 | 17 | 23 | 35 | 29 | 29 | 23 | 17 | 23 | 23 | 29 | 17 | 23 | 17 | 23 | 35 | 29 | -0.507 | -0.527 | -0.45 | -0.51 | -0.588 | -0.709 | -0.362 | -0.587 | -0.449 | -0.561 | -0.753 | -0.6 | 50 | 50 | 288 | 288 | -6.603 | 2020
Vintage2011 | natural gas peaker | TRUE | 14199.1313.KS.IC | 1313 | N | . | Osage City | City of Osage City - (KS) | 14199 | KS | WNC | MRO |  | 22 | 1 | Electric Utility | IC | NG | NG | SWPP | A | mcf | 103 | 86 | 74 | 64 | 59 | 91 | 133 | 93 | 63 | 70 | 54 | 83 | 103 | 86 | 74 | 64 | 59 | 91 | 133 | 93 | 63 | 70 | 54 | 83 | 1.056 | 1.056 | 1.056 | 1.056 | 1.056 | 1.056 | 1.056 | 1.056 | 1.056 | 1.056 | 1.056 | 1.056 | 109 | 91 | 78 | 68 | 62 | 96 | 140 | 98 | 67 | 74 | 57 | 88 | 109 | 91 | 78 | 68 | 62 | 96 | 140 | 98 | 67 | 74 | 57 | 88 | -2.462 | -2.078 | -1.785 | -1.535 | -1.419 | -2.19 | -3.194 | -2.237 | -1.511 | -1.68 | -1.302 | -2.004 | 973 | 973 | 1028 | 1028 | -23.397 | 2020
Vintage1966 | petroleum | TRUE | 14203.1314.KS.IC | 1314 | N | . | Osawatomie City of | City of Osawatomie - (KS) | 14203 | KS | WNC | MRO |  | 22 | 1 | Electric Utility | IC | DFO | DFO | SWPP | A | barrels | 3 | 4 | 3 | 4 | 4 | 5 | 3 | 4 | 3 | 4 | 5 | 4 | 3 | 4 | 3 | 4 | 4 | 5 | 3 | 4 | 3 | 4 | 5 | 4 | 5.5 | 5.5 | 5.5 | 5.5 | 5.5 | 5.5 | 5.5 | 5.5 | 5.5 | 5.5 | 5.5 | 5.5 | 17 | 22 | 17 | 22 | 22 | 28 | 17 | 22 | 17 | 22 | 28 | 22 | 17 | 22 | 17 | 22 | 22 | 28 | 17 | 22 | 17 | 22 | 28 | 22 | 0.768 | 0.798 | 0.682 | 0.773 | 0.891 | 1.074 | 0.548 | 0.888 | 0.68 | 0.849 | 1.14 | 0.909 | 46 | 46 | 256 | 256 | 10 | 2020
Vintage1966 | natural gas peaker | TRUE | 14203.1314.KS.IC | 1314 | N | . | Osawatomie City of | City of Osawatomie - (KS) | 14203 | KS | WNC | MRO |  | 22 | 1 | Electric Utility | IC | NG | NG | SWPP | A | mcf | 0 | 0 | 0 | 0 | 0 | 0 | 0 | 0 | 0 | 0 | 0 | 0 | 0 | 0 | 0 | 0 | 0 | 0 | 0 | 0 | 0 | 0 | 0 | 0 | 0 | 0 | 0 | 0 | 0 | 0 | 0 | 0 | 0 | 0 | 0 | 0 | 0 | 0 | 0 | 0 | 0 | 0 | 0 | 0 | 0 | 0 | 0 | 0 | 0 | 0 | 0 | 0 | 0 | 0 | 0 | 0 | 0 | 0 | 0 | 0 | 0 | 0 | 0 | 0 | 0 | 0 | 0 | 0 | 0 | 0 | 0 | 0 | 0 | 0 | 0 | 0 | 0 | 2020
Vintage1994 | petroleum | TRUE | 14214.1315.KS.IC | 1315 | N | . | Osborne | City of Osborne - (KS) | 14214 | KS | WNC | MRO |  | 22 | 1 | Electric Utility | IC | DFO | DFO | SWPP | A | barrels | 0 | 0 | 0 | 0 | 0 | 0 | 0 | 0 | 0 | 0 | 0 | 9 | 0 | 0 | 0 | 0 | 0 | 0 | 0 | 0 | 0 | 0 | 0 | 9 | 0 | 0 | 0 | 0 | 0 | 0 | 0 | 0 | 0 | 0 | 0 | 5.8 | 0 | 0 | 0 | 0 | 0 | 0 | 0 | 0 | 0 | 0 | 0 | 52 | 0 | 0 | 0 | 0 | 0 | 0 | 0 | 0 | 0 | 0 | 0 | 52 | 0 | 0 | 0 | 0 | 0 | 0 | 0 | 0 | 0 | 0 | 0 | 4.955 | 9 | 9 | 52 | 52 | 4.955 | 2020
Vintage1994 | natural gas peaker | TRUE | 14214.1315.KS.IC | 1315 | N | . | Osborne | City of Osborne - (KS) | 14214 | KS | WNC | MRO |  | 22 | 1 | Electric Utility | IC | NG | NG | SWPP | A | mcf | 4 | 3 | 2 | 2 | 2 | 3 | 4 | 3 | 2 | 2 | 2 | 3 | 4 | 3 | 2 | 2 | 2 | 3 | 4 | 3 | 2 | 2 | 2 | 3 | 0.95 | 0.95 | 0.95 | 0.95 | 0.95 | 0.95 | 0.95 | 0.95 | 0.95 | 0.95 | 0.95 | 0.95 | 4 | 3 | 2 | 2 | 2 | 3 | 4 | 3 | 2 | 2 | 2 | 3 | 4 | 3 | 2 | 2 | 2 | 3 | 4 | 3 | 2 | 2 | 2 | 3 | 0.305 | 0.256 | 0.22 | 0.189 | 0.175 | 0.27 | 0.394 | 0.276 | 0.186 | 0.207 | 0.16 | 0.247 | 32 | 32 | 32 | 32 | 2.885 | 2020
Vintage0 | natural gas peaker | TRUE | 14229.1316.KS.GT | 1316 | N | . | Ottawa | City of Ottawa - (KS) | 14229 | KS | WNC | MRO |  | 22 | 1 | Electric Utility | GT | NG | NG | SWPP | A | mcf | 0 | 0 | 0 | 0 | 0 | 0 | 0 | 0 | . | . | . | . | 0 | 0 | 0 | 0 | 0 | 0 | 0 | 0 | . | . | . | . | 0 | 0 | 0 | 0 | 0 | 0 | 0 | 0 | . | . | . | . | 0 | 0 | 0 | 0 | 0 | 0 | 0 | 0 | . | . | . | . | 0 | 0 | 0 | 0 | 0 | 0 | 0 | 0 | . | . | . | . | -10.347 | -8.728 | -7.5 | -6.449 | -5.959 | -9.2 | -13.417 | -9.4 | . | . | . | . | 0 | 0 | 0 | 0 | -71 | 2020
Vintage1981 | petroleum | TRUE | 14229.1316.KS.IC | 1316 | N | . | Ottawa | City of Ottawa - (KS) | 14229 | KS | WNC | MRO |  | 22 | 1 | Electric Utility | IC | DFO | DFO | SWPP | A | barrels | 27 | 26 | 22 | 25 | 29 | 35 | 18 | 29 | 22 | 28 | 37 | 30 | 27 | 26 | 22 | 25 | 29 | 35 | 18 | 29 | 22 | 28 | 37 | 30 | 5.77 | 5.77 | 5.77 | 5.77 | 5.77 | 5.77 | 5.77 | 5.77 | 5.77 | 5.77 | 5.77 | 5.77 | 156 | 150 | 127 | 144 | 167 | 202 | 104 | 167 | 127 | 162 | 213 | 173 | 156 | 150 | 127 | 144 | 167 | 202 | 104 | 167 | 127 | 162 | 213 | 173 | -0.782 | -0.815 | -0.696 | -0.789 | -0.91 | -1.097 | -0.56 | -0.907 | -0.695 | -0.867 | -1.164 | -0.928 | 328 | 328 | 1892 | 1892 | -10.21 | 2020
Vintage1981 | natural gas peaker | TRUE | 14229.1316.KS.IC | 1316 | N | . | Ottawa | City of Ottawa - (KS) | 14229 | KS | WNC | MRO |  | 22 | 1 | Electric Utility | IC | NG | NG | SWPP | A | mcf | 963 | 812 | 698 | 600 | 555 | 856 | 1249 | 875 | 591 | 657 | 509 | 784 | 963 | 812 | 698 | 600 | 555 | 856 | 1249 | 875 | 591 | 657 | 509 | 784 | 1.029 | 1.029 | 1.029 | 1.029 | 1.029 | 1.029 | 1.029 | 1.029 | 1.029 | 1.029 | 1.029 | 1.029 | 991 | 836 | 718 | 617 | 571 | 881 | 1285 | 900 | 608 | 676 | 524 | 807 | 991 | 836 | 718 | 617 | 571 | 881 | 1285 | 900 | 608 | 676 | 524 | 807 | -5.346 | -4.51 | -3.876 | -3.332 | -3.079 | -4.754 | -6.933 | -4.857 | -3.281 | -3.646 | -2.825 | -4.351 | 9149 | 9149 | 9414 | 9414 | -50.79 | 2020
Vintage1958 | petroleum | TRUE | 15321.1317.KS.IC | 1317 | N | . | Pratt | City of Pratt- (KS) | 15321 | KS | WNC | MRO |  | 22 | 1 | Electric Utility | IC | DFO | DFO | SWPP | A | barrels | 0 | 0 | 0 | 0 | 0 | 0 | 0 | 0 | 0 | 0 | 0 | 7 | 0 | 0 | 0 | 0 | 0 | 0 | 0 | 0 | 0 | 0 | 0 | 7 | 0 | 0 | 0 | 0 | 0 | 0 | 0 | 0 | 0 | 0 | 0 | 5.88 | 0 | 0 | 0 | 0 | 0 | 0 | 0 | 0 | 0 | 0 | 0 | 41 | 0 | 0 | 0 | 0 | 0 | 0 | 0 | 0 | 0 | 0 | 0 | 41 | 0 | 0 | 0 | 0 | 0 | 0 | 0 | 0 | 0 | 0 | 0 | 3 | 7 | 7 | 41 | 41 | 3 | 2020
Vintage1965 | natural gas steam turbine | TRUE | 15321.1317.KS.ST | 1317 | N | . | Pratt | City of Pratt- (KS) | 15321 | KS | WNC | MRO |  | 22 | 1 | Electric Utility | ST | NG | NG | SWPP | AM | mcf | 0 | 0 | 0 | 0 | 0 | 0 | 0 | 26846 | 0 | 0 | 0 | 0 | 0 | 0 | 0 | 0 | 0 | 0 | 0 | 26846 | 0 | 0 | 0 | 0 | 0 | 0 | 0 | 0 | 0 | 0 | 0 | 1 | 0 | 0 | 0 | 0 | 0 | 0 | 0 | 0 | 0 | 0 | 0 | 26846 | 0 | 0 | 0 | 0 | 0 | 0 | 0 | 0 | 0 | 0 | 0 | 26846 | 0 | 0 | 0 | 0 | 0 | 0 | 0 | 0 | 0 | 0 | 0 | 1831 | 0 | 0 | 0 | 0 | 26846 | 26846 | 26846 | 26846 | 1831 | 2020
Vintage1994 | petroleum | TRUE | 16440.1319.KS.IC | 1319 | N | . | Russell Downtown | City of Russell - (KS) | 16440 | KS | WNC | MRO |  | 22 | 1 | Electric Utility | IC | DFO | DFO | SWPP | A | barrels | 1 | 2 | 2 | 2 | 2 | 3 | 1 | 2 | 2 | 2 | 3 | 2 | 1 | 2 | 2 | 2 | 2 | 3 | 1 | 2 | 2 | 2 | 3 | 2 | 5.754 | 5.754 | 5.754 | 5.754 | 5.754 | 5.754 | 5.754 | 5.754 | 5.754 | 5.754 | 5.754 | 5.754 | 6 | 12 | 12 | 12 | 12 | 17 | 6 | 12 | 12 | 12 | 17 | 12 | 6 | 12 | 12 | 12 | 12 | 17 | 6 | 12 | 12 | 12 | 17 | 12 | 0.768 | 0.797 | 0.681 | 0.773 | 0.89 | 1.073 | 0.548 | 0.888 | 0.68 | 0.848 | 1.139 | 0.908 | 24 | 24 | 142 | 142 | 9.993 | 2020
Vintage1994 | natural gas peaker | TRUE | 16440.1319.KS.IC | 1319 | N | . | Russell Downtown | City of Russell - (KS) | 16440 | KS | WNC | MRO |  | 22 | 1 | Electric Utility | IC | NG | NG | SWPP | A | mcf | 36 | 30 | 26 | 22 | 21 | 32 | 46 | 33 | 22 | 24 | 19 | 29 | 36 | 30 | 26 | 22 | 21 | 32 | 46 | 33 | 22 | 24 | 19 | 29 | 1.057 | 1.057 | 1.057 | 1.057 | 1.057 | 1.057 | 1.057 | 1.057 | 1.057 | 1.057 | 1.057 | 1.057 | 38 | 32 | 27 | 23 | 22 | 34 | 49 | 35 | 23 | 25 | 20 | 31 | 38 | 32 | 27 | 23 | 22 | 34 | 49 | 35 | 23 | 25 | 20 | 31 | 2.738 | 2.309 | 1.984 | 1.706 | 1.577 | 2.434 | 3.55 | 2.487 | 1.68 | 1.867 | 1.447 | 2.228 | 340 | 340 | 359 | 359 | 26.007 | 2020
Vintage2001 | petroleum | TRUE | 16518.1320.KS.IC | 1320 | N | . | Sabetha Power Plant | City of Sabetha - (KS) | 16518 | KS | WNC | MRO |  | 22 | 1 | Electric Utility | IC | DFO | DFO | SWPP | A | barrels | 9 | 7 | 6 | 7 | 8 | 10 | 5 | 8 | 6 | 8 | 10 | 8 | 9 | 7 | 6 | 7 | 8 | 10 | 5 | 8 | 6 | 8 | 10 | 8 | 5.8 | 5.8 | 5.8 | 5.8 | 5.8 | 5.8 | 5.8 | 5.8 | 5.8 | 5.8 | 5.8 | 5.8 | 52 | 41 | 35 | 41 | 46 | 58 | 29 | 46 | 35 | 46 | 58 | 46 | 52 | 41 | 35 | 41 | 46 | 58 | 29 | 46 | 35 | 46 | 58 | 46 | -44.997 | -46.785 | -39.973 | -45.332 | -52.245 | -62.981 | -32.134 | -52.091 | -39.896 | -49.777 | -66.857 | -53.298 | 92 | 92 | 533 | 533 | -586.366 | 2020
Vintage2001 | natural gas peaker | TRUE | 16518.1320.KS.IC | 1320 | N | . | Sabetha Power Plant | City of Sabetha - (KS) | 16518 | KS | WNC | MRO |  | 22 | 1 | Electric Utility | IC | NG | NG | SWPP | A | mcf | 19 | 19 | 16 | 14 | 13 | 20 | 29 | 20 | 14 | 15 | 12 | 18 | 19 | 19 | 16 | 14 | 13 | 20 | 29 | 20 | 14 | 15 | 12 | 18 | 1.1 | 1.1 | 1.1 | 1.1 | 1.1 | 1.1 | 1.1 | 1.1 | 1.1 | 1.1 | 1.1 | 1.1 | 21 | 21 | 18 | 15 | 14 | 22 | 32 | 22 | 15 | 17 | 13 | 20 | 21 | 21 | 18 | 15 | 14 | 22 | 32 | 22 | 15 | 17 | 13 | 20 | -26.593 | -22.433 | -19.278 | -16.575 | -15.317 | -23.644 | -34.483 | -24.16 | -16.32 | -18.137 | -14.054 | -21.64 | 209 | 209 | 230 | 230 | -252.634 | 2020
Vintage1972 | petroleum | TRUE | 17872.1321.KS.IC | 1321 | N | . | St Francis | City of St Francis - (KS) | 17872 | KS | WNC | MRO |  | 22 | 1 | Electric Utility | IC | DFO | DFO | SWPP | A | barrels | 0 | 0 | 0 | 0 | 0 | 0 | 0 | 0 | 0 | 0 | 0 | 0 | 0 | 0 | 0 | 0 | 0 | 0 | 0 | 0 | 0 | 0 | 0 | 0 | 0 | 0 | 0 | 0 | 0 | 0 | 0 | 0 | 0 | 0 | 0 | 0 | 0 | 0 | 0 | 0 | 0 | 0 | 0 | 0 | 0 | 0 | 0 | 0 | 0 | 0 | 0 | 0 | 0 | 0 | 0 | 0 | 0 | 0 | 0 | 0 | 0 | 0 | 0 | 0 | 0 | 0 | 0 | 0 | 0 | 0 | 0 | 0 | 0 | 0 | 0 | 0 | 0 | 2020
Vintage1972 | natural gas peaker | TRUE | 17872.1321.KS.IC | 1321 | N | . | St Francis | City of St Francis - (KS) | 17872 | KS | WNC | MRO |  | 22 | 1 | Electric Utility | IC | NG | NG | SWPP | A | mcf | 0 | 0 | 0 | 0 | 0 | 0 | 0 | 0 | 0 | 0 | 0 | 0 | 0 | 0 | 0 | 0 | 0 | 0 | 0 | 0 | 0 | 0 | 0 | 0 | 0 | 0 | 0 | 0 | 0 | 0 | 0 | 0 | 0 | 0 | 0 | 0 | 0 | 0 | 0 | 0 | 0 | 0 | 0 | 0 | 0 | 0 | 0 | 0 | 0 | 0 | 0 | 0 | 0 | 0 | 0 | 0 | 0 | 0 | 0 | 0 | 0 | 0 | 0 | 0 | 0 | 0 | 0 | 0 | 0 | 0 | 0 | 0 | 0 | 0 | 0 | 0 | 0 | 2020
Vintage2002 | petroleum | TRUE | 17879.1322.KS.IC | 1322 | N | . | St John | City of St. John - (KS) | 17879 | KS | WNC | MRO |  | 22 | 1 | Electric Utility | IC | DFO | DFO | SWPP | A | barrels | 0 | 0 | 0 | 0 | 0 | 0 | 0 | 0 | 0 | 0 | 0 | 13 | 0 | 0 | 0 | 0 | 0 | 0 | 0 | 0 | 0 | 0 | 0 | 13 | 0 | 0 | 0 | 0 | 0 | 0 | 0 | 0 | 0 | 0 | 0 | 5.77 | 0 | 0 | 0 | 0 | 0 | 0 | 0 | 0 | 0 | 0 | 0 | 75 | 0 | 0 | 0 | 0 | 0 | 0 | 0 | 0 | 0 | 0 | 0 | 75 | 0 | 0 | 0 | 0 | 0 | 0 | 0 | 0 | 0 | 0 | 0 | 12 | 13 | 13 | 75 | 75 | 12 | 2020
Vintage2002 | natural gas peaker | TRUE | 17879.1322.KS.IC | 1322 | N | . | St John | City of St. John - (KS) | 17879 | KS | WNC | MRO |  | 22 | 1 | Electric Utility | IC | NG | NG | SWPP | A | mcf | 0 | 0 | 0 | 0 | 0 | 0 | 0 | 0 | 0 | 0 | 0 | 0 | 0 | 0 | 0 | 0 | 0 | 0 | 0 | 0 | 0 | 0 | 0 | 0 | 0 | 0 | 0 | 0 | 0 | 0 | 0 | 0 | 0 | 0 | 0 | 0 | 0 | 0 | 0 | 0 | 0 | 0 | 0 | 0 | 0 | 0 | 0 | 0 | 0 | 0 | 0 | 0 | 0 | 0 | 0 | 0 | 0 | 0 | 0 | 0 | 0 | 0 | 0 | 0 | 0 | 0 | 0 | 0 | 0 | 0 | 0 | 0 | 0 | 0 | 0 | 0 | 0 | 2020
Vintage1970 | petroleum | TRUE | 16988.1324.KS.IC | 1324 | N | . | Sharon Spring | City of Sharon Springs - (KS) | 16988 | KS | WNC | MRO |  | 22 | 1 | Electric Utility | IC | DFO | DFO | SWPP | A | barrels | 3 | 2 | 2 | 2 | 2 | 3 | 1 | 2 | 2 | 2 | 3 | 2 | 3 | 2 | 2 | 2 | 2 | 3 | 1 | 2 | 2 | 2 | 3 | 2 | 6.2 | 6.2 | 6.2 | 6.2 | 6.2 | 6.2 | 6.2 | 6.2 | 6.2 | 6.2 | 6.2 | 6.2 | 19 | 12 | 12 | 12 | 12 | 19 | 6 | 12 | 12 | 12 | 19 | 12 | 19 | 12 | 12 | 12 | 12 | 19 | 6 | 12 | 12 | 12 | 19 | 12 | 0 | 0 | 0 | 0 | 0 | 0 | 0 | 0 | 0 | 0 | 0 | 0 | 26 | 26 | 159 | 159 | 0 | 2020
Vintage1970 | natural gas peaker | TRUE | 16988.1324.KS.IC | 1324 | N | . | Sharon Spring | City of Sharon Springs - (KS) | 16988 | KS | WNC | MRO |  | 22 | 1 | Electric Utility | IC | NG | NG | SWPP | A | mcf | 345 | 291 | 250 | 215 | 199 | 307 | 448 | 314 | 212 | 236 | 183 | 281 | 345 | 291 | 250 | 215 | 199 | 307 | 448 | 314 | 212 | 236 | 183 | 281 | 1.1 | 1.1 | 1.1 | 1.1 | 1.1 | 1.1 | 1.1 | 1.1 | 1.1 | 1.1 | 1.1 | 1.1 | 380 | 320 | 275 | 237 | 219 | 338 | 493 | 345 | 233 | 260 | 201 | 309 | 380 | 320 | 275 | 237 | 219 | 338 | 493 | 345 | 233 | 260 | 201 | 309 | 0 | 0 | 0 | 0 | 0 | 0 | 0 | 0 | 0 | 0 | 0 | 0 | 3281 | 3281 | 3610 | 3610 | 0 | 2020
Vintage2002 | petroleum | TRUE | 18086.1326.KS.IC | 1326 | N | . | Sterling | City of Sterling - (KS) | 18086 | KS | WNC | MRO |  | 22 | 1 | Electric Utility | IC | DFO | DFO | SWPP | A | barrels | 2 | 2 | 1 | 2 | 2 | 2 | 1 | 2 | 1 | 2 | 3 | 2 | 2 | 2 | 1 | 2 | 2 | 2 | 1 | 2 | 1 | 2 | 3 | 2 | 5.817 | 5.817 | 5.817 | 5.817 | 5.817 | 5.817 | 5.817 | 5.817 | 5.817 | 5.817 | 5.817 | 5.817 | 12 | 12 | 6 | 12 | 12 | 12 | 6 | 12 | 6 | 12 | 17 | 12 | 12 | 12 | 6 | 12 | 12 | 12 | 6 | 12 | 6 | 12 | 17 | 12 | 0.944 | 0.981 | 0.838 | 0.95 | 1.095 | 1.32 | 0.674 | 1.092 | 0.836 | 1.043 | 1.402 | 1.117 | 22 | 22 | 131 | 131 | 12.292 | 2020
Vintage2002 | natural gas peaker | TRUE | 18086.1326.KS.IC | 1326 | N | . | Sterling | City of Sterling - (KS) | 18086 | KS | WNC | MRO |  | 22 | 1 | Electric Utility | IC | NG | NG | SWPP | A | mcf | 23 | 20 | 17 | 15 | 14 | 21 | 31 | 22 | 15 | 16 | 13 | 19 | 23 | 20 | 17 | 15 | 14 | 21 | 31 | 22 | 15 | 16 | 13 | 19 | 1 | 1 | 1 | 1 | 1 | 1 | 1 | 1 | 1 | 1 | 1 | 1 | 23 | 20 | 17 | 15 | 14 | 21 | 31 | 22 | 15 | 16 | 13 | 19 | 23 | 20 | 17 | 15 | 14 | 21 | 31 | 22 | 15 | 16 | 13 | 19 | 2.286 | 1.928 | 1.656 | 1.424 | 1.316 | 2.032 | 2.963 | 2.076 | 1.402 | 1.558 | 1.208 | 1.859 | 226 | 226 | 226 | 226 | 21.708 | 2020
Vintage1971 | petroleum | TRUE | 18137.1327.KS.IC | 1327 | N | . | Stockton | City of Stockton - (KS) | 18137 | KS | WNC | MRO |  | 22 | 1 | Electric Utility | IC | DFO | DFO | SWPP | A | barrels | 3 | 3 | 2 | 3 | 3 | 4 | 2 | 3 | 2 | 3 | 4 | 3 | 3 | 3 | 2 | 3 | 3 | 4 | 2 | 3 | 2 | 3 | 4 | 3 | 6 | 6 | 6 | 6 | 6 | 6 | 6 | 6 | 6 | 6 | 6 | 6 | 18 | 18 | 12 | 18 | 18 | 24 | 12 | 18 | 12 | 18 | 24 | 18 | 18 | 18 | 12 | 18 | 18 | 24 | 12 | 18 | 12 | 18 | 24 | 18 | -0.328 | -0.342 | -0.292 | -0.332 | -0.382 | -0.461 | -0.235 | -0.381 | -0.292 | -0.364 | -0.489 | -0.39 | 35 | 35 | 210 | 210 | -4.288 | 2020
Vintage1971 | natural gas peaker | TRUE | 18137.1327.KS.IC | 1327 | N | . | Stockton | City of Stockton - (KS) | 18137 | KS | WNC | MRO |  | 22 | 1 | Electric Utility | IC | NG | NG | SWPP | A | mcf | 170 | 142 | 122 | 105 | 97 | 150 | 219 | 153 | 103 | 115 | 89 | 137 | 170 | 142 | 122 | 105 | 97 | 150 | 219 | 153 | 103 | 115 | 89 | 137 | 1 | 1 | 1 | 1 | 1 | 1 | 1 | 1 | 1 | 1 | 1 | 1 | 170 | 142 | 122 | 105 | 97 | 150 | 219 | 153 | 103 | 115 | 89 | 137 | 170 | 142 | 122 | 105 | 97 | 150 | 219 | 153 | 103 | 115 | 89 | 137 | -3.444 | -2.905 | -2.496 | -2.146 | -1.983 | -3.062 | -4.465 | -3.128 | -2.113 | -2.348 | -1.82 | -2.802 | 1602 | 1602 | 1602 | 1602 | -32.712 | 2020
Vintage2016 | petroleum | TRUE | 20069.1328.KS.IC | 1328 | N | . | Wamego | City of Wamego - (KS) | 20069 | KS | WNC | MRO |  | 22 | 1 | Electric Utility | IC | DFO | DFO | SWPP | A | barrels | 4 | 4 | 3 | 4 | 4 | 5 | 3 | 4 | 3 | 4 | 5 | 4 | 4 | 4 | 3 | 4 | 4 | 5 | 3 | 4 | 3 | 4 | 5 | 4 | 5.9 | 5.9 | 5.9 | 5.9 | 5.9 | 5.9 | 5.9 | 5.9 | 5.9 | 5.9 | 5.9 | 5.9 | 24 | 24 | 18 | 24 | 24 | 30 | 18 | 24 | 18 | 24 | 30 | 24 | 24 | 24 | 18 | 24 | 24 | 30 | 18 | 24 | 18 | 24 | 30 | 24 | -3.119 | -3.243 | -2.771 | -3.142 | -3.622 | -4.366 | -2.227 | -3.611 | -2.766 | -3.45 | -4.634 | -3.695 | 47 | 47 | 282 | 282 | -40.646 | 2020
Vintage2016 | natural gas peaker | TRUE | 20069.1328.KS.IC | 1328 | N | . | Wamego | City of Wamego - (KS) | 20069 | KS | WNC | MRO |  | 22 | 1 | Electric Utility | IC | NG | NG | SWPP | A | mcf | 321 | 271 | 233 | 200 | 185 | 286 | 417 | 292 | 197 | 219 | 170 | 261 | 321 | 271 | 233 | 200 | 185 | 286 | 417 | 292 | 197 | 219 | 170 | 261 | 1 | 1 | 1 | 1 | 1 | 1 | 1 | 1 | 1 | 1 | 1 | 1 | 321 | 271 | 233 | 200 | 185 | 286 | 417 | 292 | 197 | 219 | 170 | 261 | 321 | 271 | 233 | 200 | 185 | 286 | 417 | 292 | 197 | 219 | 170 | 261 | -47.088 | -39.724 | -34.136 | -29.351 | -27.122 | -41.869 | -61.062 | -42.781 | -28.899 | -32.117 | -24.886 | -38.319 | 3052 | 3052 | 3052 | 3052 | -447.354 | 2020
Vintage1986 | petroleum | TRUE | 20141.1329.KS.IC | 1329 | N | . | Washington | City of Washington - (KS) | 20141 | KS | WNC | MRO |  | 22 | 1 | Electric Utility | IC | DFO | DFO | SWPP | A | barrels | 3 | 3 | 3 | 3 | 3 | 4 | 2 | 3 | 3 | 3 | 4 | 3 | 3 | 3 | 3 | 3 | 3 | 4 | 2 | 3 | 3 | 3 | 4 | 3 | 5.8 | 5.8 | 5.8 | 5.8 | 5.8 | 5.8 | 5.8 | 5.8 | 5.8 | 5.8 | 5.8 | 5.8 | 17 | 17 | 17 | 17 | 17 | 23 | 12 | 17 | 17 | 17 | 23 | 17 | 17 | 17 | 17 | 17 | 17 | 23 | 12 | 17 | 17 | 17 | 23 | 17 | 1.51 | 1.57 | 1.342 | 1.522 | 1.754 | 2.114 | 1.079 | 1.749 | 1.339 | 1.671 | 2.244 | 1.789 | 37 | 37 | 211 | 211 | 19.683 | 2020
Vintage1986 | natural gas peaker | TRUE | 20141.1329.KS.IC | 1329 | N | . | Washington | City of Washington - (KS) | 20141 | KS | WNC | MRO |  | 22 | 1 | Electric Utility | IC | NG | NG | SWPP | A | mcf | 17 | 15 | 13 | 11 | 10 | 16 | 23 | 16 | 11 | 12 | 9 | 14 | 17 | 15 | 13 | 11 | 10 | 16 | 23 | 16 | 11 | 12 | 9 | 14 | 1 | 1 | 1 | 1 | 1 | 1 | 1 | 1 | 1 | 1 | 1 | 1 | 17 | 15 | 13 | 11 | 10 | 16 | 23 | 16 | 11 | 12 | 9 | 14 | 17 | 15 | 13 | 11 | 10 | 16 | 23 | 16 | 11 | 12 | 9 | 14 | 1.611 | 1.36 | 1.169 | 1.005 | 0.929 | 1.434 | 2.091 | 1.465 | 0.989 | 1.1 | 0.852 | 1.312 | 167 | 167 | 167 | 167 | 15.317 | 2020
Vintage2004 | petroleum | TRUE | 20315.1330.KS.IC | 1330 | N | . | Wellington 1 | City of Wellington - (KS) | 20315 | KS | WNC | MRO |  | 22 | 1 | Electric Utility | IC | DFO | DFO | SWPP | A | barrels | 0 | 0 | 0 | 0 | 0 | 0 | 0 | 0 | 0 | 0 | 0 | 0 | 0 | 0 | 0 | 0 | 0 | 0 | 0 | 0 | 0 | 0 | 0 | 0 | 0 | 0 | 0 | 0 | 0 | 0 | 0 | 0 | 0 | 0 | 0 | 0 | 0 | 0 | 0 | 0 | 0 | 0 | 0 | 0 | 0 | 0 | 0 | 0 | 0 | 0 | 0 | 0 | 0 | 0 | 0 | 0 | 0 | 0 | 0 | 0 | 0 | 0 | 0 | 0 | 0 | 0 | 0 | 0 | 0 | 0 | 0 | 0 | 0 | 0 | 0 | 0 | 0 | 2020
Vintage1972 | natural gas steam turbine | TRUE | 20315.1330.KS.ST | 1330 | N | . | Wellington 1 | City of Wellington - (KS) | 20315 | KS | WNC | MRO |  | 22 | 1 | Electric Utility | ST | NG | NG | SWPP | AM | mcf | 0 | 0 | 0 | 0 | 0 | 0 | 0 | 889 | 0 | 0 | 0 | 0 | 0 | 0 | 0 | 0 | 0 | 0 | 0 | 889 | 0 | 0 | 0 | 0 | 0 | 0 | 0 | 0 | 0 | 0 | 0 | 1.015 | 0 | 0 | 0 | 0 | 0 | 0 | 0 | 0 | 0 | 0 | 0 | 902 | 0 | 0 | 0 | 0 | 0 | 0 | 0 | 0 | 0 | 0 | 0 | 902 | 0 | 0 | 0 | 0 | 0 | 0 | 0 | 0 | 0 | 0 | 0 | 45 | 0 | 0 | 0 | 0 | 889 | 889 | 902 | 902 | 45 | 2020
Vintage1962 | natural gas peaker | TRUE | 20813.1332.KS.GT | 1332 | N | . | West 14th Street | City of Winfield - (KS) | 20813 | KS | WNC | MRO |  | 22 | 1 | Electric Utility | GT | NG | NG | SWPP | A | mcf | 0 | 0 | 0 | 0 | 0 | 0 | 0 | 0 | 0 | 0 | 0 | 0 | 0 | 0 | 0 | 0 | 0 | 0 | 0 | 0 | 0 | 0 | 0 | 0 | 0 | 0 | 0 | 0 | 0 | 0 | 0 | 0 | 0 | 0 | 0 | 0 | 0 | 0 | 0 | 0 | 0 | 0 | 0 | 0 | 0 | 0 | 0 | 0 | 0 | 0 | 0 | 0 | 0 | 0 | 0 | 0 | 0 | 0 | 0 | 0 | 0 | 0 | 0 | 0 | 0 | 0 | 0 | 0 | 0 | 0 | 0 | 0 | 0 | 0 | 0 | 0 | 0 | 2020
Vintage1979 | natural gas peaker | TRUE | 18315.1336.KS.GT | 1336 | N | . | Garden City | Sunflower Electric Power Corp | 18315 | KS | WNC | MRO |  | 22 | 1 | Electric Utility | GT | NG | NG | SWPP | A | mcf | 12523 | 10565 | 9079 | 7806 | 7213 | 11135 | 16240 | 11378 | 7686 | 8542 | 6619 | 10191 | 12523 | 10565 | 9079 | 7806 | 7213 | 11135 | 16240 | 11378 | 7686 | 8542 | 6619 | 10191 | 1.122 | 1.122 | 1.122 | 1.122 | 1.122 | 1.122 | 1.122 | 1.122 | 1.122 | 1.122 | 1.122 | 1.122 | 14051 | 11854 | 10187 | 8758 | 8093 | 12493 | 18221 | 12766 | 8624 | 9584 | 7427 | 11434 | 14051 | 11854 | 10187 | 8758 | 8093 | 12493 | 18221 | 12766 | 8624 | 9584 | 7427 | 11434 | 781.025 | 658.88 | 566.193 | 486.829 | 449.858 | 694.45 | 1012.793 | 709.588 | 479.327 | 532.7 | 412.776 | 635.581 | 118977 | 118977 | 133492 | 133492 | 7420 | 2020
Vintage1973 | natural gas steam turbine | TRUE | 18315.1336.KS.ST | 1336 | N | . | Garden City | Sunflower Electric Power Corp | 18315 | KS | WNC | MRO |  | 22 | 1 | Electric Utility | ST | NG | NG | SWPP | AM | mcf | 0 | 0 | 0 | 0 | 0 | 9697 | 19809 | 0 | 0 | 0 | 0 | 0 | 0 | 0 | 0 | 0 | 0 | 9697 | 19809 | 0 | 0 | 0 | 0 | 0 | 0 | 0 | 0 | 0 | 0 | 1.122 | 1.122 | 0 | 0 | 0 | 0 | 0 | 0 | 0 | 0 | 0 | 0 | 10880 | 22226 | 0 | 0 | 0 | 0 | 0 | 0 | 0 | 0 | 0 | 0 | 10880 | 22226 | 0 | 0 | 0 | 0 | 0 | -96 | -91 | -93 | -83 | -76 | 632 | 1618 | -93 | -86 | -91 | -90 | -103 | 29506 | 29506 | 33106 | 33106 | 1348 | 2020
Vintage1963 | natural gas steam turbine | TRUE | 22053.1353.KY.ST | 1353 | N | . | Big Sandy | Kentucky Power Co | 22053 | KY | ESC | RFC |  | 22 | 1 | Electric Utility | ST | NG | NG | PJM | AM | mcf | 710157 | 159 | 0 | 300268 | 813462 | 1122994 | 1365796 | 1284279 | 443101 | 0 | 740423 | 568897 | 710157 | 159 | 0 | 300268 | 813462 | 1122994 | 1365796 | 1284279 | 443101 | 0 | 740423 | 568897 | 1.22 | 1.22 | 0 | 1.3 | 1.24 | 1.24 | 1.22 | 1.23 | 1.22 | 0 | 1.22 | 1.22 | 866392 | 194 | 0 | 390348 | 1008693 | 1392513 | 1666271 | 1579663 | 540583 | 0 | 903316 | 694054 | 866392 | 194 | 0 | 390348 | 1008693 | 1392513 | 1666271 | 1579663 | 540583 | 0 | 903316 | 694054 | 89042 | 130 | 0 | 37206 | 100655 | 138963 | 170277 | 158154 | 56568 | 0 | 89953 | 71690 | 7349536 | 7349536 | 9042027 | 9042027 | 912638 | 2020
Vintage1925 | hydro | TRUE | 10171.1354.KY.HY | 1354 | N | . | Dix Dam | Kentucky Utilities Co | 10171 | KY | ESC | SERC |  | 22 | 1 | Electric Utility | HY | WAT | HYC | LGEE | A |  | 0 | 0 | 0 | 0 | 0 | 0 | 0 | 0 | 0 | 0 | 0 | 0 | 0 | 0 | 0 | 0 | 0 | 0 | 0 | 0 | 0 | 0 | 0 | 0 | 0 | 0 | 0 | 0 | 0 | 0 | 0 | 0 | 0 | 0 | 0 | 0 | 93791 | 97940 | 85921 | 79406 | 116482 | 113468 | 106791 | 90476 | 72489 | 72093 | 82960 | 86285 | 93791 | 97940 | 85921 | 79406 | 116482 | 113468 | 106791 | 90476 | 72489 | 72093 | 82960 | 86285 | 10698.178 | 11171.411 | 9800.513 | 9057.358 | 13286.367 | 12942.606 | 12181.02 | 10320.084 | 8268.439 | 8223.18 | 9462.767 | 9842.077 | 0 | 0 | 1098102 | 1098102 | 125254 | 2020
Vintage2001 | petroleum | TRUE | 10171.1355.KY.GT | 1355 | N | . | E W Brown | Kentucky Utilities Co | 10171 | KY | ESC | SERC |  | 22 | 1 | Electric Utility | GT | DFO | DFO | LGEE | M | barrels | 0 | 0 | 0 | 0 | 414 | 0 | 3492 | 0 | 0 | 0 | 0 | 0 | 0 | 0 | 0 | 0 | 414 | 0 | 3492 | 0 | 0 | 0 | 0 | 0 | 0 | 0 | 0 | 0 | 5.88 | 0 | 5.88 | 0 | 0 | 0 | 0 | 0 | 0 | 0 | 0 | 0 | 2434 | 0 | 20533 | 0 | 0 | 0 | 0 | 0 | 0 | 0 | 0 | 0 | 2434 | 0 | 20533 | 0 | 0 | 0 | 0 | 0 | 0 | 0 | 0 | 0 | 193.124 | 0 | 1682.581 | 0 | 0 | 0 | 0 | 0 | 3906 | 3906 | 22967 | 22967 | 1875.705 | 2020
Vintage2001 | natural gas peaker | TRUE | 10171.1355.KY.GT | 1355 | N | . | E W Brown | Kentucky Utilities Co | 10171 | KY | ESC | SERC |  | 22 | 1 | Electric Utility | GT | NG | NG | LGEE | M | mcf | 87623 | 202070 | 264677 | 45833 | 85282 | 157246 | 679506 | 226882 | 74991 | 331660 | 55014 | 71430 | 87623 | 202070 | 264677 | 45833 | 85282 | 157246 | 679506 | 226882 | 74991 | 331660 | 55014 | 71430 | 1.025 | 1.025 | 1.025 | 1.025 | 1.025 | 1.025 | 1.025 | 1.025 | 1.025 | 1.025 | 1.025 | 1.025 | 89814 | 207122 | 271294 | 46979 | 87414 | 161177 | 696494 | 232554 | 76866 | 339952 | 56389 | 73216 | 89814 | 207122 | 271294 | 46979 | 87414 | 161177 | 696494 | 232554 | 76866 | 339952 | 56389 | 73216 | 6929 | 17256 | 23197 | 3066 | 6934.876 | 12935 | 57074.419 | 19616 | 5904 | 31165 | 3389 | 4538 | 2282214 | 2282214 | 2339271 | 2339271 | 192004.3 | 2020
Vintage2016 | solar pv | TRUE | 10171.1355.KY.PV | 1355 | N | . | E W Brown | Kentucky Utilities Co | 10171 | KY | ESC | SERC |  | 22 | 1 | Electric Utility | PV | SUN | SUN | LGEE | M |  | 0 | 0 | 0 | 0 | 0 | 0 | 0 | 0 | 0 | 0 | 0 | 0 | 0 | 0 | 0 | 0 | 0 | 0 | 0 | 0 | 0 | 0 | 0 | 0 | 0 | 0 | 0 | 0 | 0 | 0 | 0 | 0 | 0 | 0 | 0 | 0 | 7084 | 7242 | 10889 | 14352 | 15500 | 16719 | 18051 | 15553 | 13922 | 10398 | 9828 | 6040 | 7084 | 7242 | 10889 | 14352 | 15500 | 16719 | 18051 | 15553 | 13922 | 10398 | 9828 | 6040 | 808 | 826 | 1242 | 1637 | 1768 | 1907 | 2059 | 1774 | 1588 | 1186 | 1121 | 689 | 0 | 0 | 145578 | 145578 | 16605 | 2020
Vintage1971 | hard coal | TRUE | 10171.1355.KY.ST | 1355 | N | . | E W Brown | Kentucky Utilities Co | 10171 | KY | ESC | SERC |  | 22 | 1 | Electric Utility | ST | BIT | COL | LGEE | M | short tons | 55474 | 47996 | 21140 | 57837 | 61318 | 43058 | 68391 | 63243 | 56611 | 49257 | 15776 | 24104 | 55474 | 47996 | 21140 | 57837 | 61318 | 43058 | 68391 | 63243 | 56611 | 49257 | 15776 | 24104 | 22.41 | 22.4 | 22.374 | 22.371 | 22.29 | 22.287 | 22.4 | 22.416 | 22.458 | 22.546 | 22.497 | 22.554 | 1243172 | 1075110 | 472986 | 1293872 | 1366778 | 959634 | 1531958 | 1417655 | 1271370 | 1110548 | 354913 | 543642 | 1243172 | 1075110 | 472986 | 1293872 | 1366778 | 959634 | 1531958 | 1417655 | 1271370 | 1110548 | 354913 | 543642 | 99039.507 | 82747.354 | 39434.215 | 111426.35 | 118152 | 82099.957 | 134016.15 | 119477.35 | 107914 | 93670.542 | 29047.981 | 51653.102 | 564205 | 564205 | 12641638 | 12641638 | 1068678.5 | 2020
Vintage1971 | petroleum | TRUE | 10171.1355.KY.ST | 1355 | N | . | E W Brown | Kentucky Utilities Co | 10171 | KY | ESC | SERC |  | 22 | 1 | Electric Utility | ST | DFO | DFO | LGEE | M | barrels | 729 | 545 | 22 | 572 | 0 | 14 | 546 | 78 | 2 | 505 | 79 | 2103 | 729 | 545 | 22 | 572 | 0 | 14 | 546 | 78 | 2 | 505 | 79 | 2103 | 5.88 | 5.88 | 5.88 | 5.88 | 0 | 5.88 | 5.88 | 5.88 | 5.88 | 5.88 | 5.88 | 5.88 | 4287 | 3205 | 129 | 3363 | 0 | 82 | 3210 | 459 | 12 | 2969 | 465 | 12366 | 4287 | 3205 | 129 | 3363 | 0 | 82 | 3210 | 459 | 12 | 2969 | 465 | 12366 | 341.493 | 246.646 | 10.785 | 289.648 | 0 | 7.043 | 280.854 | 38.653 | 0.998 | 250.458 | 38.019 | 1174.898 | 5195 | 5195 | 30547 | 30547 | 2679.495 | 2020
Vintage1984 | hard coal | TRUE | 10171.1356.KY.ST | 1356 | N | . | Ghent | Kentucky Utilities Co | 10171 | KY | ESC | SERC |  | 22 | 1 | Electric Utility | ST | BIT | COL | LGEE | M | short tons | 325 | 575 | 248 | 280 | 603 | 642 | 2816 | 0 | 0 | 2422 | 363 | 601 | 325 | 575 | 248 | 280 | 603 | 642 | 2816 | 0 | 0 | 2422 | 363 | 601 | 23.49 | 23.501 | 23.479 | 23.57 | 23.712 | 23.762 | 23.837 | 0 | 0 | 23.87 | 24.248 | 24.423 | 7634 | 13513 | 5823 | 6600 | 14298 | 15255 | 67125 | 0 | 0 | 57813 | 8802 | 14678 | 7634 | 13513 | 5823 | 6600 | 14298 | 15255 | 67125 | 0 | 0 | 57813 | 8802 | 14678 | 722.305 | 1247.499 | 544.539 | 633.885 | 1313.535 | 1423.684 | 6293.562 | 0 | 0 | 5432.581 | 826.681 | 1362.554 | 8875 | 8875 | 211541 | 211541 | 19800.825 | 2020
Vintage1984 | petroleum | TRUE | 10171.1356.KY.ST | 1356 | N | . | Ghent | Kentucky Utilities Co | 10171 | KY | ESC | SERC |  | 22 | 1 | Electric Utility | ST | DFO | DFO | LGEE | M | barrels | 2710 | 697 | 1447 | 1603 | 4832 | 1994 | 1192 | 1150 | 1887 | 1636 | 846 | 1437 | 2710 | 697 | 1447 | 1603 | 4832 | 1994 | 1192 | 1150 | 1887 | 1636 | 846 | 1437 | 5.88 | 5.88 | 5.88 | 5.88 | 5.88 | 5.88 | 5.88 | 5.88 | 5.88 | 5.88 | 5.88 | 5.88 | 15935 | 4098 | 8508 | 9426 | 28412 | 11725 | 7009 | 6762 | 11096 | 9620 | 4974 | 8450 | 15935 | 4098 | 8508 | 9426 | 28412 | 11725 | 7009 | 6762 | 11096 | 9620 | 4974 | 8450 | 1507.651 | 378.352 | 795.69 | 905.323 | 2610.12 | 1094.203 | 657.152 | 626.815 | 1011.741 | 903.941 | 467.2 | 784.358 | 21431 | 21431 | 126015 | 126015 | 11742.546 | 2020
Vintage1984 | hard coal | TRUE | 10171.1356.KY.ST | 1356 | N | . | Ghent | Kentucky Utilities Co | 10171 | KY | ESC | SERC |  | 22 | 1 | Electric Utility | ST | RC | COL | LGEE | M | short tons | 352158 | 324186 | 277119 | 206271 | 311014 | 412450 | 492710 | 456796 | 389010 | 363404 | 438038 | 419010 | 352158 | 324186 | 277119 | 206271 | 311014 | 412450 | 492710 | 456796 | 389010 | 363404 | 438038 | 419010 | 23.49 | 23.501 | 23.479 | 23.57 | 23.712 | 23.762 | 23.837 | 23.937 | 23.912 | 23.87 | 24.248 | 24.423 | 8272191 | 7618695 | 6506477 | 4861807 | 7374764 | 9800637 | 11744728 | 10934326 | 9302007 | 8674453 | 10621545 | 10233481 | 8272191 | 7618695 | 6506477 | 4861807 | 7374764 | 9800637 | 11744728 | 10934326 | 9302007 | 8674453 | 10621545 | 10233481 | 782663.04 | 703342.15 | 608476.77 | 466971.79 | 677492.35 | 914639.11 | 1101172.3 | 1013575.2 | 848197.26 | 815120.48 | 997569.12 | 949956.09 | 4442166 | 4442166 | 105945111 | 105945111 | 9879175.6 | 2020
Vintage1984 | hard coal | TRUE | 10171.1356.KY.ST | 1356 | N | . | Ghent | Kentucky Utilities Co | 10171 | KY | ESC | SERC |  | 22 | 1 | Electric Utility | ST | SUB | COL | LGEE | M | short tons | 0 | 0 | 0 | 0 | 0 | 0 | 0 | 0 | 0 | 0 | 0 | 0 | 0 | 0 | 0 | 0 | 0 | 0 | 0 | 0 | 0 | 0 | 0 | 0 | 0 | 0 | 0 | 0 | 0 | 0 | 0 | 0 | 0 | 0 | 0 | 0 | 0 | 0 | 0 | 0 | 0 | 0 | 0 | 0 | 0 | 0 | 0 | 0 | 0 | 0 | 0 | 0 | 0 | 0 | 0 | 0 | 0 | 0 | 0 | 0 | 0 | 0 | 0 | 0 | 0 | 0 | 0 | 0 | 0 | 0 | 0 | 0 | 0 | 0 | 0 | 0 | 0 | 2020
Vintage1970 | petroleum | TRUE | 10171.1358.KY.GT | 1358 | N | . | Haefling | Kentucky Utilities Co | 10171 | KY | ESC | SERC |  | 22 | 1 | Electric Utility | GT | DFO | DFO | LGEE | A | barrels | 0 | 0 | 0 | 0 | 0 | 0 | 0 | 0 | 0 | 0 | 0 | 0 | 0 | 0 | 0 | 0 | 0 | 0 | 0 | 0 | 0 | 0 | 0 | 0 | 0 | 0 | 0 | 0 | 0 | 0 | 0 | 0 | 0 | 0 | 0 | 0 | 0 | 0 | 0 | 0 | 0 | 0 | 0 | 0 | 0 | 0 | 0 | 0 | 0 | 0 | 0 | 0 | 0 | 0 | 0 | 0 | 0 | 0 | 0 | 0 | 0 | 0 | 0 | 0 | 0 | 0 | 0 | 0 | 0 | 0 | 0 | 0 | 0 | 0 | 0 | 0 | 0 | 2020
Vintage1970 | natural gas peaker | TRUE | 10171.1358.KY.GT | 1358 | N | . | Haefling | Kentucky Utilities Co | 10171 | KY | ESC | SERC |  | 22 | 1 | Electric Utility | GT | NG | NG | LGEE | A | mcf | 55 | 46 | 22 | 43 | 57 | 61 | 78 | 61 | 32 | 57 | 47 | 58 | 55 | 46 | 22 | 43 | 57 | 61 | 78 | 61 | 32 | 57 | 47 | 58 | 1.025 | 1.025 | 1.025 | 1.025 | 1.025 | 1.025 | 1.025 | 1.025 | 1.025 | 1.025 | 1.025 | 1.025 | 56 | 47 | 23 | 44 | 58 | 63 | 80 | 63 | 33 | 58 | 48 | 59 | 56 | 47 | 23 | 44 | 58 | 63 | 80 | 63 | 33 | 58 | 48 | 59 | -6.542 | -5.387 | -2.517 | -4.979 | -6.699 | -7.15 | -9.067 | -7.103 | -3.709 | -6.602 | -5.505 | -6.74 | 617 | 617 | 632 | 632 | -72 | 2020
Vintage2008 | hydro | TRUE | 54775.1359.KY.HY | 1359 | N | . | Mother Ann Lee | Lock 7 Hydro Partners LLC | 54775 | KY | ESC | SERC |  | 22 | 2 | NAICS-22 Non-Cogen | HY | WAT | HYC | PJM | A |  | 0 | 0 | 0 | 0 | 0 | 0 | 0 | 0 | 0 | 0 | 0 | 0 | 0 | 0 | 0 | 0 | 0 | 0 | 0 | 0 | 0 | 0 | 0 | 0 | 0 | 0 | 0 | 0 | 0 | 0 | 0 | 0 | 0 | 0 | 0 | 0 | 7347 | 7672 | 6731 | 6220 | 9125 | 8889 | 8366 | 7088 | 5679 | 5648 | 6499 | 6759 | 7347 | 7672 | 6731 | 6220 | 9125 | 8889 | 8366 | 7088 | 5679 | 5648 | 6499 | 6759 | 838.06 | 875.133 | 767.741 | 709.525 | 1040.812 | 1013.883 | 954.222 | 808.443 | 647.723 | 644.178 | 741.283 | 770.997 | 0 | 0 | 86023 | 86023 | 9812 | 2020
Vintage2015 | natural gas combined cycle | TRUE | 11249.1363.KY.CA | 1363 | N | . | Cane Run | Louisville Gas & Electric Co | 11249 | KY | ESC | SERC |  | 22 | 1 | Electric Utility | CA | NG | NG | LGEE | M | mcf | 0 | 0 | 0 | 0 | 0 | 0 | 0 | 0 | 0 | 0 | 0 | 0 | 0 | 0 | 0 | 0 | 0 | 0 | 0 | 0 | 0 | 0 | 0 | 0 | 0 | 0 | 0 | 0 | 0 | 0 | 0 | 0 | 0 | 0 | 0 | 0 | 0 | 0 | 0 | 0 | 0 | 0 | 0 | 0 | 0 | 0 | 0 | 0 | 0 | 0 | 0 | 0 | 0 | 0 | 0 | 0 | 0 | 0 | 0 | 0 | 164403 | 103198 | 0 | 108642 | 164287 | 165155 | 174078 | 171926 | 165012 | 169699 | 86475 | 170286 | 0 | 0 | 0 | 0 | 1643161 | 2020
Vintage2015 | natural gas combined cycle | TRUE | 11249.1363.KY.CT | 1363 | N | . | Cane Run | Louisville Gas & Electric Co | 11249 | KY | ESC | SERC |  | 22 | 1 | Electric Utility | CT | NG | NG | LGEE | M | mcf | 3060928 | 1847773 | 3385 | 2065765 | 2894537 | 2868139 | 2995315 | 2958921 | 2876853 | 2973833 | 1640905 | 3119977 | 3060928 | 1847773 | 3385 | 2065765 | 2894537 | 2868139 | 2995315 | 2958921 | 2876853 | 2973833 | 1640905 | 3119977 | 1.065 | 1.065 | 1.065 | 1.065 | 1.065 | 1.065 | 1.065 | 1.065 | 1.065 | 1.065 | 1.065 | 1.065 | 3259888 | 1967878 | 3605 | 2200040 | 3082682 | 3054568 | 3190010 | 3151251 | 3063848 | 3167132 | 1747564 | 3322776 | 3259888 | 1967878 | 3605 | 2200040 | 3082682 | 3054568 | 3190010 | 3151251 | 3063848 | 3167132 | 1747564 | 3322776 | 311915 | 192051 | -1254 | 205453 | 290604 | 284024 | 298568 | 293744 | 287457 | 305682 | 159259 | 318556 | 29306331 | 29306331 | 31211242 | 31211242 | 2946059 | 2020
Vintage0 | petroleum | TRUE | 11249.1363.KY.GT | 1363 | N | . | Cane Run | Louisville Gas & Electric Co | 11249 | KY | ESC | SERC |  | 22 | 1 | Electric Utility | GT | DFO | DFO | LGEE | M | barrels | 0 | 0 | 0 | 0 | 0 | 0 | 0 | 0 | 0 | 0 | 0 | 0 | 0 | 0 | 0 | 0 | 0 | 0 | 0 | 0 | 0 | 0 | 0 | 0 | 0 | 0 | 0 | 0 | 0 | 0 | 0 | 0 | 0 | 0 | 0 | 0 | 0 | 0 | 0 | 0 | 0 | 0 | 0 | 0 | 0 | 0 | 0 | 0 | 0 | 0 | 0 | 0 | 0 | 0 | 0 | 0 | 0 | 0 | 0 | 0 | 0 | 0 | 0 | 0 | 0 | 0 | 0 | 0 | 0 | 0 | 0 | 0 | 0 | 0 | 0 | 0 | 0 | 2020
Vintage0 | natural gas peaker | TRUE | 11249.1363.KY.GT | 1363 | N | . | Cane Run | Louisville Gas & Electric Co | 11249 | KY | ESC | SERC |  | 22 | 1 | Electric Utility | GT | NG | NG | LGEE | M | mcf | 0 | 0 | 0 | 0 | 0 | 0 | 0 | 0 | 0 | 0 | 0 | 0 | 0 | 0 | 0 | 0 | 0 | 0 | 0 | 0 | 0 | 0 | 0 | 0 | 0 | 0 | 0 | 0 | 0 | 0 | 0 | 0 | 0 | 0 | 0 | 0 | 0 | 0 | 0 | 0 | 0 | 0 | 0 | 0 | 0 | 0 | 0 | 0 | 0 | 0 | 0 | 0 | 0 | 0 | 0 | 0 | 0 | 0 | 0 | 0 | 0 | 0 | 0 | 0 | 0 | 0 | 0 | 0 | 0 | 0 | 0 | 0 | 0 | 0 | 0 | 0 | 0 | 2020
Vintage1982 | hard coal | TRUE | 11249.1364.KY.ST | 1364 | N | . | Mill Creek (KY) | Louisville Gas & Electric Co | 11249 | KY | ESC | SERC |  | 22 | 1 | Electric Utility | ST | BIT | COL | LGEE | M | short tons | 0 | 0 | 0 | 0 | 0 | 0 | 0 | 0 | 0 | 0 | 0 | 0 | 0 | 0 | 0 | 0 | 0 | 0 | 0 | 0 | 0 | 0 | 0 | 0 | 0 | 0 | 0 | 0 | 0 | 0 | 0 | 0 | 0 | 0 | 0 | 0 | 0 | 0 | 0 | 0 | 0 | 0 | 0 | 0 | 0 | 0 | 0 | 0 | 0 | 0 | 0 | 0 | 0 | 0 | 0 | 0 | 0 | 0 | 0 | 0 | 0 | 0 | 0 | 0 | 0 | 0 | 0 | 0 | 0 | 0 | 0 | 0 | 0 | 0 | 0 | 0 | 0 | 2020
Vintage1982 | natural gas steam turbine | TRUE | 11249.1364.KY.ST | 1364 | N | . | Mill Creek (KY) | Louisville Gas & Electric Co | 11249 | KY | ESC | SERC |  | 22 | 1 | Electric Utility | ST | NG | NG | LGEE | M | mcf | 25906 | 14704 | 24030 | 19737 | 4194 | 14557 | 13773 | 12587 | 10957 | 18378 | 12163 | 46409 | 25906 | 14704 | 24030 | 19737 | 4194 | 14557 | 13773 | 12587 | 10957 | 18378 | 12163 | 46409 | 1.065 | 1.065 | 1.065 | 1.065 | 1.065 | 1.065 | 1.065 | 1.065 | 1.065 | 1.065 | 1.065 | 1.065 | 27590 | 15660 | 25592 | 21020 | 4467 | 15503 | 14668 | 13405 | 11669 | 19573 | 12954 | 49426 | 27590 | 15660 | 25592 | 21020 | 4467 | 15503 | 14668 | 13405 | 11669 | 19573 | 12954 | 49426 | 2605.572 | 1492.559 | 2421.882 | 1989.069 | 422.955 | 1483.171 | 1410.773 | 1277.316 | 1122.051 | 1864.102 | 1209.03 | 4642.429 | 217395 | 217395 | 231527 | 231527 | 21940.909 | 2020
Vintage1982 | hard coal | TRUE | 11249.1364.KY.ST | 1364 | N | . | Mill Creek (KY) | Louisville Gas & Electric Co | 11249 | KY | ESC | SERC |  | 22 | 1 | Electric Utility | ST | RC | COL | LGEE | M | short tons | 301678 | 337107 | 344330 | 187658 | 165833 | 207179 | 274345 | 265672 | 238639 | 230717 | 158918 | 274629 | 301678 | 337107 | 344330 | 187658 | 165833 | 207179 | 274345 | 265672 | 238639 | 230717 | 158918 | 274629 | 23.355 | 23.344 | 23.322 | 23.3 | 23.295 | 23.293 | 23.354 | 23.379 | 23.39 | 23.422 | 23.406 | 23.368 | 7045690 | 7869426 | 8030464 | 4372431 | 3863080 | 4825820 | 6407053 | 6211146 | 5581766 | 5403854 | 3719635 | 6417530 | 7045690 | 7869426 | 8030464 | 4372431 | 3863080 | 4825820 | 6407053 | 6211146 | 5581766 | 5403854 | 3719635 | 6417530 | 665390.43 | 750048.44 | 759959.12 | 413753.93 | 365805.05 | 461679.83 | 616222.23 | 591831.68 | 536713.95 | 514665.9 | 347173.97 | 602783.57 | 2986705 | 2986705 | 69747895 | 69747895 | 6626028.1 | 2020
Vintage1928 | hydro | TRUE | 11249.1365.KY.HY | 1365 | N | . | Ohio Falls | Louisville Gas & Electric Co | 11249 | KY | ESC | SERC |  | 22 | 1 | Electric Utility | HY | WAT | HYC | LGEE | A |  | 0 | 0 | 0 | 0 | 0 | 0 | 0 | 0 | 0 | 0 | 0 | 0 | 0 | 0 | 0 | 0 | 0 | 0 | 0 | 0 | 0 | 0 | 0 | 0 | 0 | 0 | 0 | 0 | 0 | 0 | 0 | 0 | 0 | 0 | 0 | 0 | 181174 | 189188 | 165972 | 153386 | 225005 | 219183 | 206285 | 174771 | 140026 | 139260 | 160252 | 166676 | 181174 | 189188 | 165972 | 153386 | 225005 | 219183 | 206285 | 174771 | 140026 | 139260 | 160252 | 166676 | 20665.403 | 21579.534 | 18931.403 | 17495.87 | 25664.94 | 25000.906 | 23529.769 | 19935.047 | 15971.936 | 15884.511 | 18278.989 | 19011.692 | 0 | 0 | 2121178 | 2121178 | 241950 | 2020
Vintage2001 | natural gas peaker | TRUE | 11249.1366.KY.GT | 1366 | N | . | Paddys Run | Louisville Gas & Electric Co | 11249 | KY | ESC | SERC |  | 22 | 1 | Electric Utility | GT | NG | NG | LGEE | M | mcf | 13249 | 12086 | 109657 | 522 | 21269 | 34826 | 102385 | 18876 | 18166 | 13422 | 12779 | . | 13249 | 12086 | 109657 | 522 | 21269 | 34826 | 102385 | 18876 | 18166 | 13422 | 12779 | . | 1.065 | 1.065 | 1.065 | 1.065 | 1.065 | 1.065 | 1.065 | 1.065 | 1.065 | 1.065 | 1.065 | . | 14110 | 12872 | 116785 | 556 | 22651 | 37090 | 109040 | 20103 | 19347 | 14294 | 13610 | . | 14110 | 12872 | 116785 | 556 | 22651 | 37090 | 109040 | 20103 | 19347 | 14294 | 13610 | . | 1226 | 1156 | 11235 | -22 | 2186 | 3473 | 9933 | 1798 | 1773 | 1318 | 770 | . | 357237 | 357237 | 380458 | 380458 | 34846 | 2020
Vintage1969 | natural gas peaker | TRUE | 11249.1368.KY.GT | 1368 | N | . | Zorn | Louisville Gas & Electric Co | 11249 | KY | ESC | SERC |  | 22 | 1 | Electric Utility | GT | NG | NG | LGEE | A | mcf | 23 | 19 | 9 | 17 | 23 | 25 | 32 | 25 | 13 | 23 | 19 | 24 | 23 | 19 | 9 | 17 | 23 | 25 | 32 | 25 | 13 | 23 | 19 | 24 | 1.065 | 1.065 | 1.065 | 1.065 | 1.065 | 1.065 | 1.065 | 1.065 | 1.065 | 1.065 | 1.065 | 1.065 | 24 | 20 | 10 | 18 | 24 | 27 | 34 | 27 | 14 | 24 | 20 | 26 | 24 | 20 | 10 | 18 | 24 | 27 | 34 | 27 | 14 | 24 | 20 | 26 | -4.271 | -3.516 | -1.643 | -3.25 | -4.373 | -4.667 | -5.919 | -4.637 | -2.421 | -4.31 | -3.593 | -4.4 | 252 | 252 | 268 | 268 | -47 | 2020
Vintage1966 | hydro | TRUE | 19462.1371.KY.HY | 1371 | N | . | Barkley | USCE-Nashville District | 19462 | KY | ESC | SERC |  | 22 | 1 | Electric Utility | HY | WAT | HYC | TVA | A |  | 0 | 0 | 0 | 0 | 0 | 0 | 0 | 0 | 0 | 0 | 0 | 0 | 0 | 0 | 0 | 0 | 0 | 0 | 0 | 0 | 0 | 0 | 0 | 0 | 0 | 0 | 0 | 0 | 0 | 0 | 0 | 0 | 0 | 0 | 0 | 0 | 580718 | 606406 | 531991 | 491651 | 721210 | 702550 | 661209 | 560194 | 448827 | 446370 | 513657 | 534247 | 580718 | 606406 | 531991 | 491651 | 721210 | 702550 | 661209 | 560194 | 448827 | 446370 | 513657 | 534247 | 66239.039 | 69169.119 | 60681.036 | 56079.705 | 82264.116 | 80135.681 | 75420.228 | 63898.026 | 51195.021 | 50914.798 | 58589.845 | 60938.386 | 0 | 0 | 6799030 | 6799030 | 775525 | 2020
Vintage0 | hard coal | TRUE | 14268.1374.KY.ST | 1374 | N | . | Elmer Smith | City of Owensboro - (KY) | 14268 | KY | ESC | SERC |  | 22 | 1 | Electric Utility | ST | BIT | COL | LGEE | M | short tons | 54135 | 43478 | 23144 | 47166 | 57517 | 0 | 0 | . | . | . | . | . | 54135 | 43478 | 23144 | 47166 | 57517 | 0 | 0 | . | . | . | . | . | 21.84 | 22.21 | 22.21 | 22.21 | 22.21 | 0 | 0 | . | . | . | . | . | 1182308 | 965646 | 514028 | 1047557 | 1277453 | 0 | 0 | . | . | . | . | . | 1182308 | 965646 | 514028 | 1047557 | 1277453 | 0 | 0 | . | . | . | . | . | 107960.4 | 85121.263 | 45781.855 | 92182.029 | 118477.54 | 0 | 0 | . | . | . | . | . | 225440 | 225440 | 4986992 | 4986992 | 449523.09 | 2020
Vintage0 | petroleum | TRUE | 14268.1374.KY.ST | 1374 | N | . | Elmer Smith | City of Owensboro - (KY) | 14268 | KY | ESC | SERC |  | 22 | 1 | Electric Utility | ST | DFO | DFO | LGEE | M | barrels | 76 | 0 | 412 | 129 | 0 | 0 | 0 | . | . | . | . | . | 76 | 0 | 412 | 129 | 0 | 0 | 0 | . | . | . | . | . | 5.71 | 0 | 5.71 | 5.71 | 0 | 0 | 0 | . | . | . | . | . | 434 | 0 | 2353 | 737 | 0 | 0 | 0 | . | . | . | . | . | 434 | 0 | 2353 | 737 | 0 | 0 | 0 | . | . | . | . | . | 39.626 | 0 | 209.527 | 64.818 | 0 | 0 | 0 | . | . | . | . | . | 617 | 617 | 3524 | 3524 | 313.971 | 2020
Vintage0 | natural gas steam turbine | TRUE | 14268.1374.KY.ST | 1374 | N | . | Elmer Smith | City of Owensboro - (KY) | 14268 | KY | ESC | SERC |  | 22 | 1 | Electric Utility | ST | NG | NG | LGEE | M | mcf | 1871 | 1112 | 1556 | 4522 | 1753 | 0 | 0 | . | . | . | . | . | 1871 | 1112 | 1556 | 4522 | 1753 | 0 | 0 | . | . | . | . | . | 1.03 | 1.03 | 1.03 | 1.03 | 1.03 | 0 | 0 | . | . | . | . | . | 1927 | 1145 | 1603 | 4658 | 1806 | 0 | 0 | . | . | . | . | . | 1927 | 1145 | 1603 | 4658 | 1806 | 0 | 0 | . | . | . | . | . | 175.972 | 100.963 | 142.742 | 409.861 | 167.46 | 0 | 0 | . | . | . | . | . | 10814 | 10814 | 11139 | 11139 | 996.998 | 2020
Vintage0 | petroleum | TRUE | 14268.1374.KY.ST | 1374 | N | . | Elmer Smith | City of Owensboro - (KY) | 14268 | KY | ESC | SERC |  | 22 | 1 | Electric Utility | ST | PC | PC | LGEE | M | short tons | 0 | 0 | 0 | 0 | 0 | 0 | 0 | . | . | . | . | . | 0 | 0 | 0 | 0 | 0 | 0 | 0 | . | . | . | . | . | 0 | 0 | 0 | 0 | 0 | 0 | 0 | . | . | . | . | . | 0 | 0 | 0 | 0 | 0 | 0 | 0 | . | . | . | . | . | 0 | 0 | 0 | 0 | 0 | 0 | 0 | . | . | . | . | . | 0 | 0 | 0 | 0 | 0 | 0 | 0 | . | . | . | . | . | 0 | 0 | 0 | 0 | 0 | 2020
Vintage0 | other | TRUE | 14268.1374.KY.ST | 1374 | N | . | Elmer Smith | City of Owensboro - (KY) | 14268 | KY | ESC | SERC |  | 22 | 1 | Electric Utility | ST | PG | WOO | LGEE | M | mcf | 0 | 44 | 44 | 87 | 0 | 0 | 0 | . | . | . | . | . | 0 | 44 | 44 | 87 | 0 | 0 | 0 | . | . | . | . | . | 0 | 2.52 | 2.52 | 2.52 | 0 | 0 | 0 | . | . | . | . | . | 0 | 111 | 111 | 219 | 0 | 0 | 0 | . | . | . | . | . | 0 | 111 | 111 | 219 | 0 | 0 | 0 | . | . | . | . | . | 0 | 9.774 | 9.876 | 19.292 | 0 | 0 | 0 | . | . | . | . | . | 175 | 175 | 441 | 441 | 38.942 | 2020
Vintage0 | other | TRUE | 14268.1374.KY.ST | 1374 | N | . | Elmer Smith | City of Owensboro - (KY) | 14268 | KY | ESC | SERC |  | 22 | 1 | Electric Utility | ST | TDF | OTH | LGEE | M | short tons | 0 | 0 | 0 | 0 | 0 | 0 | 0 | . | . | . | . | . | 0 | 0 | 0 | 0 | 0 | 0 | 0 | . | . | . | . | . | 0 | 0 | 0 | 0 | 0 | 0 | 0 | . | . | . | . | . | 0 | 0 | 0 | 0 | 0 | 0 | 0 | . | . | . | . | . | 0 | 0 | 0 | 0 | 0 | 0 | 0 | . | . | . | . | . | 0 | 0 | 0 | 0 | 0 | 0 | 0 | . | . | . | . | . | 0 | 0 | 0 | 0 | 0 | 2020
Vintage1974 | petroleum | TRUE | 14459.1376.KY.IC | 1376 | N | . | Paris (KY) | City of Paris - (KY) | 14459 | KY | ESC | SERC |  | 22 | 1 | Electric Utility | IC | DFO | DFO | LGEE | A | barrels | 10 | 7 | 7 | 4 | 9 | 7 | 6 | 9 | 5 | 4 | 6 | 10 | 10 | 7 | 7 | 4 | 9 | 7 | 6 | 9 | 5 | 4 | 6 | 10 | 6 | 6 | 6 | 6 | 6 | 6 | 6 | 6 | 6 | 6 | 6 | 6 | 60 | 42 | 42 | 24 | 54 | 42 | 36 | 54 | 30 | 24 | 36 | 60 | 60 | 42 | 42 | 24 | 54 | 42 | 36 | 54 | 30 | 24 | 36 | 60 | 4.386 | 3.532 | 3.466 | 1.915 | 4.584 | 3.497 | 3.069 | 4.372 | 2.294 | 2.167 | 2.992 | 4.886 | 84 | 84 | 504 | 504 | 41.16 | 2020
Vintage1948 | hydro | TRUE | 18642.1377.KY.HY | 1377 | N | . | Kentucky Dam | Tennessee Valley Authority | 18642 | KY | ESC | SERC |  | 22 | 1 | Electric Utility | HY | WAT | HYC | TVA | M |  | 0 | 0 | 0 | 0 | 0 | 0 | 0 | 0 | 0 | 0 | 0 | 0 | 0 | 0 | 0 | 0 | 0 | 0 | 0 | 0 | 0 | 0 | 0 | 0 | 0 | 0 | 0 | 0 | 0 | 0 | 0 | 0 | 0 | 0 | 0 | 0 | 561062 | 199090 | 397399 | 616688 | 822739 | 854967 | 1106124 | 920254 | 1059457 | 1043369 | 1024520 | 960732 | 561062 | 199090 | 397399 | 616688 | 822739 | 854967 | 1106124 | 920254 | 1059457 | 1043369 | 1024520 | 960732 | 63997 | 22709 | 45329 | 70342 | 93845 | 97521 | 126169 | 104968 | 120846 | 119011 | 116861 | 109585 | 0 | 0 | 9566401 | 9566401 | 1091183 | 2020
Vintage2017 | natural gas combined cycle | TRUE | 18642.1378.KY.CA | 1378 | N | . | Paradise | Tennessee Valley Authority | 18642 | KY | ESC | SERC |  | 22 | 1 | Electric Utility | CA | NG | NG | TVA | M | mcf | 1536773 | 1364431 | 693482 | 1345302 | 1754887 | 1621911 | 1843641 | 1748625 | 440316 | 1623846 | 1734116 | 1569988 | 1536773 | 1364431 | 693482 | 1345302 | 1754887 | 1621911 | 1843641 | 1748625 | 440316 | 1623846 | 1734116 | 1569988 | 1 | 1 | 1 | 1 | 1 | 1 | 1 | 1 | 1 | 1 | 1 | 1 | 1536773 | 1364431 | 693482 | 1345302 | 1754887 | 1621911 | 1843641 | 1748625 | 440316 | 1623846 | 1734116 | 1569988 | 1536773 | 1364431 | 693482 | 1345302 | 1754887 | 1621911 | 1843641 | 1748625 | 440316 | 1623846 | 1734116 | 1569988 | 229058 | 207744 | 99296 | 199905 | 264124 | 243258 | 274942 | 261916 | 65867 | 240011 | 259071 | 235520 | 17277318 | 17277318 | 17277318 | 17277318 | 2580712 | 2020
Vintage2017 | hard coal | TRUE | 18642.1378.KY.CT | 1378 | N | . | Paradise | Tennessee Valley Authority | 18642 | KY | ESC | SERC |  | 22 | 1 | Electric Utility | CT | BIT | COL | TVA | M | short tons | . | . | 0 | 0 | 0 | 0 | 0 | 0 | 0 | 0 | 0 | 0 | . | . | 0 | 0 | 0 | 0 | 0 | 0 | 0 | 0 | 0 | 0 | . | . | 0 | 0 | 0 | 0 | 0 | 0 | 0 | 0 | 0 | 0 | . | . | 0 | 0 | 0 | 0 | 0 | 0 | 0 | 0 | 0 | 0 | . | . | 0 | 0 | 0 | 0 | 0 | 0 | 0 | 0 | 0 | 0 | . | . | 0 | 0 | 0 | 0 | 0 | 0 | 0 | 0 | 0 | 0 | 0 | 0 | 0 | 0 | 0 | 2020
Vintage2017 | petroleum | TRUE | 18642.1378.KY.CT | 1378 | N | . | Paradise | Tennessee Valley Authority | 18642 | KY | ESC | SERC |  | 22 | 1 | Electric Utility | CT | DFO | DFO | TVA | M | barrels | . | . | 0 | 0 | 0 | 0 | 0 | 0 | 0 | 0 | 0 | 0 | . | . | 0 | 0 | 0 | 0 | 0 | 0 | 0 | 0 | 0 | 0 | . | . | 0 | 0 | 0 | 0 | 0 | 0 | 0 | 0 | 0 | 0 | . | . | 0 | 0 | 0 | 0 | 0 | 0 | 0 | 0 | 0 | 0 | . | . | 0 | 0 | 0 | 0 | 0 | 0 | 0 | 0 | 0 | 0 | . | . | 0 | 0 | 0 | 0 | 0 | 0 | 0 | 0 | 0 | 0 | 0 | 0 | 0 | 0 | 0 | 2020
Vintage2017 | natural gas combined cycle | TRUE | 18642.1378.KY.CT | 1378 | N | . | Paradise | Tennessee Valley Authority | 18642 | KY | ESC | SERC |  | 22 | 1 | Electric Utility | CT | NG | NG | TVA | M | mcf | 2824652 | 2487038 | 1206719 | 2330618 | 2869169 | 2639008 | 2890715 | 2764389 | 721831 | 2662047 | 2860208 | 2710511 | 2824652 | 2487038 | 1206719 | 2330618 | 2869169 | 2639008 | 2890715 | 2764389 | 721831 | 2662047 | 2860208 | 2710511 | 1 | 1 | 1 | 1 | 1 | 1 | 1 | 1 | 1 | 1 | 1 | 1 | 2824652 | 2487038 | 1206719 | 2330618 | 2869169 | 2639008 | 2890715 | 2764389 | 721831 | 2662047 | 2860208 | 2710511 | 2824652 | 2487038 | 1206719 | 2330618 | 2869169 | 2639008 | 2890715 | 2764389 | 721831 | 2662047 | 2860208 | 2710511 | 421018 | 378669 | 172784 | 346319 | 431832 | 395805 | 430992 | 415061 | 107979 | 393460 | 427306 | 406615 | 28966905 | 28966905 | 28966905 | 28966905 | 4327840 | 2020
Vintage2017 | hard coal | TRUE | 18642.1378.KY.CT | 1378 | N | . | Paradise | Tennessee Valley Authority | 18642 | KY | ESC | SERC |  | 22 | 1 | Electric Utility | CT | RC | COL | TVA | M | short tons | . | . | 0 | . | . | . | . | . | . | . | . | . | . | . | 0 | . | . | . | . | . | . | . | . | . | . | . | 0 | . | . | . | . | . | . | . | . | . | . | . | 0 | . | . | . | . | . | . | . | . | . | . | . | 0 | . | . | . | . | . | . | . | . | . | . | . | 0 | . | . | . | . | . | . | . | . | . | 0 | 0 | 0 | 0 | 0 | 2020
Vintage2017 | hard coal | TRUE | 18642.1378.KY.CT | 1378 | N | . | Paradise | Tennessee Valley Authority | 18642 | KY | ESC | SERC |  | 22 | 1 | Electric Utility | CT | SUB | COL | TVA | M | short tons | . | . | 0 | 0 | 0 | 0 | 0 | 0 | 0 | 0 | 0 | 0 | . | . | 0 | 0 | 0 | 0 | 0 | 0 | 0 | 0 | 0 | 0 | . | . | 0 | 0 | 0 | 0 | 0 | 0 | 0 | 0 | 0 | 0 | . | . | 0 | 0 | 0 | 0 | 0 | 0 | 0 | 0 | 0 | 0 | . | . | 0 | 0 | 0 | 0 | 0 | 0 | 0 | 0 | 0 | 0 | . | . | 0 | 0 | 0 | 0 | 0 | 0 | 0 | 0 | 0 | 0 | 0 | 0 | 0 | 0 | 0 | 2020
Vintage0 | hard coal | TRUE | 18642.1378.KY.ST | 1378 | N | . | Paradise | Tennessee Valley Authority | 18642 | KY | ESC | SERC |  | 22 | 1 | Electric Utility | ST | BIT | COL | TVA | M | short tons | 215885 | 0 | . | . | . | . | . | . | . | . | . | . | 215885 | 0 | . | . | . | . | . | . | . | . | . | . | 20 | 0 | . | . | . | . | . | . | . | . | . | . | 4317700 | 0 | . | . | . | . | . | . | . | . | . | . | 4317700 | 0 | . | . | . | . | . | . | . | . | . | . | 458086.86 | -1613.294 | . | . | . | . | . | . | . | . | . | . | 215885 | 215885 | 4317700 | 4317700 | 456473.57 | 2020
Vintage0 | petroleum | TRUE | 18642.1378.KY.ST | 1378 | N | . | Paradise | Tennessee Valley Authority | 18642 | KY | ESC | SERC |  | 22 | 1 | Electric Utility | ST | DFO | DFO | TVA | M | barrels | 240 | 0 | . | . | . | . | . | . | . | . | . | . | 240 | 0 | . | . | . | . | . | . | . | . | . | . | 5.7 | 0 | . | . | . | . | . | . | . | . | . | . | 1368 | 0 | . | . | . | . | . | . | . | . | . | . | 1368 | 0 | . | . | . | . | . | . | . | . | . | . | 145.138 | -0.34 | . | . | . | . | . | . | . | . | . | . | 240 | 240 | 1368 | 1368 | 144.798 | 2020
Vintage0 | hard coal | TRUE | 18642.1378.KY.ST | 1378 | N | . | Paradise | Tennessee Valley Authority | 18642 | KY | ESC | SERC |  | 22 | 1 | Electric Utility | ST | RC | COL | TVA | M | short tons | 0 | 0 | . | . | . | . | . | . | . | . | . | . | 0 | 0 | . | . | . | . | . | . | . | . | . | . | 0 | 0 | . | . | . | . | . | . | . | . | . | . | 0 | 0 | . | . | . | . | . | . | . | . | . | . | 0 | 0 | . | . | . | . | . | . | . | . | . | . | 0 | 0 | . | . | . | . | . | . | . | . | . | . | 0 | 0 | 0 | 0 | 0 | 2020
Vintage0 | hard coal | TRUE | 18642.1378.KY.ST | 1378 | N | . | Paradise | Tennessee Valley Authority | 18642 | KY | ESC | SERC |  | 22 | 1 | Electric Utility | ST | SUB | COL | TVA | M | short tons | 0 | 0 | . | . | . | . | . | . | . | . | . | . | 0 | 0 | . | . | . | . | . | . | . | . | . | . | 0 | 0 | . | . | . | . | . | . | . | . | . | . | 0 | 0 | . | . | . | . | . | . | . | . | . | . | 0 | 0 | . | . | . | . | . | . | . | . | . | . | 0 | -14.366 | . | . | . | . | . | . | . | . | . | . | 0 | 0 | 0 | 0 | -14.366 | 2020
Vintage1955 | hard coal | TRUE | 18642.1379.KY.ST | 1379 | N | . | Shawnee | Tennessee Valley Authority | 18642 | KY | ESC | SERC |  | 22 | 1 | Electric Utility | ST | BIT | COL | TVA | M | short tons | 0 | 0 | 0 | 0 | 0 | 0 | 0 | 0 | 0 | 0 | 0 | 0 | 0 | 0 | 0 | 0 | 0 | 0 | 0 | 0 | 0 | 0 | 0 | 0 | 0 | 0 | 0 | 0 | 0 | 0 | 0 | 0 | 0 | 0 | 0 | 0 | 0 | 0 | 0 | 0 | 0 | 0 | 0 | 0 | 0 | 0 | 0 | 0 | 0 | 0 | 0 | 0 | 0 | 0 | 0 | 0 | 0 | 0 | 0 | 0 | 0 | 0 | 0 | 0 | 0 | 0 | 0 | 0 | 0 | 0 | 0 | 0 | 0 | 0 | 0 | 0 | 0 | 2020
Vintage1955 | petroleum | TRUE | 18642.1379.KY.ST | 1379 | N | . | Shawnee | Tennessee Valley Authority | 18642 | KY | ESC | SERC |  | 22 | 1 | Electric Utility | ST | DFO | DFO | TVA | M | barrels | 2390 | 2901 | 820 | 0 | 3245 | 3840 | 1243 | 974 | 795 | 1134 | 2303 | 2455 | 2390 | 2901 | 820 | 0 | 3245 | 3840 | 1243 | 974 | 795 | 1134 | 2303 | 2455 | 5.7 | 5.7 | 5.7 | 0 | 5.7 | 5.7 | 5.7 | 5.7 | 5.7 | 5.7 | 5.7 | 5.762 | 13623 | 16536 | 4674 | 0 | 18497 | 21888 | 7085 | 5552 | 4532 | 6464 | 13127 | 14146 | 13623 | 16536 | 4674 | 0 | 18497 | 21888 | 7085 | 5552 | 4532 | 6464 | 13127 | 14146 | 1176.342 | 1340.234 | 422.031 | -10.747 | 1242.95 | 1687.733 | 598.178 | 457.334 | 369.226 | 575.176 | 1086.411 | 1183.776 | 22100 | 22100 | 126124 | 126124 | 10128.644 | 2020
Vintage1955 | hard coal | TRUE | 18642.1379.KY.ST | 1379 | N | . | Shawnee | Tennessee Valley Authority | 18642 | KY | ESC | SERC |  | 22 | 1 | Electric Utility | ST | SUB | COL | TVA | M | short tons | 127115 | 189076 | 143955 | 0 | 101698 | 324257 | 404047 | 400516 | 310681 | 177178 | 112304 | 216403 | 127115 | 189076 | 143955 | 0 | 101698 | 324257 | 404047 | 400516 | 310681 | 177178 | 112304 | 216403 | 17.6 | 17.5 | 17.7 | 0 | 17.4 | 17.8 | 17.7 | 17.7 | 17.7 | 17.7 | 17.7 | 17.7 | 2237224 | 3308830 | 2548004 | 0 | 1769545 | 5771775 | 7151632 | 7089133 | 5499054 | 3136051 | 1987781 | 3830333 | 2237224 | 3308830 | 2548004 | 0 | 1769545 | 5771775 | 7151632 | 7089133 | 5499054 | 3136051 | 1987781 | 3830333 | 193183.66 | 268183.77 | 230067.97 | -5919.253 | 118912.05 | 445048.27 | 603794.82 | 583972.67 | 448061.77 | 279058.82 | 164510.59 | 320539.22 | 2507230 | 2507230 | 44329362 | 44329362 | 3649414.4 | 2020
Vintage1952 | hydro | TRUE | 19462.1380.KY.HY | 1380 | N | . | Wolf Creek | USCE-Nashville District | 19462 | KY | ESC | SERC |  | 22 | 1 | Electric Utility | HY | WAT | HYC | TVA | A |  | 0 | 0 | 0 | 0 | 0 | 0 | 0 | 0 | 0 | 0 | 0 | 0 | 0 | 0 | 0 | 0 | 0 | 0 | 0 | 0 | 0 | 0 | 0 | 0 | 0 | 0 | 0 | 0 | 0 | 0 | 0 | 0 | 0 | 0 | 0 | 0 | 1065080 | 1112193 | 975711 | 901724 | 1322752 | 1288528 | 1212707 | 1027438 | 823182 | 818676 | 942086 | 979849 | 1065080 | 1112193 | 975711 | 901724 | 1322752 | 1288528 | 1212707 | 1027438 | 823182 | 818676 | 942086 | 979849 | 121487.37 | 126861.35 | 111293.57 | 102854.38 | 150878.56 | 146974.85 | 138326.35 | 117193.77 | 93895.508 | 93381.556 | 107458.17 | 111765.57 | 0 | 0 | 12469926 | 12469926 | 1422371 | 2020
Vintage1976 | petroleum | TRUE | 1692.1383.KY.GT | 1383 | N | . | Robert A Reid | Big Rivers Electric Corp | 1692 | KY | ESC | SERC |  | 22 | 1 | Electric Utility | GT | DFO | DFO | MISO | A | barrels | 0 | 0 | 0 | 0 | 0 | 0 | 0 | 0 | 0 | 0 | 0 | 0 | 0 | 0 | 0 | 0 | 0 | 0 | 0 | 0 | 0 | 0 | 0 | 0 | 0 | 0 | 0 | 0 | 0 | 0 | 0 | 0 | 0 | 0 | 0 | 0 | 0 | 0 | 0 | 0 | 0 | 0 | 0 | 0 | 0 | 0 | 0 | 0 | 0 | 0 | 0 | 0 | 0 | 0 | 0 | 0 | 0 | 0 | 0 | 0 | 0 | 0 | 0 | 0 | 0 | 0 | 0 | 0 | 0 | 0 | 0 | 0 | 0 | 0 | 0 | 0 | 0 | 2020
Vintage1976 | natural gas peaker | TRUE | 1692.1383.KY.GT | 1383 | N | . | Robert A Reid | Big Rivers Electric Corp | 1692 | KY | ESC | SERC |  | 22 | 1 | Electric Utility | GT | NG | NG | MISO | A | mcf | 4137 | 3407 | 1592 | 3149 | 4236 | 4521 | 5734 | 4492 | 2345 | 4175 | 3481 | 4262 | 4137 | 3407 | 1592 | 3149 | 4236 | 4521 | 5734 | 4492 | 2345 | 4175 | 3481 | 4262 | 1.044 | 1.044 | 1.044 | 1.044 | 1.044 | 1.044 | 1.044 | 1.044 | 1.044 | 1.044 | 1.044 | 1.044 | 4319 | 3557 | 1662 | 3288 | 4422 | 4720 | 5986 | 4690 | 2448 | 4359 | 3634 | 4450 | 4319 | 3557 | 1662 | 3288 | 4422 | 4720 | 5986 | 4690 | 2448 | 4359 | 3634 | 4450 | 132.733 | 109.309 | 51.083 | 101.036 | 135.931 | 145.077 | 183.993 | 144.137 | 75.262 | 133.968 | 111.7 | 136.771 | 45531 | 45531 | 47535 | 47535 | 1461 | 2020
Vintage0 | hard coal | TRUE | 1692.1383.KY.ST | 1383 | N | . | Robert A Reid | Big Rivers Electric Corp | 1692 | KY | ESC | SERC |  | 22 | 1 | Electric Utility | ST | BIT | COL | MISO | AM | short tons | 0 | 0 | 0 | 0 | 0 | 0 | 0 | 0 | 0 | 0 | 0 | 0 | 0 | 0 | 0 | 0 | 0 | 0 | 0 | 0 | 0 | 0 | 0 | 0 | 0 | 0 | 0 | 0 | 0 | 0 | 0 | 0 | 0 | 0 | 0 | 0 | 0 | 0 | 0 | 0 | 0 | 0 | 0 | 0 | 0 | 0 | 0 | 0 | 0 | 0 | 0 | 0 | 0 | 0 | 0 | 0 | 0 | 0 | 0 | 0 | 0 | 0 | 0 | 0 | 0 | 0 | 0 | 0 | 0 | 0 | 0 | 0 | 0 | 0 | 0 | 0 | 0 | 2020
Vintage0 | petroleum | TRUE | 1692.1383.KY.ST | 1383 | N | . | Robert A Reid | Big Rivers Electric Corp | 1692 | KY | ESC | SERC |  | 22 | 1 | Electric Utility | ST | DFO | DFO | MISO | AM | barrels | 88 | 59 | 59 | 23 | 19 | 80 | 96 | 56 | 30 | 83 | 54 | 88 | 88 | 59 | 59 | 23 | 19 | 80 | 96 | 56 | 30 | 83 | 54 | 88 | 5.8 | 5.8 | 5.8 | 5.8 | 5.8 | 5.8 | 5.8 | 5.8 | 5.8 | 5.8 | 5.8 | 5.8 | 510 | 342 | 342 | 133 | 110 | 464 | 557 | 325 | 174 | 481 | 313 | 510 | 510 | 342 | 342 | 133 | 110 | 464 | 557 | 325 | 174 | 481 | 313 | 510 | -1236 | -1166 | -1174 | -1103 | -1172 | -1073 | -1109 | -1105 | -1067 | -1092 | -1104 | -1208 | 735 | 735 | 4261 | 4261 | -13609 | 2020
Vintage0 | natural gas steam turbine | TRUE | 1692.1383.KY.ST | 1383 | N | . | Robert A Reid | Big Rivers Electric Corp | 1692 | KY | ESC | SERC |  | 22 | 1 | Electric Utility | ST | NG | NG | MISO | AM | mcf | 0 | 0 | 0 | 0 | 0 | 0 | 0 | 0 | 0 | 0 | 0 | 0 | 0 | 0 | 0 | 0 | 0 | 0 | 0 | 0 | 0 | 0 | 0 | 0 | 0 | 0 | 0 | 0 | 0 | 0 | 0 | 0 | 0 | 0 | 0 | 0 | 0 | 0 | 0 | 0 | 0 | 0 | 0 | 0 | 0 | 0 | 0 | 0 | 0 | 0 | 0 | 0 | 0 | 0 | 0 | 0 | 0 | 0 | 0 | 0 | 0 | 0 | 0 | 0 | 0 | 0 | 0 | 0 | 0 | 0 | 0 | 0 | 0 | 0 | 0 | 0 | 0 | 2020
Vintage1969 | hard coal | TRUE | 5580.1384.KY.ST | 1384 | N | . | Cooper | East Kentucky Power Coop, Inc | 5580 | KY | ESC | SERC |  | 22 | 1 | Electric Utility | ST | BIT | COL | PJM | M | short tons | 0 | 0 | 0 | 0 | 0 | 437 | 45263 | 12468 | 689 | 0 | 0 | 14264 | 0 | 0 | 0 | 0 | 0 | 437 | 45263 | 12468 | 689 | 0 | 0 | 14264 | 0 | 0 | 0 | 0 | 0 | 23.83 | 23.475 | 24.63 | 23.14 | 0 | 0 | 22.783 | 0 | 0 | 0 | 0 | 0 | 10414 | 1062549 | 307087 | 15943 | 0 | 0 | 324977 | 0 | 0 | 0 | 0 | 0 | 10414 | 1062549 | 307087 | 15943 | 0 | 0 | 324977 | 0 | 0 | -1731.549 | -1534.309 | -1490.698 | -473.199 | 98161.437 | 26192.436 | 96.51 | -1499.619 | -1532.327 | 29079.681 | 73121 | 73121 | 1720970 | 1720970 | 145268.36 | 2020
Vintage1969 | petroleum | TRUE | 5580.1384.KY.ST | 1384 | N | . | Cooper | East Kentucky Power Coop, Inc | 5580 | KY | ESC | SERC |  | 22 | 1 | Electric Utility | ST | DFO | DFO | PJM | M | barrels | 58 | 51 | 0 | 0 | 0 | 90 | 745 | 678 | 241 | 0 | 0 | 761 | 58 | 51 | 0 | 0 | 0 | 90 | 745 | 678 | 241 | 0 | 0 | 761 | 5.82 | 5.82 | 0 | 0 | 0 | 5.82 | 5.82 | 5.82 | 5.82 | 0 | 0 | 5.82 | 338 | 297 | 0 | 0 | 0 | 524 | 4336 | 3946 | 1403 | 0 | 0 | 4429 | 338 | 297 | 0 | 0 | 0 | 524 | 4336 | 3946 | 1403 | 0 | 0 | 4429 | -1985 | -1825 | -15.451 | -13.691 | -13.302 | -23.801 | 400.563 | 336.564 | 8.49 | -13.381 | -13.673 | 396.319 | 2624 | 2624 | 15273 | 15273 | -2761.363 | 2020
Vintage1999 | natural gas peaker | FALSE | 11241.1391.LA.GT | 1391 | Y | . | Louisiana 1 | Entergy Louisiana LLC | 11241 | LA | WSC | SERC |  | 32411 | 7 | Industrial NAICS Cogen | GT | NG | NG | MISO | M | mcf | 1890830 | 1691287 | 1804944 | 1922012 | 1906192 | 1897555 | 2046358 | 2081286 | 2047986 | 2030870 | 2038571 | 2252746 | 742706 | 637421 | 666797 | 671628 | 722958 | 725401 | 778688 | 789135 | 781855 | 792765 | 778825 | 885420 | 1.024 | 1.038 | 1.038 | 1.038 | 1.038 | 1.038 | 1.038 | 1.038 | 1.038 | 1.038 | 1.038 | 1.022 | 1936210 | 1755556 | 1873532 | 1995048 | 1978627 | 1969662 | 2124120 | 2160375 | 2125809 | 2108043 | 2116037 | 2302306 | 760531 | 661643 | 692135 | 697150 | 750430 | 752966 | 808278 | 819122 | 811566 | 822890 | 808420 | 904899 | 167174.22 | 145437.42 | 152139.83 | 153242.12 | 164953.92 | 165511.27 | 177669.44 | 180053.21 | 178392.36 | 180881.35 | 177700.79 | 198907.97 | 23610637 | 8973599 | 24445325 | 9290030 | 2042063.9 | 2020
Vintage1999 | other | FALSE | 11241.1391.LA.GT | 1391 | Y | . | Louisiana 1 | Entergy Louisiana LLC | 11241 | LA | WSC | SERC |  | 32411 | 7 | Industrial NAICS Cogen | GT | OG | OOG | MISO | M | mcf | 306659 | 311594 | 24538 | 71905 | 262948 | 153427 | 67565 | 4050 | 3791 | 9773 | 2072 | 4670 | 120454 | 117435 | 9065 | 25127 | 99727 | 58652 | 25710 | 1536 | 1447 | 3815 | 791 | 1835 | 0.888 | 0.888 | 0.923 | 0.86 | 0.877 | 0.877 | 0.902 | 0.9 | 0.901 | 0.95 | 0.892 | 0.875 | 272313 | 276695 | 22649 | 61838 | 230605 | 134555 | 60944 | 3645 | 3416 | 9284 | 1848 | 4086 | 106963 | 104282 | 8367 | 21609 | 87461 | 51438 | 23190 | 1382 | 1304 | 3624 | 706 | 1606 | 23511.782 | 22922.582 | 1839.173 | 4749.876 | 19225.078 | 11306.735 | 5097.557 | 303.787 | 286.636 | 796.647 | 155.21 | 353.032 | 1222992 | 465594 | 1081878 | 411932 | 90548.095 | 2020
Vintage1954 | petroleum | FALSE | 11241.1391.LA.ST | 1391 | Y | . | Louisiana 1 | Entergy Louisiana LLC | 11241 | LA | WSC | SERC |  | 32411 | 7 | Industrial NAICS Cogen | ST | DFO | DFO | MISO | M | barrels | 0 | 0 | 0 | 0 | 0 | 0 | 0 | 0 | 0 | 0 | 0 | 0 | 0 | 0 | 0 | 0 | 0 | 0 | 0 | 0 | 0 | 0 | 0 | 0 | 0 | 0 | 0 | 0 | 0 | 0 | 0 | 0 | 0 | 0 | 0 | 0 | 0 | 0 | 0 | 0 | 0 | 0 | 0 | 0 | 0 | 0 | 0 | 0 | 0 | 0 | 0 | 0 | 0 | 0 | 0 | 0 | 0 | 0 | 0 | 0 | 0 | 0 | 0 | 0 | 0 | 0 | 0 | 0 | 0 | 0 | 0 | 0 | 0 | 0 | 0 | 0 | 0 | 2020
Vintage1954 | natural gas steam turbine | FALSE | 11241.1391.LA.ST | 1391 | Y | . | Louisiana 1 | Entergy Louisiana LLC | 11241 | LA | WSC | SERC |  | 32411 | 7 | Industrial NAICS Cogen | ST | NG | NG | MISO | M | mcf | 19953 | 19873 | 7319 | 15812 | 13088 | 14225 | 7426 | 8561 | 11044 | 21675 | 13974 | 6846 | 5867 | 4604 | 1159 | 2191 | 3282 | 4858 | 2562 | 2785 | 3218 | 5891 | 3884 | 2055 | 1.024 | 1.038 | 1.038 | 1.038 | 1.038 | 1.038 | 1.038 | 1.038 | 1.038 | 1.038 | 1.038 | 1.022 | 20432 | 20628 | 7597 | 16413 | 13585 | 14766 | 7708 | 8886 | 11464 | 22499 | 14505 | 6997 | 6008 | 4779 | 1203 | 2274 | 3407 | 5043 | 2659 | 2891 | 3340 | 6115 | 4032 | 2100 | 1320.592 | 1050.416 | 264.48 | 499.949 | 748.995 | 1108.452 | 584.52 | 635.499 | 734.24 | 1344.054 | 886.376 | 461.61 | 159796 | 42356 | 165480 | 43851 | 9639.183 | 2020
Vintage1954 | other | FALSE | 11241.1391.LA.ST | 1391 | Y | . | Louisiana 1 | Entergy Louisiana LLC | 11241 | LA | WSC | SERC |  | 32411 | 7 | Industrial NAICS Cogen | ST | OG | OOG | MISO | M | mcf | 1397692 | 1191811 | 1401022 | 1657107 | 1238024 | 1230391 | 1239575 | 1335933 | 1433583 | 1454000 | 1427310 | 1519463 | 410979 | 276093 | 221889 | 229636 | 310517 | 420202 | 427630 | 434636 | 417719 | 395160 | 396795 | 456064 | 0.888 | 0.888 | 0.923 | 0.86 | 0.877 | 0.885 | 0.902 | 0.9 | 0.901 | 0.95 | 0.892 | 0.875 | 1241150 | 1058328 | 1293143 | 1425112 | 1085747 | 1088896 | 1118097 | 1202340 | 1291658 | 1381300 | 1273161 | 1329530 | 364949 | 245171 | 204804 | 197487 | 272323 | 371879 | 385722 | 391172 | 376365 | 375402 | 353941 | 399056 | 80220.408 | 53891.584 | 45018.52 | 43410.051 | 59860.005 | 81743.548 | 84786.48 | 85984.501 | 82729.76 | 82517.946 | 77800.624 | 87717.39 | 16525911 | 4397320 | 14788462 | 3938271 | 865680.82 | 2020
Vintage1982 | petroleum | TRUE | 11241.1393.LA.ST | 1393 | Y | . | R S Nelson | Entergy Louisiana LLC | 11241 | LA | WSC | SERC |  | 22 | 1 | Electric Utility | ST | DFO | DFO | MISO | M | barrels | 1523 | 0 | 0 | 0 | 3798 | 3948 | 150 | 150 | 0 | 0 | 0 | 1145 | 1523 | 0 | 0 | 0 | 3437 | 3948 | 150 | 150 | 0 | 0 | 0 | 1145 | 5.9 | 0 | 0 | 0 | 5.9 | 5.9 | 5.9 | 5.9 | 0 | 0 | 0 | 5.9 | 8986 | 0 | 0 | 0 | 22408 | 23293 | 885 | 885 | 0 | 0 | 0 | 6756 | 8986 | 0 | 0 | 0 | 20277 | 23293 | 885 | 885 | 0 | 0 | 0 | 6756 | 740.89 | 0 | 0 | 0 | 1532.272 | 1948.063 | 77.985 | 76.507 | 0 | 0 | 0 | 568.401 | 10714 | 10353 | 63213 | 61082 | 4944.118 | 2020
Vintage1982 | natural gas steam turbine | TRUE | 11241.1393.LA.ST | 1393 | Y | . | R S Nelson | Entergy Louisiana LLC | 11241 | LA | WSC | SERC |  | 22 | 1 | Electric Utility | ST | NG | NG | MISO | M | mcf | 6061 | 5646 | 5397 | 5397 | 7681 | 8651 | 5915 | 4238 | 0 | 0 | 14656 | 12737 | 6061 | 5646 | 5397 | 5102 | 6951 | 8651 | 5915 | 4238 | 0 | 0 | 13424 | 12737 | 1.04 | 1.03 | 1.04 | 1.04 | 1.06 | 1.04 | 1.04 | 1.05 | 0 | 0 | 1.04 | 1.04 | 6303 | 5815 | 5613 | 5613 | 8142 | 8997 | 6152 | 4450 | 0 | 0 | 15242 | 13246 | 6303 | 5815 | 5613 | 5306 | 7368 | 8997 | 6152 | 4450 | 0 | 0 | 13961 | 13246 | 519.732 | 472.463 | 460.194 | 456.283 | 556.74 | 752.443 | 542.071 | 384.688 | 0 | 0 | 1096.449 | 1114.546 | 76379 | 74122 | 79573 | 77211 | 6355.609 | 2020
Vintage1982 | petroleum | TRUE | 11241.1393.LA.ST | 1393 | Y | . | R S Nelson | Entergy Louisiana LLC | 11241 | LA | WSC | SERC |  | 22 | 1 | Electric Utility | ST | PC | PC | MISO | M | short tons | 59750 | 55968 | 58643 | 55173 | 30536 | 53762 | 58769 | 46004 | 0 | 0 | 16170 | 41948 | 59750 | 55968 | 58643 | 52158 | 27632 | 53762 | 58769 | 46004 | 0 | 0 | 14810 | 41948 | 29.102 | 29.66 | 29.58 | 29.62 | 29.54 | 29.42 | 29.42 | 29.49 | 0 | 0 | 29.73 | 29.67 | 1738845 | 1660011 | 1734660 | 1634224 | 902033 | 1581678 | 1728984 | 1356658 | 0 | 0 | 480734 | 1244597 | 1738845 | 1660011 | 1734660 | 1544925 | 816250 | 1581678 | 1728984 | 1356658 | 0 | 0 | 440313 | 1244597 | 143371.45 | 134865.54 | 142222.81 | 132849.72 | 61681.006 | 132279.34 | 152355.93 | 117281.23 | 0 | 0 | 34581.551 | 104719.24 | 476723 | 469444 | 14062424 | 13846921 | 1156207.8 | 2020
Vintage1982 | hard coal | TRUE | 11241.1393.LA.ST | 1393 | Y | . | R S Nelson | Entergy Louisiana LLC | 11241 | LA | WSC | SERC |  | 22 | 1 | Electric Utility | ST | SUB | COL | MISO | M | short tons | 5674 | 0 | 0 | 0 | 73251 | 108366 | 104823 | 171912 | 0 | 0 | 0 | 180049 | 5674 | 0 | 0 | 0 | 66285 | 108366 | 104823 | 171912 | 0 | 0 | 0 | 180049 | 16.79 | 0 | 0 | 0 | 16.29 | 16.84 | 17.14 | 17.18 | 0 | 0 | 0 | 16.76 | 95266 | 0 | 0 | 0 | 1193259 | 1824883 | 1796666 | 2953448 | 0 | 0 | 0 | 3017621 | 95266 | 0 | 0 | 0 | 1079780 | 1824883 | 1796666 | 2953448 | 0 | 0 | 0 | 3017621 | 7854.924 | 0 | 0 | 0 | 81594.982 | 152619.16 | 158320.01 | 255321.57 | 0 | 0 | 0 | 253899.82 | 644075 | 637109 | 10881143 | 10767664 | 909610.46 | 2020
Vintage1966 | natural gas combined cycle | TRUE | 3265.1396.LA.CA | 1396 | N | . | Coughlin Power Station | Cleco Power LLC | 3265 | LA | WSC | SERC |  | 22 | 1 | Electric Utility | CA | NG | NG | MISO | M | mcf | 874832 | 503656 | 499605 | 793831 | 1059617 | 933661 | 824747 | 911021 | 705829 | 852546 | 576237 | 711761 | 874832 | 503656 | 499605 | 793831 | 1059617 | 933661 | 824747 | 911021 | 705829 | 852546 | 576237 | 711761 | 1.03 | 1.03 | 1.03 | 1.03 | 1.03 | 1.03 | 1.03 | 1.03 | 1.03 | 1.03 | 1.03 | 1.03 | 901077 | 518766 | 514593 | 817646 | 1091406 | 961671 | 849489 | 938352 | 727004 | 878122 | 593524 | 733114 | 901077 | 518766 | 514593 | 817646 | 1091406 | 961671 | 849489 | 938352 | 727004 | 878122 | 593524 | 733114 | 136312 | 71483 | 65912 | 101052 | 142617 | 121980 | 136414 | 123062 | 95020 | 114508 | 76748 | 101250 | 9247343 | 9247343 | 9524764 | 9524764 | 1286358 | 2020
Vintage2000 | natural gas combined cycle | TRUE | 3265.1396.LA.CT | 1396 | N | . | Coughlin Power Station | Cleco Power LLC | 3265 | LA | WSC | SERC |  | 22 | 1 | Electric Utility | CT | NG | NG | MISO | M | mcf | 1767246 | 1027350 | 981935 | 1557928 | 2059554 | 1857294 | 1631625 | 1793069 | 1395978 | 1673993 | 1189913 | 1455960 | 1767246 | 1027350 | 981935 | 1557928 | 2059554 | 1857294 | 1631625 | 1793069 | 1395978 | 1673993 | 1189913 | 1455960 | 1.03 | 1.03 | 1.03 | 1.03 | 1.03 | 1.03 | 1.03 | 1.03 | 1.03 | 1.03 | 1.03 | 1.03 | 1820263 | 1058171 | 1011393 | 1604666 | 2121341 | 1913013 | 1680574 | 1846861 | 1437857 | 1724213 | 1225610 | 1499639 | 1820263 | 1058171 | 1011393 | 1604666 | 2121341 | 1913013 | 1680574 | 1846861 | 1437857 | 1724213 | 1225610 | 1499639 | 275344 | 145802 | 129545 | 198319 | 277207 | 242646 | 183985 | 242218 | 187935 | 224833 | 158480 | 207115 | 18391845 | 18391845 | 18943601 | 18943601 | 2473429 | 2020
Vintage2011 | natural gas peaker | TRUE | 3265.1400.LA.GT | 1400 | N | . | Teche | Cleco Power LLC | 3265 | LA | WSC | SERC |  | 22 | 1 | Electric Utility | GT | NG | NG | MISO | A | mcf | 1013 | 1008 | 1058 | 973 | 1021 | 1127 | 1314 | 1192 | 1001 | 1080 | 1009 | 1059 | 1013 | 1008 | 1058 | 973 | 1021 | 1127 | 1314 | 1192 | 1001 | 1080 | 1009 | 1059 | 1.072 | 1.072 | 1.072 | 1.072 | 1.072 | 1.072 | 1.072 | 1.072 | 1.072 | 1.072 | 1.072 | 1.072 | 1086 | 1081 | 1134 | 1043 | 1095 | 1208 | 1409 | 1278 | 1073 | 1158 | 1082 | 1135 | 1086 | 1081 | 1134 | 1043 | 1095 | 1208 | 1409 | 1278 | 1073 | 1158 | 1082 | 1135 | 10.327 | 10.272 | 10.785 | 9.917 | 10.4 | 11.482 | 13.392 | 12.142 | 10.201 | 11.005 | 10.285 | 10.792 | 12855 | 12855 | 13782 | 13782 | 131 | 2020
Vintage1971 | petroleum | TRUE | 3265.1400.LA.ST | 1400 | N | . | Teche | Cleco Power LLC | 3265 | LA | WSC | SERC |  | 22 | 1 | Electric Utility | ST | DFO | DFO | MISO | AM | barrels | 0 | 0 | 0 | 0 | 0 | 0 | 0 | 0 | 0 | 0 | 0 | 0 | 0 | 0 | 0 | 0 | 0 | 0 | 0 | 0 | 0 | 0 | 0 | 0 | 0 | 0 | 0 | 0 | 0 | 0 | 0 | 0 | 0 | 0 | 0 | 0 | 0 | 0 | 0 | 0 | 0 | 0 | 0 | 0 | 0 | 0 | 0 | 0 | 0 | 0 | 0 | 0 | 0 | 0 | 0 | 0 | 0 | 0 | 0 | 0 | 0 | 0 | 0 | 0 | 0 | 0 | 0 | 0 | 0 | 0 | 0 | 0 | 0 | 0 | 0 | 0 | 0 | 2020
Vintage1971 | natural gas steam turbine | TRUE | 3265.1400.LA.ST | 1400 | N | . | Teche | Cleco Power LLC | 3265 | LA | WSC | SERC |  | 22 | 1 | Electric Utility | ST | NG | NG | MISO | AM | mcf | 175205 | 349091 | 616217 | 384274 | 746754 | 1218024 | 889234 | 177554 | 0 | 442077 | 379627 | 53300 | 175205 | 349091 | 616217 | 384274 | 746754 | 1218024 | 889234 | 177554 | 0 | 442077 | 379627 | 53300 | 1.072 | 1.072 | 1.072 | 1.072 | 1.072 | 1.072 | 1.072 | 1.072 | 0 | 1.072 | 1.072 | 1.072 | 187820 | 374226 | 660585 | 411942 | 800520 | 1305722 | 953259 | 190338 | 0 | 473907 | 406960 | 57138 | 187820 | 374226 | 660585 | 411942 | 800520 | 1305722 | 953259 | 190338 | 0 | 473907 | 406960 | 57138 | 13070 | 26395 | 57814 | 32440 | 70965 | 118172 | 80211 | 14466 | -343 | 34096 | 29714 | 3561 | 5431357 | 5431357 | 5822417 | 5822417 | 480561 | 2020
Vintage1969 | petroleum | TRUE | 11241.1402.LA.ST | 1402 | N | . | Little Gypsy | Entergy Louisiana LLC | 11241 | LA | WSC | SERC |  | 22 | 1 | Electric Utility | ST | DFO | DFO | MISO | M | barrels | 0 | 0 | 0 | 0 | 0 | 0 | 0 | 0 | 0 | 0 | 0 | 0 | 0 | 0 | 0 | 0 | 0 | 0 | 0 | 0 | 0 | 0 | 0 | 0 | 0 | 0 | 0 | 0 | 0 | 0 | 0 | 0 | 0 | 0 | 0 | 0 | 0 | 0 | 0 | 0 | 0 | 0 | 0 | 0 | 0 | 0 | 0 | 0 | 0 | 0 | 0 | 0 | 0 | 0 | 0 | 0 | 0 | 0 | 0 | 0 | 0 | 0 | 0 | 0 | 0 | 0 | 0 | 0 | 0 | 0 | 0 | 0 | 0 | 0 | 0 | 0 | 0 | 2020
Vintage1969 | natural gas steam turbine | TRUE | 11241.1402.LA.ST | 1402 | N | . | Little Gypsy | Entergy Louisiana LLC | 11241 | LA | WSC | SERC |  | 22 | 1 | Electric Utility | ST | NG | NG | MISO | M | mcf | 753548 | 1211075 | 2701734 | 2206543 | 1682766 | 1109777 | 2749818 | 528472 | 2504650 | 673807 | 444667 | 1122346 | 753548 | 1211075 | 2701734 | 2206543 | 1682766 | 1109777 | 2749818 | 528472 | 2504650 | 673807 | 444667 | 1122346 | 1.02 | 1.018 | 1.026 | 1.04 | 1.023 | 1.033 | 1.022 | 1.025 | 1.021 | 1.02 | 1.031 | 1.019 | 768619 | 1232874 | 2771979 | 2294805 | 1721470 | 1146400 | 2810314 | 541684 | 2557248 | 687283 | 458452 | 1143671 | 768619 | 1232874 | 2771979 | 2294805 | 1721470 | 1146400 | 2810314 | 541684 | 2557248 | 687283 | 458452 | 1143671 | 62940 | 109345 | 262390 | 219850 | 160061 | 105321 | 261448 | 42153 | 220976 | 62797 | 32973 | 101648 | 17689203 | 17689203 | 18134799 | 18134799 | 1641902 | 2020
Vintage2014 | petroleum | TRUE | 11241.1403.LA.CA | 1403 | N | . | Nine Mile Point | Entergy Louisiana LLC | 11241 | LA | WSC | SERC |  | 22 | 1 | Electric Utility | CA | DFO | DFO | MISO | M | barrels | 0 | 655 | 0 | 0 | 0 | 0 | 0 | 0 | 0 | 0 | 0 | 0 | 0 | 655 | 0 | 0 | 0 | 0 | 0 | 0 | 0 | 0 | 0 | 0 | 0 | 5.9 | 0 | 0 | 0 | 0 | 0 | 0 | 0 | 0 | 0 | 0 | 0 | 3865 | 0 | 0 | 0 | 0 | 0 | 0 | 0 | 0 | 0 | 0 | 0 | 3865 | 0 | 0 | 0 | 0 | 0 | 0 | 0 | 0 | 0 | 0 | 0 | 212.488 | 0 | 0 | 0 | 0 | 0 | 0 | 217.084 | 0 | 0 | 0 | 655 | 655 | 3865 | 3865 | 429.572 | 2020
Vintage2014 | natural gas combined cycle | TRUE | 11241.1403.LA.CA | 1403 | N | . | Nine Mile Point | Entergy Louisiana LLC | 11241 | LA | WSC | SERC |  | 22 | 1 | Electric Utility | CA | NG | NG | MISO | M | mcf | 25531 | 103446 | 204866 | 172921 | 181589 | 197278 | 214899 | 180170 | 180273 | 210543 | 189790 | 194918 | 25531 | 103446 | 204866 | 172921 | 181589 | 197278 | 214899 | 180170 | 180273 | 210543 | 189790 | 194918 | 1.018 | 1.017 | 1.017 | 1.023 | 1.018 | 1.019 | 1.019 | 1.023 | 1.022 | 1.026 | 1.022 | 1.02 | 25991 | 105205 | 208349 | 176898 | 184858 | 201026 | 218982 | 184314 | 184239 | 216017 | 193965 | 198816 | 25991 | 105205 | 208349 | 176898 | 184858 | 201026 | 218982 | 184314 | 184239 | 216017 | 193965 | 198816 | 90151 | 80667.512 | 154228 | 135227 | 148542 | 159333 | 166071 | 157418 | 148705.92 | 164200 | 161583 | 167875 | 2056224 | 2056224 | 2098660 | 2098660 | 1734001.4 | 2020
Vintage2014 | petroleum | TRUE | 11241.1403.LA.CT | 1403 | N | . | Nine Mile Point | Entergy Louisiana LLC | 11241 | LA | WSC | SERC |  | 22 | 1 | Electric Utility | CT | DFO | DFO | MISO | M | barrels | 0 | 0 | 0 | 0 | 0 | 0 | 0 | 0 | 525 | 0 | 0 | 0 | 0 | 0 | 0 | 0 | 0 | 0 | 0 | 0 | 525 | 0 | 0 | 0 | 0 | 0 | 0 | 0 | 0 | 0 | 0 | 0 | 5.9 | 0 | 0 | 0 | 0 | 0 | 0 | 0 | 0 | 0 | 0 | 0 | 3098 | 0 | 0 | 0 | 0 | 0 | 0 | 0 | 0 | 0 | 0 | 0 | 3098 | 0 | 0 | 0 | 0 | 0 | 0 | 0 | 0 | 0 | 0 | 0 | 356.844 | 0 | 0 | 0 | 525 | 525 | 3098 | 3098 | 356.844 | 2020
Vintage2014 | natural gas combined cycle | TRUE | 11241.1403.LA.CT | 1403 | N | . | Nine Mile Point | Entergy Louisiana LLC | 11241 | LA | WSC | SERC |  | 22 | 1 | Electric Utility | CT | NG | NG | MISO | M | mcf | 1581926 | 1339123 | 2383372 | 2042579 | 2332792 | 2458870 | 2556618 | 2352807 | 1895891 | 2486547 | 2589675 | 2746044 | 1581926 | 1339123 | 2383372 | 2042579 | 2332792 | 2458870 | 2556618 | 2352807 | 1895891 | 2486547 | 2589675 | 2746044 | 1.018 | 1.017 | 1.017 | 1.023 | 1.018 | 1.019 | 1.019 | 1.023 | 1.022 | 1.026 | 1.022 | 1.02 | 1610401 | 1361888 | 2423889 | 2089558 | 2374782 | 2505589 | 2605194 | 2406922 | 1937601 | 2551197 | 2646648 | 2800965 | 1610401 | 1361888 | 2423889 | 2089558 | 2374782 | 2505589 | 2605194 | 2406922 | 1937601 | 2551197 | 2646648 | 2800965 | 139312 | 125241 | 227024 | 203936 | 222197 | 233042 | 243229 | 238056 | 223219.16 | 246255 | 250241 | 267032 | 26766244 | 26766244 | 27314634 | 27314634 | 2618784.2 | 2020
Vintage1973 | petroleum | TRUE | 11241.1403.LA.ST | 1403 | N | . | Nine Mile Point | Entergy Louisiana LLC | 11241 | LA | WSC | SERC |  | 22 | 1 | Electric Utility | ST | DFO | DFO | MISO | M | barrels | 0 | 0 | 0 | 0 | 0 | 0 | 0 | 0 | 0 | 0 | 0 | 0 | 0 | 0 | 0 | 0 | 0 | 0 | 0 | 0 | 0 | 0 | 0 | 0 | 0 | 0 | 0 | 0 | 0 | 0 | 0 | 0 | 0 | 0 | 0 | 0 | 0 | 0 | 0 | 0 | 0 | 0 | 0 | 0 | 0 | 0 | 0 | 0 | 0 | 0 | 0 | 0 | 0 | 0 | 0 | 0 | 0 | 0 | 0 | 0 | 0 | 0 | 0 | 0 | 0 | 0 | 0 | 0 | 0 | 0 | 0 | 0 | 0 | 0 | 0 | 0 | 0 | 2020
Vintage1973 | natural gas steam turbine | TRUE | 11241.1403.LA.ST | 1403 | N | . | Nine Mile Point | Entergy Louisiana LLC | 11241 | LA | WSC | SERC |  | 22 | 1 | Electric Utility | ST | NG | NG | MISO | M | mcf | 4072941 | 2430685 | 3380014 | 3740626 | 5696098 | 6890263 | 6925441 | 5801770 | 4616341 | 2522224 | 2417844 | 2277452 | 4072941 | 2430685 | 3380014 | 3740626 | 5696098 | 6890263 | 6925441 | 5801770 | 4616341 | 2522224 | 2417844 | 2277452 | 1.021 | 1.018 | 1.024 | 1.037 | 1.021 | 1.029 | 1.026 | 1.028 | 1.022 | 1.02 | 1.031 | 1.019 | 4158473 | 2474437 | 3461134 | 3879029 | 5815716 | 7090081 | 7105502 | 5964220 | 4717901 | 2572668 | 2492797 | 2320724 | 4158473 | 2474437 | 3461134 | 3879029 | 5815716 | 7090081 | 7105502 | 5964220 | 4717901 | 2572668 | 2492797 | 2320724 | 418617 | 244801 | 356070 | 374508 | 582497 | 710922 | 706814 | 574790 | 450579 | 240769 | 242533 | 233920 | 50771699 | 50771699 | 52052682 | 52052682 | 5136820 | 2020
Vintage0 | petroleum | TRUE | 11241.1404.LA.CT | 1404 | N | . | Sterlington | Entergy Louisiana LLC | 11241 | LA | WSC | SERC |  | 22 | 1 | Electric Utility | CT | DFO | DFO | MISO | AM | barrels | 0 | 0 | 0 | 0 | 0 | 0 | 0 | 0 | 0 | 0 | 0 | 0 | 0 | 0 | 0 | 0 | 0 | 0 | 0 | 0 | 0 | 0 | 0 | 0 | 0 | 0 | 0 | 0 | 0 | 0 | 0 | 0 | 0 | 0 | 0 | 0 | 0 | 0 | 0 | 0 | 0 | 0 | 0 | 0 | 0 | 0 | 0 | 0 | 0 | 0 | 0 | 0 | 0 | 0 | 0 | 0 | 0 | 0 | 0 | 0 | 0 | 0 | 0 | 0 | 0 | 0 | 0 | 0 | 0 | 0 | 0 | 0 | 0 | 0 | 0 | 0 | 0 | 2020
Vintage0 | natural gas combined cycle | TRUE | 11241.1404.LA.CT | 1404 | N | . | Sterlington | Entergy Louisiana LLC | 11241 | LA | WSC | SERC |  | 22 | 1 | Electric Utility | CT | NG | NG | MISO | AM | mcf | 0 | 0 | 0 | 0 | 0 | 2486 | 0 | 5671 | 0 | 0 | 0 | 0 | 0 | 0 | 0 | 0 | 0 | 2486 | 0 | 5671 | 0 | 0 | 0 | 0 | 0 | 0 | 0 | 0 | 0 | 1.003 | 0 | 0.99 | 0 | 0 | 0 | 0 | 0 | 0 | 0 | 0 | 0 | 2493 | 0 | 5614 | 0 | 0 | 0 | 0 | 0 | 0 | 0 | 0 | 0 | 2493 | 0 | 5614 | 0 | 0 | 0 | 0 | 0 | 0 | 0 | 0 | 0 | 175 | 0 | 399 | 0 | 0 | 0 | 0 | 8157 | 8157 | 8107 | 8107 | 574 | 2020
Vintage0 | petroleum | TRUE | 11241.1404.LA.CT | 1404 | N | . | Sterlington | Entergy Louisiana LLC | 11241 | LA | WSC | SERC |  | 22 | 1 | Electric Utility | CT | RFO | RFO | MISO | A | barrels | 0 | 0 | 0 | 0 | 0 | 0 | 0 | 0 | 0 | 0 | 0 | 0 | 0 | 0 | 0 | 0 | 0 | 0 | 0 | 0 | 0 | 0 | 0 | 0 | 0 | 0 | 0 | 0 | 0 | 0 | 0 | 0 | 0 | 0 | 0 | 0 | 0 | 0 | 0 | 0 | 0 | 0 | 0 | 0 | 0 | 0 | 0 | 0 | 0 | 0 | 0 | 0 | 0 | 0 | 0 | 0 | 0 | 0 | 0 | 0 | 0 | 0 | 0 | 0 | 0 | 0 | 0 | 0 | 0 | 0 | 0 | 0 | 0 | 0 | 0 | 0 | 0 | 2020
Vintage1973 | natural gas peaker | TRUE | 11241.1404.LA.GT | 1404 | N | . | Sterlington | Entergy Louisiana LLC | 11241 | LA | WSC | SERC |  | 22 | 1 | Electric Utility | GT | NG | NG | MISO | A | mcf | 0 | 0 | 0 | 0 | 0 | 0 | 0 | 0 | 0 | 0 | 0 | 0 | 0 | 0 | 0 | 0 | 0 | 0 | 0 | 0 | 0 | 0 | 0 | 0 | 0 | 0 | 0 | 0 | 0 | 0 | 0 | 0 | 0 | 0 | 0 | 0 | 0 | 0 | 0 | 0 | 0 | 0 | 0 | 0 | 0 | 0 | 0 | 0 | 0 | 0 | 0 | 0 | 0 | 0 | 0 | 0 | 0 | 0 | 0 | 0 | 0 | 0 | 0 | 0 | 0 | 0 | 0 | 0 | 0 | 0 | 0 | 0 | 0 | 0 | 0 | 0 | 0 | 2020
Vintage1960 | natural gas steam turbine | TRUE | 17698.1416.LA.ST | 1416 | N | . | Arsenal Hill | Southwestern Electric Power Co | 17698 | LA | WSC | MRO |  | 22 | 1 | Electric Utility | ST | NG | NG | SWPP | AM | mcf | 0 | 0 | 10659 | 0 | 24265 | 42117 | 104477 | 62144 | 0 | 56956 | 0 | 0 | 0 | 0 | 10659 | 0 | 24265 | 42117 | 104477 | 62144 | 0 | 56956 | 0 | 0 | 0 | 0 | 1.03 | 0 | 1.05 | 1.04 | 1.03 | 1.03 | 0 | 1.03 | 0 | 0 | 0 | 0 | 10979 | 0 | 25478 | 43802 | 107611 | 64008 | 0 | 58665 | 0 | 0 | 0 | 0 | 10979 | 0 | 25478 | 43802 | 107611 | 64008 | 0 | 58665 | 0 | 0 | 0 | 0 | 781 | 0 | 1979 | 3498 | 8341 | 4214 | 0 | 4830 | 0 | 0 | 300618 | 300618 | 310543 | 310543 | 23643 | 2020
Vintage1959 | petroleum | TRUE | 17698.1417.LA.ST | 1417 | N | . | Lieberman | Southwestern Electric Power Co | 17698 | LA | WSC | MRO |  | 22 | 1 | Electric Utility | ST | DFO | DFO | SWPP | AM | barrels | 0 | 0 | 0 | 0 | 0 | 0 | 0 | 0 | 0 | 0 | 0 | 0 | 0 | 0 | 0 | 0 | 0 | 0 | 0 | 0 | 0 | 0 | 0 | 0 | 0 | 0 | 0 | 0 | 0 | 0 | 0 | 0 | 0 | 0 | 0 | 0 | 0 | 0 | 0 | 0 | 0 | 0 | 0 | 0 | 0 | 0 | 0 | 0 | 0 | 0 | 0 | 0 | 0 | 0 | 0 | 0 | 0 | 0 | 0 | 0 | 0 | 0 | 0 | 0 | 0 | 0 | 0 | 0 | 0 | 0 | 0 | 0 | 0 | 0 | 0 | 0 | 0 | 2020
Vintage1959 | natural gas steam turbine | TRUE | 17698.1417.LA.ST | 1417 | N | . | Lieberman | Southwestern Electric Power Co | 17698 | LA | WSC | MRO |  | 22 | 1 | Electric Utility | ST | NG | NG | SWPP | AM | mcf | 15940 | 0 | 0 | 0 | 89166 | 25147 | 25853 | 76016 | 0 | 65580 | 0 | 0 | 15940 | 0 | 0 | 0 | 89166 | 25147 | 25853 | 76016 | 0 | 65580 | 0 | 0 | 1.02 | 0 | 0 | 0 | 1.02 | 1.02 | 1.02 | 1.02 | 0 | 1.02 | 0 | 0 | 16259 | 0 | 0 | 0 | 90949 | 25650 | 26370 | 77536 | 0 | 66892 | 0 | 0 | 16259 | 0 | 0 | 0 | 90949 | 25650 | 26370 | 77536 | 0 | 66892 | 0 | 0 | 1295 | 0 | 0 | 0 | 7506 | 2125 | 2182 | 6244 | 0 | 6326 | 0 | 0 | 297702 | 297702 | 303656 | 303656 | 25678 | 2020
Vintage1959 | petroleum | TRUE | 17698.1417.LA.ST | 1417 | N | . | Lieberman | Southwestern Electric Power Co | 17698 | LA | WSC | MRO |  | 22 | 1 | Electric Utility | ST | RFO | RFO | SWPP | AM | barrels | 0 | 0 | 0 | 0 | 0 | 0 | 0 | 0 | 0 | 0 | 0 | 0 | 0 | 0 | 0 | 0 | 0 | 0 | 0 | 0 | 0 | 0 | 0 | 0 | 0 | 0 | 0 | 0 | 0 | 0 | 0 | 0 | 0 | 0 | 0 | 0 | 0 | 0 | 0 | 0 | 0 | 0 | 0 | 0 | 0 | 0 | 0 | 0 | 0 | 0 | 0 | 0 | 0 | 0 | 0 | 0 | 0 | 0 | 0 | 0 | 0 | 0 | 0 | 0 | 0 | 0 | 0 | 0 | 0 | 0 | 0 | 0 | 0 | 0 | 0 | 0 | 0 | 2020
Vintage1977 | natural gas steam turbine | TRUE | 8884.1439.LA.ST | 1439 | N | . | Houma | Terrebonne Parish Consol Gov't | 8884 | LA | WSC | SERC |  | 22 | 1 | Electric Utility | ST | NG | NG | MISO | AM | mcf | 14884 | 0 | 0 | 5345 | 5795 | 53749 | 78231 | 118281 | 56507 | 25616 | 11945 | 11458 | 14884 | 0 | 0 | 5345 | 5795 | 53749 | 78231 | 118281 | 56507 | 25616 | 11945 | 11458 | 1.031 | 0 | 0 | 1.044 | 1.037 | 1.034 | 1.033 | 1.036 | 1.038 | 1.044 | 1.042 | 1.044 | 15345 | 0 | 0 | 5580 | 6009 | 55576 | 80813 | 122539 | 58654 | 26743 | 12447 | 11962 | 15345 | 0 | 0 | 5580 | 6009 | 55576 | 80813 | 122539 | 58654 | 26743 | 12447 | 11962 | 702 | -227 | -172 | 165 | 169 | 3617 | 5295 | 7737 | 3646 | 1543 | 468 | 682 | 381811 | 381811 | 395668 | 395668 | 23625 | 2020
Vintage1971 | petroleum | TRUE | 13483.1453.LA.IC | 1453 | N | . | New Roads | City of New Roads - (LA) | 13483 | LA | WSC | SERC |  | 22 | 1 | Electric Utility | IC | DFO | DFO | MISO | A | barrels | 3 | 6 | 3 | 4 | 5 | 4 | 3 | 3 | 4 | 3 | 3 | 4 | 3 | 6 | 3 | 4 | 5 | 4 | 3 | 3 | 4 | 3 | 3 | 4 | 5.67 | 5.67 | 5.67 | 5.67 | 5.67 | 5.67 | 5.67 | 5.67 | 5.67 | 5.67 | 5.67 | 5.67 | 17 | 34 | 17 | 23 | 28 | 23 | 17 | 17 | 23 | 17 | 17 | 23 | 17 | 34 | 17 | 23 | 28 | 23 | 17 | 17 | 23 | 17 | 17 | 23 | 1.763 | 3.905 | 1.764 | 2.525 | 2.797 | 2.511 | 2.109 | 1.541 | 2.558 | 2.108 | 1.715 | 2.144 | 45 | 45 | 256 | 256 | 27.44 | 2020
Vintage1971 | natural gas peaker | TRUE | 13483.1453.LA.IC | 1453 | N | . | New Roads | City of New Roads - (LA) | 13483 | LA | WSC | SERC |  | 22 | 1 | Electric Utility | IC | NG | NG | MISO | A | mcf | 0 | 0 | 0 | 0 | 0 | 0 | 0 | 0 | 0 | 0 | 0 | 0 | 0 | 0 | 0 | 0 | 0 | 0 | 0 | 0 | 0 | 0 | 0 | 0 | 0 | 0 | 0 | 0 | 0 | 0 | 0 | 0 | 0 | 0 | 0 | 0 | 0 | 0 | 0 | 0 | 0 | 0 | 0 | 0 | 0 | 0 | 0 | 0 | 0 | 0 | 0 | 0 | 0 | 0 | 0 | 0 | 0 | 0 | 0 | 0 | 0 | 0 | 0 | 0 | 0 | 0 | 0 | 0 | 0 | 0 | 0 | 0 | 0 | 0 | 0 | 0 | 0 | 2020
Vintage1969 | petroleum | TRUE | 26253.1456.LA.IC | 1456 | N | . | Rayne | Louisiana Energy & Power Authority | 26253 | LA | WSC | SERC |  | 22 | 1 | Electric Utility | IC | DFO | DFO | MISO | A | barrels | 0 | 0 | 0 | 0 | 0 | 0 | 0 | 0 | 0 | 0 | 0 | 0 | 0 | 0 | 0 | 0 | 0 | 0 | 0 | 0 | 0 | 0 | 0 | 0 | 0 | 0 | 0 | 0 | 0 | 0 | 0 | 0 | 0 | 0 | 0 | 0 | 0 | 0 | 0 | 0 | 0 | 0 | 0 | 0 | 0 | 0 | 0 | 0 | 0 | 0 | 0 | 0 | 0 | 0 | 0 | 0 | 0 | 0 | 0 | 0 | 0 | 0 | 0 | 0 | 0 | 0 | 0 | 0 | 0 | 0 | 0 | 0 | 0 | 0 | 0 | 0 | 0 | 2020
Vintage2001 | natural gas peaker | TRUE | 11252.1464.LA.GT | 1464 | N | . | Big Cajun 1 | Louisiana Generating LLC | 11252 | LA | WSC | SERC |  | 22 | 2 | NAICS-22 Non-Cogen | GT | NG | NG | MISO | A | mcf | 14272 | 14198 | 14907 | 13707 | 14375 | 15871 | 18509 | 16783 | 14100 | 15211 | 14215 | 14917 | 14272 | 14198 | 14907 | 13707 | 14375 | 15871 | 18509 | 16783 | 14100 | 15211 | 14215 | 14917 | 1.04 | 1.04 | 1.04 | 1.04 | 1.04 | 1.04 | 1.04 | 1.04 | 1.04 | 1.04 | 1.04 | 1.04 | 14843 | 14766 | 15503 | 14255 | 14950 | 16506 | 19249 | 17454 | 14664 | 15819 | 14784 | 15514 | 14843 | 14766 | 15503 | 14255 | 14950 | 16506 | 19249 | 17454 | 14664 | 15819 | 14784 | 15514 | 1121.379 | 1115.499 | 1171.195 | 1076.919 | 1129.387 | 1246.932 | 1454.259 | 1318.587 | 1107.833 | 1195.114 | 1116.889 | 1172.007 | 181065 | 181065 | 188307 | 188307 | 14226 | 2020
Vintage1972 | natural gas steam turbine | TRUE | 11252.1464.LA.ST | 1464 | N | . | Big Cajun 1 | Louisiana Generating LLC | 11252 | LA | WSC | SERC |  | 22 | 2 | NAICS-22 Non-Cogen | ST | NG | NG | MISO | AM | mcf | 0 | 0 | 10127 | 74757 | 13770 | 96089 | 73744 | 163520 | 26554 | 10606 | 242 | 15368 | 0 | 0 | 10127 | 74757 | 13770 | 96089 | 73744 | 163520 | 26554 | 10606 | 242 | 15368 | 0 | 0 | 1.04 | 1.04 | 1.04 | 1.04 | 1.04 | 1.04 | 1.04 | 1.04 | 1.04 | 1.04 | 0 | 0 | 10532 | 77747 | 14321 | 99933 | 76694 | 170061 | 27616 | 11030 | 252 | 15983 | 0 | 0 | 10532 | 77747 | 14321 | 99933 | 76694 | 170061 | 27616 | 11030 | 252 | 15983 | 0 | 0 | 847 | 6196 | 1115 | 8026 | 6148 | 13484 | 2153 | 840 | 0 | 1308 | 484777 | 484777 | 504169 | 504169 | 40117 | 2020
Vintage1938 | hydro | TRUE | 59178.1469.ME.HY | 1469 | N | . | Ellsworth Hydro Station | Brookfield Black Bear Hydro, LLC | 59178 | ME | NEW | NPCC |  | 22 | 2 | NAICS-22 Non-Cogen | HY | WAT | HYC | ISNE | A |  | 0 | 0 | 0 | 0 | 0 | 0 | 0 | 0 | 0 | 0 | 0 | 0 | 0 | 0 | 0 | 0 | 0 | 0 | 0 | 0 | 0 | 0 | 0 | 0 | 0 | 0 | 0 | 0 | 0 | 0 | 0 | 0 | 0 | 0 | 0 | 0 | 22103 | 18838 | 25706 | 27736 | 24995 | 8273 | 10508 | 5681 | 3234 | 12029 | 14184 | 19131 | 22103 | 18838 | 25706 | 27736 | 24995 | 8273 | 10508 | 5681 | 3234 | 12029 | 14184 | 19131 | 2521.181 | 2148.701 | 2932.181 | 3163.66 | 2851.02 | 943.651 | 1198.6 | 648.032 | 368.897 | 1372.03 | 1617.842 | 2182.205 | 0 | 0 | 192418 | 192418 | 21948 | 2020
Vintage2011 | hydro | TRUE | 59178.1475.ME.HY | 1475 | N | . | Milford Hydro Station | Brookfield Black Bear Hydro, LLC | 59178 | ME | NEW | NPCC |  | 22 | 2 | NAICS-22 Non-Cogen | HY | WAT | HYC | ISNE | A |  | 0 | 0 | 0 | 0 | 0 | 0 | 0 | 0 | 0 | 0 | 0 | 0 | 0 | 0 | 0 | 0 | 0 | 0 | 0 | 0 | 0 | 0 | 0 | 0 | 0 | 0 | 0 | 0 | 0 | 0 | 0 | 0 | 0 | 0 | 0 | 0 | 40375 | 34410 | 46957 | 50664 | 45658 | 15112 | 19195 | 10378 | 5908 | 21972 | 25909 | 34947 | 40375 | 34410 | 46957 | 50664 | 45658 | 15112 | 19195 | 10378 | 5908 | 21972 | 25909 | 34947 | 4605.394 | 3924.992 | 5356.16 | 5778.998 | 5207.905 | 1723.75 | 2189.461 | 1183.749 | 673.856 | 2506.261 | 2955.281 | 3986.193 | 0 | 0 | 351485 | 351485 | 40092 | 2020
Vintage1929 | hydro | TRUE | 59178.1478.ME.HY | 1478 | N | . | Stillwater Hydro Station | Brookfield Black Bear Hydro, LLC | 59178 | ME | NEW | NPCC |  | 22 | 2 | NAICS-22 Non-Cogen | HY | WAT | HYC | ISNE | A |  | 0 | 0 | 0 | 0 | 0 | 0 | 0 | 0 | 0 | 0 | 0 | 0 | 0 | 0 | 0 | 0 | 0 | 0 | 0 | 0 | 0 | 0 | 0 | 0 | 0 | 0 | 0 | 0 | 0 | 0 | 0 | 0 | 0 | 0 | 0 | 0 | 7649 | 6519 | 8896 | 9598 | 8649 | 2863 | 3636 | 1966 | 1119 | 4162 | 4908 | 6620 | 7649 | 6519 | 8896 | 9598 | 8649 | 2863 | 3636 | 1966 | 1119 | 4162 | 4908 | 6620 | 872.442 | 743.548 | 1014.667 | 1094.769 | 986.582 | 326.546 | 414.77 | 224.249 | 127.655 | 474.784 | 559.846 | 755.142 | 0 | 0 | 66585 | 66585 | 7595 | 2020
Vintage0 | hydro | TRUE | 39006.1480.ME.HY | 1480 | N | . | Androscoggin 3 | Brookfield White Pine Hydro LLC | 39006 | ME | NEW | NPCC |  | 22 | 2 | NAICS-22 Non-Cogen | HY | WAT | HYC | ISNE | A |  | 0 | 0 | 0 | 0 | 0 | 0 | 0 | 0 | . | . | . | . | 0 | 0 | 0 | 0 | 0 | 0 | 0 | 0 | . | . | . | . | 0 | 0 | 0 | 0 | 0 | 0 | 0 | 0 | . | . | . | . | 8078 | 6884 | 9394 | 10136 | 9134 | 3023 | 3840 | 2076 | . | . | . | . | 8078 | 6884 | 9394 | 10136 | 9134 | 3023 | 3840 | 2076 | . | . | . | . | 921.374 | 785.25 | 1071.575 | 1156.169 | 1041.914 | 344.86 | 438.032 | 236.826 | . | . | . | . | 0 | 0 | 52565 | 52565 | 5996 | 2020
Vintage1956 | hydro | TRUE | 39006.1481.ME.HY | 1481 | N | . | Bar Mills | Brookfield White Pine Hydro LLC | 39006 | ME | NEW | NPCC |  | 22 | 2 | NAICS-22 Non-Cogen | HY | WAT | HYC | ISNE | A |  | 0 | 0 | 0 | 0 | 0 | 0 | 0 | 0 | 0 | 0 | 0 | 0 | 0 | 0 | 0 | 0 | 0 | 0 | 0 | 0 | 0 | 0 | 0 | 0 | 0 | 0 | 0 | 0 | 0 | 0 | 0 | 0 | 0 | 0 | 0 | 0 | 0 | 0 | 0 | 0 | 0 | 0 | 0 | 0 | 0 | 0 | 0 | 0 | 0 | 0 | 0 | 0 | 0 | 0 | 0 | 0 | 0 | 0 | 0 | 0 | 0 | 0 | 0 | 0 | 0 | 0 | 0 | 0 | 0 | 0 | 0 | 0 | 0 | 0 | 0 | 0 | 0 | 2020
Vintage1910 | hydro | TRUE | 39006.1482.ME.HY | 1482 | N | . | Bonny Eagle | Brookfield White Pine Hydro LLC | 39006 | ME | NEW | NPCC |  | 22 | 2 | NAICS-22 Non-Cogen | HY | WAT | HYC | ISNE | A |  | 0 | 0 | 0 | 0 | 0 | 0 | 0 | 0 | 0 | 0 | 0 | 0 | 0 | 0 | 0 | 0 | 0 | 0 | 0 | 0 | 0 | 0 | 0 | 0 | 0 | 0 | 0 | 0 | 0 | 0 | 0 | 0 | 0 | 0 | 0 | 0 | 36374 | 31000 | 42304 | 45644 | 41133 | 13615 | 17293 | 9350 | 5322 | 19795 | 23341 | 31484 | 36374 | 31000 | 42304 | 45644 | 41133 | 13615 | 17293 | 9350 | 5322 | 19795 | 23341 | 31484 | 4149.013 | 3536.037 | 4825.38 | 5206.316 | 4691.817 | 1552.932 | 1972.491 | 1066.443 | 607.079 | 2257.898 | 2662.421 | 3591.173 | 0 | 0 | 316655 | 316655 | 36119 | 2020
Vintage1983 | hydro | TRUE | 39006.1483.ME.HY | 1483 | N | . | Brunswick Hydro | Brookfield White Pine Hydro LLC | 39006 | ME | NEW | NPCC |  | 22 | 2 | NAICS-22 Non-Cogen | HY | WAT | HYC | ISNE | A |  | 0 | 0 | 0 | 0 | 0 | 0 | 0 | 0 | 0 | 0 | 0 | 0 | 0 | 0 | 0 | 0 | 0 | 0 | 0 | 0 | 0 | 0 | 0 | 0 | 0 | 0 | 0 | 0 | 0 | 0 | 0 | 0 | 0 | 0 | 0 | 0 | 76300 | 65027 | 88738 | 95743 | 86282 | 28558 | 36274 | 19612 | 11164 | 41522 | 48962 | 66041 | 76300 | 65027 | 88738 | 95743 | 86282 | 28558 | 36274 | 19612 | 11164 | 41522 | 48962 | 66041 | 8703.061 | 7417.269 | 10121.823 | 10920.881 | 9841.657 | 3257.463 | 4137.541 | 2236.993 | 1273.422 | 4736.216 | 5584.752 | 7532.922 | 0 | 0 | 664223 | 664223 | 75764 | 2020
Vintage1970 | petroleum | TRUE | 14876.1484.ME.GT | 1484 | N | . | Cape Gas Turbine | FPL Energy Cape LLC | 14876 | ME | NEW | NPCC |  | 22 | 2 | NAICS-22 Non-Cogen | GT | DFO | DFO | ISNE | A | barrels | 392 | 419 | 325 | 362 | 253 | 246 | 292 | 275 | 312 | 490 | 494 | 2765 | 392 | 419 | 325 | 362 | 253 | 246 | 292 | 275 | 312 | 490 | 494 | 2765 | 5.76 | 5.76 | 5.76 | 5.76 | 5.76 | 5.76 | 5.76 | 5.76 | 5.76 | 5.76 | 5.76 | 5.76 | 2258 | 2413 | 1872 | 2085 | 1457 | 1417 | 1682 | 1584 | 1797 | 2822 | 2845 | 15926 | 2258 | 2413 | 1872 | 2085 | 1457 | 1417 | 1682 | 1584 | 1797 | 2822 | 2845 | 15926 | 98.778 | 105.427 | 81.932 | 91.027 | 63.685 | 61.861 | 73.494 | 69.341 | 78.622 | 123.428 | 124.293 | 696.112 | 6625 | 6625 | 38158 | 38158 | 1668 | 2020
Vintage1970 | petroleum | TRUE | 14876.1484.ME.GT | 1484 | N | . | Cape Gas Turbine | FPL Energy Cape LLC | 14876 | ME | NEW | NPCC |  | 22 | 2 | NAICS-22 Non-Cogen | GT | JF | WOO | ISNE | A | barrels | 0 | 0 | 0 | 0 | 0 | 0 | 0 | 0 | 0 | 0 | 0 | 0 | 0 | 0 | 0 | 0 | 0 | 0 | 0 | 0 | 0 | 0 | 0 | 0 | 0 | 0 | 0 | 0 | 0 | 0 | 0 | 0 | 0 | 0 | 0 | 0 | 0 | 0 | 0 | 0 | 0 | 0 | 0 | 0 | 0 | 0 | 0 | 0 | 0 | 0 | 0 | 0 | 0 | 0 | 0 | 0 | 0 | 0 | 0 | 0 | 0 | 0 | 0 | 0 | 0 | 0 | 0 | 0 | 0 | 0 | 0 | 0 | 0 | 0 | 0 | 0 | 0 | 2020
Vintage1937 | hydro | TRUE | 39006.1486.ME.HY | 1486 | N | . | Cataract Hydro | Brookfield White Pine Hydro LLC | 39006 | ME | NEW | NPCC |  | 22 | 2 | NAICS-22 Non-Cogen | HY | WAT | HYC | ISNE | A |  | 0 | 0 | 0 | 0 | 0 | 0 | 0 | 0 | 0 | 0 | 0 | 0 | 0 | 0 | 0 | 0 | 0 | 0 | 0 | 0 | 0 | 0 | 0 | 0 | 0 | 0 | 0 | 0 | 0 | 0 | 0 | 0 | 0 | 0 | 0 | 0 | 17078 | 14555 | 19862 | 21430 | 19312 | 6392 | 8119 | 4390 | 2499 | 9294 | 10959 | 14782 | 17078 | 14555 | 19862 | 21430 | 19312 | 6392 | 8119 | 4390 | 2499 | 9294 | 10959 | 14782 | 1947.977 | 1660.182 | 2265.533 | 2444.384 | 2202.825 | 729.107 | 926.092 | 500.699 | 285.026 | 1060.091 | 1250.016 | 1686.068 | 0 | 0 | 148672 | 148672 | 16958 | 2020
Vintage1924 | hydro | TRUE | 39006.1488.ME.HY | 1488 | N | . | Deer Rips | Brookfield White Pine Hydro LLC | 39006 | ME | NEW | NPCC |  | 22 | 2 | NAICS-22 Non-Cogen | HY | WAT | HYC | ISNE | A |  | 0 | 0 | 0 | 0 | 0 | 0 | 0 | 0 | 0 | 0 | 0 | 0 | 0 | 0 | 0 | 0 | 0 | 0 | 0 | 0 | 0 | 0 | 0 | 0 | 0 | 0 | 0 | 0 | 0 | 0 | 0 | 0 | 0 | 0 | 0 | 0 | 36170 | 30826 | 42066 | 45387 | 40902 | 13538 | 17196 | 9297 | 5292 | 19684 | 23210 | 31307 | 36170 | 30826 | 42066 | 45387 | 40902 | 13538 | 17196 | 9297 | 5292 | 19684 | 23210 | 31307 | 4125.695 | 3516.164 | 4798.26 | 5177.055 | 4665.447 | 1544.204 | 1961.405 | 1060.449 | 603.667 | 2245.208 | 2647.457 | 3570.989 | 0 | 0 | 314875 | 314875 | 35916 | 2020
Vintage1926 | hydro | TRUE | 39006.1491.ME.HY | 1491 | N | . | Gulf Island | Brookfield White Pine Hydro LLC | 39006 | ME | NEW | NPCC |  | 22 | 2 | NAICS-22 Non-Cogen | HY | WAT | HYC | ISNE | A |  | 0 | 0 | 0 | 0 | 0 | 0 | 0 | 0 | 0 | 0 | 0 | 0 | 0 | 0 | 0 | 0 | 0 | 0 | 0 | 0 | 0 | 0 | 0 | 0 | 0 | 0 | 0 | 0 | 0 | 0 | 0 | 0 | 0 | 0 | 0 | 0 | 139369 | 118778 | 162088 | 174884 | 157602 | 52164 | 66258 | 35823 | 20392 | 75845 | 89433 | 120630 | 139369 | 118778 | 162088 | 174884 | 157602 | 52164 | 66258 | 35823 | 20392 | 75845 | 89433 | 120630 | 15896.951 | 13548.332 | 18488.451 | 19948.006 | 17976.703 | 5950.059 | 7557.603 | 4086.077 | 2326.025 | 8651.14 | 10201.07 | 13759.583 | 0 | 0 | 1213266 | 1213266 | 138390 | 2020
Vintage1955 | hydro | TRUE | 39006.1492.ME.HY | 1492 | N | . | Harris Hydro | Brookfield White Pine Hydro LLC | 39006 | ME | NEW | NPCC |  | 22 | 2 | NAICS-22 Non-Cogen | HY | WAT | HYC | ISNE | A |  | 0 | 0 | 0 | 0 | 0 | 0 | 0 | 0 | 0 | 0 | 0 | 0 | 0 | 0 | 0 | 0 | 0 | 0 | 0 | 0 | 0 | 0 | 0 | 0 | 0 | 0 | 0 | 0 | 0 | 0 | 0 | 0 | 0 | 0 | 0 | 0 | 168362 | 143488 | 195808 | 211266 | 190388 | 63016 | 80041 | 43275 | 24635 | 91623 | 108038 | 145726 | 168362 | 143488 | 195808 | 211266 | 190388 | 63016 | 80041 | 43275 | 24635 | 91623 | 108038 | 145726 | 19204.076 | 16366.862 | 22334.701 | 24097.895 | 21716.491 | 7187.882 | 9129.852 | 4936.125 | 2809.92 | 10450.882 | 12323.252 | 16622.062 | 0 | 0 | 1465666 | 1465666 | 167180 | 2020
Vintage1985 | hydro | TRUE | 39006.1493.ME.HY | 1493 | N | . | Hiram | Brookfield White Pine Hydro LLC | 39006 | ME | NEW | NPCC |  | 22 | 2 | NAICS-22 Non-Cogen | HY | WAT | HYC | ISNE | A |  | 0 | 0 | 0 | 0 | 0 | 0 | 0 | 0 | 0 | 0 | 0 | 0 | 0 | 0 | 0 | 0 | 0 | 0 | 0 | 0 | 0 | 0 | 0 | 0 | 0 | 0 | 0 | 0 | 0 | 0 | 0 | 0 | 0 | 0 | 0 | 0 | 46970 | 40030 | 54627 | 58939 | 53115 | 17580 | 22330 | 12073 | 6873 | 25561 | 30141 | 40655 | 46970 | 40030 | 54627 | 58939 | 53115 | 17580 | 22330 | 12073 | 6873 | 25561 | 30141 | 40655 | 5357.566 | 4566.039 | 6230.951 | 6722.849 | 6058.483 | 2005.281 | 2547.053 | 1377.084 | 783.914 | 2915.595 | 3437.95 | 4637.235 | 0 | 0 | 408894 | 408894 | 46640 | 2020
Vintage1924 | hydro | TRUE | 56854.1497.ME.HY | 1497 | N | . | Messalonskee 2 (Oakland) | Messalonskee Stream Hydro LLC | 56854 | ME | NEW | NPCC |  | 22 | 2 | NAICS-22 Non-Cogen | HY | WAT | HYC | ISNE | A |  | 0 | 0 | 0 | 0 | 0 | 0 | 0 | 0 | 0 | 0 | 0 | 0 | 0 | 0 | 0 | 0 | 0 | 0 | 0 | 0 | 0 | 0 | 0 | 0 | 0 | 0 | 0 | 0 | 0 | 0 | 0 | 0 | 0 | 0 | 0 | 0 | 8661 | 7381 | 10073 | 10868 | 9794 | 3242 | 4117 | 2226 | 1267 | 4713 | 5558 | 7496 | 8661 | 7381 | 10073 | 10868 | 9794 | 3242 | 4117 | 2226 | 1267 | 4713 | 5558 | 7496 | 987.887 | 841.937 | 1148.932 | 1239.633 | 1117.13 | 369.756 | 469.654 | 253.922 | 144.547 | 537.61 | 633.927 | 855.065 | 0 | 0 | 75396 | 75396 | 8600 | 2020
Vintage1918 | hydro | TRUE | 56854.1498.ME.HY | 1498 | N | . | Messalonskee 3 | Messalonskee Stream Hydro LLC | 56854 | ME | NEW | NPCC |  | 22 | 2 | NAICS-22 Non-Cogen | HY | WAT | HYC | ISNE | A |  | 0 | 0 | 0 | 0 | 0 | 0 | 0 | 0 | 0 | 0 | 0 | 0 | 0 | 0 | 0 | 0 | 0 | 0 | 0 | 0 | 0 | 0 | 0 | 0 | 0 | 0 | 0 | 0 | 0 | 0 | 0 | 0 | 0 | 0 | 0 | 0 | 5002 | 4263 | 5818 | 6277 | 5657 | 1872 | 2378 | 1286 | 732 | 2722 | 3210 | 4330 | 5002 | 4263 | 5818 | 6277 | 5657 | 1872 | 2378 | 1286 | 732 | 2722 | 3210 | 4330 | 570.562 | 486.268 | 663.575 | 715.96 | 645.208 | 213.555 | 271.252 | 146.655 | 83.484 | 310.501 | 366.13 | 493.85 | 0 | 0 | 43547 | 43547 | 4967 | 2020
Vintage1935 | hydro | TRUE | 56854.1500.ME.HY | 1500 | N | . | Messalonskee 5 | Messalonskee Stream Hydro LLC | 56854 | ME | NEW | NPCC |  | 22 | 2 | NAICS-22 Non-Cogen | HY | WAT | HYC | ISNE | A |  | 0 | 0 | 0 | 0 | 0 | 0 | 0 | 0 | 0 | 0 | 0 | 0 | 0 | 0 | 0 | 0 | 0 | 0 | 0 | 0 | 0 | 0 | 0 | 0 | 0 | 0 | 0 | 0 | 0 | 0 | 0 | 0 | 0 | 0 | 0 | 0 | 2976 | 2536 | 3461 | 3734 | 3365 | 1114 | 1415 | 765 | 435 | 1619 | 1910 | 2576 | 2976 | 2536 | 3461 | 3734 | 3365 | 1114 | 1415 | 765 | 435 | 1619 | 1910 | 2576 | 339.444 | 289.293 | 394.778 | 425.944 | 383.851 | 127.05 | 161.375 | 87.249 | 49.667 | 184.725 | 217.82 | 293.804 | 0 | 0 | 25906 | 25906 | 2955 | 2020
Vintage1925 | hydro | TRUE | 39006.1501.ME.HY | 1501 | N | . | North Gorham | Brookfield White Pine Hydro LLC | 39006 | ME | NEW | NPCC |  | 22 | 2 | NAICS-22 Non-Cogen | HY | WAT | HYC | ISNE | A |  | 0 | 0 | 0 | 0 | 0 | 0 | 0 | 0 | 0 | 0 | 0 | 0 | 0 | 0 | 0 | 0 | 0 | 0 | 0 | 0 | 0 | 0 | 0 | 0 | 0 | 0 | 0 | 0 | 0 | 0 | 0 | 0 | 0 | 0 | 0 | 0 | 10085 | 8595 | 11729 | 12655 | 11404 | 3775 | 4794 | 2592 | 1476 | 5488 | 6471 | 8729 | 10085 | 8595 | 11729 | 12655 | 11404 | 3775 | 4794 | 2592 | 1476 | 5488 | 6471 | 8729 | 1150.314 | 980.367 | 1337.838 | 1443.452 | 1300.807 | 430.551 | 546.874 | 295.671 | 168.313 | 626.003 | 738.157 | 995.653 | 0 | 0 | 87793 | 87793 | 10014 | 2020
Vintage1982 | hydro | TRUE | 39006.1504.ME.HY | 1504 | N | . | Shawmut | Brookfield White Pine Hydro LLC | 39006 | ME | NEW | NPCC |  | 22 | 2 | NAICS-22 Non-Cogen | HY | WAT | HYC | ISNE | A |  | 0 | 0 | 0 | 0 | 0 | 0 | 0 | 0 | 0 | 0 | 0 | 0 | 0 | 0 | 0 | 0 | 0 | 0 | 0 | 0 | 0 | 0 | 0 | 0 | 0 | 0 | 0 | 0 | 0 | 0 | 0 | 0 | 0 | 0 | 0 | 0 | 43022 | 36666 | 50035 | 53985 | 48651 | 16103 | 20453 | 11058 | 6295 | 23413 | 27607 | 37238 | 43022 | 36666 | 50035 | 53985 | 48651 | 16103 | 20453 | 11058 | 6295 | 23413 | 27607 | 37238 | 4907.275 | 4182.273 | 5707.252 | 6157.806 | 5549.279 | 1836.741 | 2332.978 | 1261.342 | 718.027 | 2670.545 | 3148.997 | 4247.485 | 0 | 0 | 374526 | 374526 | 42720 | 2020
Vintage1948 | hydro | TRUE | 39006.1505.ME.HY | 1505 | N | . | Skelton | Brookfield White Pine Hydro LLC | 39006 | ME | NEW | NPCC |  | 22 | 2 | NAICS-22 Non-Cogen | HY | WAT | HYC | ISNE | A |  | 0 | 0 | 0 | 0 | 0 | 0 | 0 | 0 | 0 | 0 | 0 | 0 | 0 | 0 | 0 | 0 | 0 | 0 | 0 | 0 | 0 | 0 | 0 | 0 | 0 | 0 | 0 | 0 | 0 | 0 | 0 | 0 | 0 | 0 | 0 | 0 | 105347 | 89783 | 122520 | 132192 | 119129 | 39430 | 50083 | 27078 | 15414 | 57330 | 67601 | 91183 | 105347 | 89783 | 122520 | 132192 | 119129 | 39430 | 50083 | 27078 | 15414 | 57330 | 67601 | 91183 | 12016.275 | 10240.988 | 13975.153 | 15078.41 | 13588.33 | 4497.564 | 5712.683 | 3088.606 | 1758.208 | 6539.272 | 7710.841 | 10400.67 | 0 | 0 | 917090 | 917090 | 104607 | 2020
Vintage2016 | other | TRUE | 31719.1507.ME.BA | 1507 | N | . | William F Wyman Hybrid | FPL Energy Wyman LLC | 31719 | ME | NEW | NPCC |  | 22 | 2 | NAICS-22 Non-Cogen | BA | MWH | OTH | ISNE | M | megawatthours | 1897 | 1660 | 1802 | 1647 | 1973 | 2128 | 1939 | 1742 | 1768 | 1731 | 1624 | 1559 | 1897 | 1660 | 1802 | 1647 | 1973 | 2128 | 1939 | 1742 | 1768 | 1731 | 1624 | 1559 | 0 | 0 | 0 | 0 | 0 | 0 | 0 | 0 | 0 | 0 | 0 | 0 | 0 | 0 | 0 | 0 | 0 | 0 | 0 | 0 | 0 | 0 | 0 | 0 | 0 | 0 | 0 | 0 | 0 | 0 | 0 | 0 | 0 | 0 | 0 | 0 | -265 | 0 | -261 | -244 | -287 | -317 | -310 | -285 | -270 | -253 | -248 | -231 | 21470 | 21470 | 0 | 0 | -2971 | 2020
Vintage1978 | petroleum | TRUE | 31719.1507.ME.ST | 1507 | N | . | William F Wyman Hybrid | FPL Energy Wyman LLC | 31719 | ME | NEW | NPCC |  | 22 | 2 | NAICS-22 Non-Cogen | ST | DFO | DFO | ISNE | M | barrels | 38 | 24 | 0 | 0 | 0 | 205 | 0 | 0 | 0 | 0 | 0 | 0 | 38 | 24 | 0 | 0 | 0 | 205 | 0 | 0 | 0 | 0 | 0 | 0 | 5.76 | 5.76 | 0 | 0 | 0 | 5.76 | 0 | 0 | 0 | 0 | 0 | 0 | 219 | 138 | 0 | 0 | 0 | 1181 | 0 | 0 | 0 | 0 | 0 | 0 | 219 | 138 | 0 | 0 | 0 | 1181 | 0 | 0 | 0 | 0 | 0 | 0 | 12.535 | 4.099 | 0 | 0 | 0 | 74.49 | 0 | 0 | 0 | 0 | 0 | 0 | 267 | 267 | 1538 | 1538 | 91.124 | 2020
Vintage1978 | petroleum | TRUE | 31719.1507.ME.ST | 1507 | N | . | William F Wyman Hybrid | FPL Energy Wyman LLC | 31719 | ME | NEW | NPCC |  | 22 | 2 | NAICS-22 Non-Cogen | ST | RFO | RFO | ISNE | M | barrels | 4952 | 102 | 0 | 0 | 0 | 10866 | 0 | 0 | 0 | 0 | 1655 | 13067 | 4952 | 102 | 0 | 0 | 0 | 10866 | 0 | 0 | 0 | 0 | 1655 | 13067 | 6.25 | 6.249 | 0 | 0 | 0 | 6.249 | 0 | 0 | 0 | 0 | 6.209 | 6.209 | 30950 | 637 | 0 | 0 | 0 | 67902 | 0 | 0 | 0 | 0 | 10276 | 81133 | 30950 | 637 | 0 | 0 | 0 | 67902 | 0 | 0 | 0 | 0 | 10276 | 81133 | 1772.465 | 18.901 | 0 | 0 | 0 | 4283.51 | 0 | 0 | 0 | 0 | 400 | 6972 | 30642 | 30642 | 190898 | 190898 | 13446.876 | 2020
Vintage1982 | hydro | TRUE | 39006.1508.ME.HY | 1508 | N | . | West Buxton | Brookfield White Pine Hydro LLC | 39006 | ME | NEW | NPCC |  | 22 | 2 | NAICS-22 Non-Cogen | HY | WAT | HYC | ISNE | A |  | 0 | 0 | 0 | 0 | 0 | 0 | 0 | 0 | 0 | 0 | 0 | 0 | 0 | 0 | 0 | 0 | 0 | 0 | 0 | 0 | 0 | 0 | 0 | 0 | 0 | 0 | 0 | 0 | 0 | 0 | 0 | 0 | 0 | 0 | 0 | 0 | 26491 | 22577 | 30810 | 33242 | 29957 | 9915 | 12594 | 6809 | 3876 | 14416 | 16999 | 22929 | 26491 | 22577 | 30810 | 33242 | 29957 | 9915 | 12594 | 6809 | 3876 | 14416 | 16999 | 22929 | 3021.672 | 2575.25 | 3514.262 | 3791.692 | 3416.99 | 1130.98 | 1436.54 | 776.676 | 442.128 | 1644.398 | 1939.007 | 2615.405 | 0 | 0 | 230615 | 230615 | 26305 | 2020
Vintage1923 | hydro | TRUE | 39006.1509.ME.HY | 1509 | N | . | Weston Hydro | Brookfield White Pine Hydro LLC | 39006 | ME | NEW | NPCC |  | 22 | 2 | NAICS-22 Non-Cogen | HY | WAT | HYC | ISNE | A |  | 0 | 0 | 0 | 0 | 0 | 0 | 0 | 0 | 0 | 0 | 0 | 0 | 0 | 0 | 0 | 0 | 0 | 0 | 0 | 0 | 0 | 0 | 0 | 0 | 0 | 0 | 0 | 0 | 0 | 0 | 0 | 0 | 0 | 0 | 0 | 0 | 72822 | 62064 | 84694 | 91380 | 82349 | 27257 | 34621 | 18718 | 10655 | 39630 | 46730 | 63031 | 72822 | 62064 | 84694 | 91380 | 82349 | 27257 | 34621 | 18718 | 10655 | 39630 | 46730 | 63031 | 8306.413 | 7079.221 | 9660.513 | 10423.154 | 9393.116 | 3109.002 | 3948.969 | 2135.041 | 1215.385 | 4520.36 | 5330.223 | 7189.603 | 0 | 0 | 633951 | 633951 | 72311 | 2020
Vintage1950 | hydro | TRUE | 39006.1510.ME.HY | 1510 | N | . | Williams Hydro | Brookfield White Pine Hydro LLC | 39006 | ME | NEW | NPCC |  | 22 | 2 | NAICS-22 Non-Cogen | HY | WAT | HYC | ISNE | A |  | 0 | 0 | 0 | 0 | 0 | 0 | 0 | 0 | 0 | 0 | 0 | 0 | 0 | 0 | 0 | 0 | 0 | 0 | 0 | 0 | 0 | 0 | 0 | 0 | 0 | 0 | 0 | 0 | 0 | 0 | 0 | 0 | 0 | 0 | 0 | 0 | 78574 | 66965 | 91383 | 98597 | 88853 | 29409 | 37355 | 20196 | 11497 | 42760 | 50421 | 68009 | 78574 | 66965 | 91383 | 98597 | 88853 | 29409 | 37355 | 20196 | 11497 | 42760 | 50421 | 68009 | 8962.439 | 7638.326 | 10423.484 | 11246.357 | 10134.969 | 3354.545 | 4260.852 | 2303.663 | 1311.374 | 4877.37 | 5751.195 | 7757.426 | 0 | 0 | 684019 | 684019 | 78022 | 2020
Vintage1940 | hydro | TRUE | 39006.1511.ME.HY | 1511 | N | . | Wyman Hydro | Brookfield White Pine Hydro LLC | 39006 | ME | NEW | NPCC |  | 22 | 2 | NAICS-22 Non-Cogen | HY | WAT | HYC | ISNE | A |  | 0 | 0 | 0 | 0 | 0 | 0 | 0 | 0 | 0 | 0 | 0 | 0 | 0 | 0 | 0 | 0 | 0 | 0 | 0 | 0 | 0 | 0 | 0 | 0 | 0 | 0 | 0 | 0 | 0 | 0 | 0 | 0 | 0 | 0 | 0 | 0 | 346238 | 295085 | 402681 | 434471 | 391535 | 129593 | 164606 | 88995 | 50661 | 188423 | 222181 | 299686 | 346238 | 295085 | 402681 | 434471 | 391535 | 129593 | 164606 | 88995 | 50661 | 188423 | 222181 | 299686 | 39493.335 | 33658.583 | 45931.49 | 49557.513 | 44660.137 | 14781.936 | 18775.612 | 10151.179 | 5778.623 | 21492.323 | 25342.867 | 34183.402 | 0 | 0 | 3014155 | 3014155 | 343807 | 2020
Vintage1941 | hydro | TRUE | 14597.1516.ME.HY | 1516 | N | . | Squa Pan Hydro Station | Algonquin Northern Maine | 14597 | ME | NEW | NPCC |  | 22 | 2 | NAICS-22 Non-Cogen | HY | WAT | HYC | NBSO | A |  | 0 | 0 | 0 | 0 | 0 | 0 | 0 | 0 | 0 | 0 | 0 | 0 | 0 | 0 | 0 | 0 | 0 | 0 | 0 | 0 | 0 | 0 | 0 | 0 | 0 | 0 | 0 | 0 | 0 | 0 | 0 | 0 | 0 | 0 | 0 | 0 | 963 | 821 | 1120 | 1208 | 1089 | 360 | 458 | 247 | 141 | 524 | 618 | 833 | 963 | 821 | 1120 | 1208 | 1089 | 360 | 458 | 247 | 141 | 524 | 618 | 833 | 109.818 | 93.592 | 127.718 | 137.801 | 124.183 | 41.103 | 52.208 | 28.227 | 16.068 | 59.762 | 70.469 | 95.051 | 0 | 0 | 8382 | 8382 | 956 | 2020
Vintage1967 | petroleum | TRUE | 60422.1554.MD.GT | 1554 | N | . | Herbert A Wagner | H.A. Wagner LLC | 60422 | MD | SAT | RFC |  | 22 | 2 | NAICS-22 Non-Cogen | GT | DFO | DFO | PJM | M | barrels | 0 | 0 | 0 | 0 | 0 | 83 | 103 | 0 | 0 | 21 | 0 | 0 | 0 | 0 | 0 | 0 | 0 | 83 | 103 | 0 | 0 | 21 | 0 | 0 | 0 | 0 | 0 | 0 | 0 | 5.76 | 5.76 | 0 | 0 | 5.76 | 0 | 0 | 0 | 0 | 0 | 0 | 0 | 478 | 593 | 0 | 0 | 121 | 0 | 0 | 0 | 0 | 0 | 0 | 0 | 478 | 593 | 0 | 0 | 121 | 0 | 0 | 0 | 0 | 0 | 0 | 0 | 29 | 35 | 0 | 0 | 6 | 0 | 0 | 207 | 207 | 1192 | 1192 | 70 | 2020
Vintage1972 | hard coal | TRUE | 60422.1554.MD.ST | 1554 | N | . | Herbert A Wagner | H.A. Wagner LLC | 60422 | MD | SAT | RFC |  | 22 | 2 | NAICS-22 Non-Cogen | ST | BIT | COL | PJM | M | short tons | 0 | 0 | 0 | 0 | 2453 | 2725 | 20256 | 7085 | 5370 | 0 | 0 | 0 | 0 | 0 | 0 | 0 | 2453 | 2725 | 20256 | 7085 | 5370 | 0 | 0 | 0 | 0 | 0 | 0 | 0 | 23.93 | 23.93 | 23.93 | 24.05 | 24.05 | 0 | 0 | 0 | 0 | 0 | 0 | 0 | 58700 | 65209 | 484726 | 170394 | 129149 | 0 | 0 | 0 | 0 | 0 | 0 | 0 | 58700 | 65209 | 484726 | 170394 | 129149 | 0 | 0 | 0 | 0 | 0 | 0 | 0 | 3130.864 | 2499.358 | 38211.244 | 11809.348 | 9273.953 | 0 | 0 | 0 | 37889 | 37889 | 908178 | 908178 | 64924.767 | 2020
Vintage1972 | natural gas steam turbine | TRUE | 60422.1554.MD.ST | 1554 | N | . | Herbert A Wagner | H.A. Wagner LLC | 60422 | MD | SAT | RFC |  | 22 | 2 | NAICS-22 Non-Cogen | ST | NG | NG | PJM | M | mcf | 42470 | 25070 | 23440 | 11266 | 13810 | 36370 | 72480 | 51710 | 7915 | 14660 | 15840 | 27560 | 42470 | 25070 | 23440 | 11266 | 13810 | 36370 | 72480 | 51710 | 7915 | 14660 | 15840 | 27560 | 1.01 | 1.107 | 1.104 | 1.09 | 1.07 | 1.06 | 1.02 | 1.01 | 1.01 | 1.03 | 1.05 | 1.07 | 42895 | 27752 | 25878 | 12280 | 14777 | 38552 | 73930 | 52227 | 7994 | 15100 | 16632 | 29489 | 42895 | 27752 | 25878 | 12280 | 14777 | 38552 | 73930 | 52227 | 7994 | 15100 | 16632 | 29489 | -3383 | 0 | 0 | 0 | 788.136 | 1477.639 | 5827.914 | 3619.652 | 574.047 | 0 | 0 | 0 | 342591 | 342591 | 357506 | 357506 | 8904.388 | 2020
Vintage1972 | hard coal | TRUE | 60422.1554.MD.ST | 1554 | N | . | Herbert A Wagner | H.A. Wagner LLC | 60422 | MD | SAT | RFC |  | 22 | 2 | NAICS-22 Non-Cogen | ST | RC | COL | PJM | M | short tons | 0 | 0 | 0 | 0 | 0 | 0 | 0 | 0 | 0 | 0 | 0 | 0 | 0 | 0 | 0 | 0 | 0 | 0 | 0 | 0 | 0 | 0 | 0 | 0 | 0 | 0 | 0 | 0 | 0 | 0 | 0 | 0 | 0 | 0 | 0 | 0 | 0 | 0 | 0 | 0 | 0 | 0 | 0 | 0 | 0 | 0 | 0 | 0 | 0 | 0 | 0 | 0 | 0 | 0 | 0 | 0 | 0 | 0 | 0 | 0 | 0 | 0 | 0 | 0 | 0 | 0 | 0 | 0 | 0 | 0 | 0 | 0 | 0 | 0 | 0 | 0 | 0 | 2020
Vintage1972 | petroleum | TRUE | 60422.1554.MD.ST | 1554 | N | . | Herbert A Wagner | H.A. Wagner LLC | 60422 | MD | SAT | RFC |  | 22 | 2 | NAICS-22 Non-Cogen | ST | RFO | RFO | PJM | M | barrels | 0 | 0 | 0 | 0 | 0 | 158 | 14178 | 0 | 0 | 0 | 62 | 0 | 0 | 0 | 0 | 0 | 0 | 158 | 14178 | 0 | 0 | 0 | 62 | 0 | 0 | 0 | 0 | 0 | 0 | 5.78 | 5.88 | 0 | 0 | 0 | 5.88 | 0 | 0 | 0 | 0 | 0 | 0 | 913 | 83367 | 0 | 0 | 0 | 365 | 0 | 0 | 0 | 0 | 0 | 0 | 913 | 83367 | 0 | 0 | 0 | 365 | 0 | 0 | 0 | 0 | 0 | 0 | 35.003 | 6571.842 | 0 | 0 | 0 | 0 | 0 | 14398 | 14398 | 84645 | 84645 | 6606.845 | 2020
Vintage0 | natural gas peaker | TRUE | 4161.1555.MD.GT | 1555 | N | . | Notch Cliff | Constellation Power Source Gen | 4161 | MD | SAT | RFC |  | 22 | 2 | NAICS-22 Non-Cogen | GT | NG | NG | PJM | A | mcf | 6888 | 9941 | 9320 | 8088 | 6112 | 8371 | . | . | . | . | . | . | 6888 | 9941 | 9320 | 8088 | 6112 | 8371 | . | . | . | . | . | . | 1.016 | 1.016 | 1.016 | 1.016 | 1.016 | 1.016 | . | . | . | . | . | . | 6998 | 10100 | 9469 | 8217 | 6210 | 8505 | . | . | . | . | . | . | 6998 | 10100 | 9469 | 8217 | 6210 | 8505 | . | . | . | . | . | . | 583.151 | 841.468 | 788.871 | 684.597 | 517.375 | 708.538 | . | . | . | . | . | . | 48720 | 48720 | 49499 | 49499 | 4124 | 2020
Vintage2015 | petroleum | TRUE | 4161.1556.MD.GT | 1556 | N | . | Perryman | Constellation Power Source Gen | 4161 | MD | SAT | RFC |  | 22 | 2 | NAICS-22 Non-Cogen | GT | DFO | DFO | PJM | M | barrels | 13937 | 2492 | . | 359 | 0 | 2154 | 12365 | 4641 | 0 | 2969 | 3606 | 4646 | 13937 | 2492 | . | 359 | 0 | 2154 | 12365 | 4641 | 0 | 2969 | 3606 | 4646 | 5.8 | 5.8 | . | 5.71 | 0 | 5.7 | 5.71 | 5.71 | 0 | 5.8 | 5.8 | 5.67 | 80835 | 14454 | . | 2050 | 0 | 12278 | 70604 | 26500 | 0 | 17220 | 20915 | 26343 | 80835 | 14454 | . | 2050 | 0 | 12278 | 70604 | 26500 | 0 | 17220 | 20915 | 26343 | 7577.776 | 797.747 | . | 152.231 | 0 | 1080.032 | 6123.327 | 2307.805 | 0 | 1635.012 | 1793.27 | 2934.718 | 47169 | 47169 | 271199 | 271199 | 24401.918 | 2020
Vintage2015 | natural gas peaker | TRUE | 4161.1556.MD.GT | 1556 | N | . | Perryman | Constellation Power Source Gen | 4161 | MD | SAT | RFC |  | 22 | 2 | NAICS-22 Non-Cogen | GT | NG | NG | PJM | M | mcf | 33911 | 18280 | . | 10 | 60300 | 85990 | 620040 | 432910 | 455610 | 60000 | 23120 | 34600 | 33911 | 18280 | . | 10 | 60300 | 85990 | 620040 | 432910 | 455610 | 60000 | 23120 | 34600 | 1.035 | 1.035 | . | 1.035 | 1.035 | 1.035 | 1.035 | 1.035 | 1.035 | 1.016 | 1.035 | 1.016 | 35098 | 18920 | . | 10 | 62411 | 89000 | 641741 | 448062 | 471556 | 60960 | 23929 | 35154 | 35098 | 18920 | . | 10 | 62411 | 89000 | 641741 | 448062 | 471556 | 60960 | 23929 | 35154 | 3290.224 | 1044.253 | . | 0.769 | 5894 | 7828.968 | 55656.673 | 39020.195 | 44654 | 5787.988 | 2051.73 | 3916.282 | 1824771 | 1824771 | 1886841 | 1886841 | 169145.08 | 2020
Vintage1970 | petroleum | TRUE | 4161.1557.MD.GT | 1557 | N | . | Philadelphia | Constellation Power Source Gen | 4161 | MD | SAT | RFC |  | 22 | 2 | NAICS-22 Non-Cogen | GT | DFO | DFO | PJM | A | barrels | 1439 | 342 | 626 | 539 | 121 | 2419 | 3036 | 1130 | 1185 | 180 | 256 | 630 | 1439 | 342 | 626 | 539 | 121 | 2419 | 3036 | 1130 | 1185 | 180 | 256 | 630 | 5.8 | 5.8 | 5.8 | 5.8 | 5.8 | 5.8 | 5.8 | 5.8 | 5.8 | 5.8 | 5.8 | 5.8 | 8346 | 1984 | 3631 | 3126 | 702 | 14030 | 17609 | 6554 | 6873 | 1044 | 1485 | 3654 | 8346 | 1984 | 3631 | 3126 | 702 | 14030 | 17609 | 6554 | 6873 | 1044 | 1485 | 3654 | 471.003 | 111.707 | 204.547 | 176.327 | 39.477 | 791.008 | 992.57 | 369.505 | 387.33 | 58.83 | 83.738 | 205.958 | 11903 | 11903 | 69038 | 69038 | 3892 | 2020
Vintage0 | natural gas peaker | TRUE | 4161.1560.MD.GT | 1560 | N | . | Westport | Constellation Power Source Gen | 4161 | MD | SAT | RFC |  | 22 | 2 | NAICS-22 Non-Cogen | GT | NG | NG | PJM | A | mcf | 7373 | 10639 | 9974 | 8655 | 6541 | 8958 | . | . | . | . | . | . | 7373 | 10639 | 9974 | 8655 | 6541 | 8958 | . | . | . | . | . | . | 1.016 | 1.016 | 1.016 | 1.016 | 1.016 | 1.016 | . | . | . | . | . | . | 7491 | 10809 | 10134 | 8793 | 6646 | 9101 | . | . | . | . | . | . | 7491 | 10809 | 10134 | 8793 | 6646 | 9101 | . | . | . | . | . | . | 478.087 | 689.865 | 646.744 | 561.257 | 424.162 | 580.885 | . | . | . | . | . | . | 52140 | 52140 | 52974 | 52974 | 3381 | 2020
Vintage1968 | petroleum | TRUE | 56609.1563.MD.IC | 1563 | N | . | Crisfield | Calpine Mid-Atlantic Generation LLC | 56609 | MD | SAT | RFC |  | 22 | 2 | NAICS-22 Non-Cogen | IC | DFO | DFO | PJM | A | barrels | 72 | 17 | 32 | 27 | 6 | 122 | 153 | 57 | 60 | 9 | 13 | 32 | 72 | 17 | 32 | 27 | 6 | 122 | 153 | 57 | 60 | 9 | 13 | 32 | 5.783 | 5.783 | 5.783 | 5.783 | 5.783 | 5.783 | 5.783 | 5.783 | 5.783 | 5.783 | 5.783 | 5.783 | 416 | 98 | 185 | 156 | 35 | 706 | 885 | 330 | 347 | 52 | 75 | 185 | 416 | 98 | 185 | 156 | 35 | 706 | 885 | 330 | 347 | 52 | 75 | 185 | 39.089 | 9.271 | 16.976 | 14.634 | 3.276 | 65.646 | 82.374 | 30.665 | 32.145 | 4.882 | 6.949 | 17.093 | 600 | 600 | 3470 | 3470 | 323 | 2020
Vintage1968 | petroleum | TRUE | 19830.1564.MD.GT | 1564 | N | . | Vienna Operations | NRG Vienna Operations Inc | 19830 | MD | SAT | RFC |  | 22 | 2 | NAICS-22 Non-Cogen | GT | DFO | DFO | PJM | A | barrels | 35 | 9 | 16 | 14 | 3 | 61 | 76 | 28 | 30 | 5 | 6 | 16 | 35 | 9 | 16 | 14 | 3 | 61 | 76 | 28 | 30 | 5 | 6 | 16 | 5.81 | 5.81 | 5.81 | 5.81 | 5.81 | 5.81 | 5.81 | 5.81 | 5.81 | 5.81 | 5.81 | 5.81 | 203 | 52 | 93 | 81 | 17 | 354 | 442 | 163 | 174 | 29 | 35 | 93 | 203 | 52 | 93 | 81 | 17 | 354 | 442 | 163 | 174 | 29 | 35 | 93 | 3.994 | 0.947 | 1.734 | 1.495 | 0.335 | 6.707 | 8.416 | 3.133 | 3.284 | 0.499 | 0.71 | 1.746 | 299 | 299 | 1736 | 1736 | 33 | 2020
Vintage1972 | petroleum | TRUE | 19830.1564.MD.ST | 1564 | N | . | Vienna Operations | NRG Vienna Operations Inc | 19830 | MD | SAT | RFC |  | 22 | 2 | NAICS-22 Non-Cogen | ST | DFO | DFO | PJM | AM | barrels | 0 | 0 | 0 | 0 | 0 | 0 | 160 | 0 | 0 | 0 | 0 | 0 | 0 | 0 | 0 | 0 | 0 | 0 | 160 | 0 | 0 | 0 | 0 | 0 | 0 | 0 | 0 | 0 | 0 | 0 | 5.833 | 0 | 0 | 0 | 0 | 0 | 0 | 0 | 0 | 0 | 0 | 0 | 933 | 0 | 0 | 0 | 0 | 0 | 0 | 0 | 0 | 0 | 0 | 0 | 933 | 0 | 0 | 0 | 0 | 0 | -17.444 | -17.128 | -17.076 | -14.712 | -13.135 | -11.244 | 53.83 | -11.559 | -11.349 | -10.403 | -14.134 | -18.81 | 160 | 160 | 933 | 933 | -103.164 | 2020
Vintage1972 | petroleum | TRUE | 19830.1564.MD.ST | 1564 | N | . | Vienna Operations | NRG Vienna Operations Inc | 19830 | MD | SAT | RFC |  | 22 | 2 | NAICS-22 Non-Cogen | ST | RFO | RFO | PJM | AM | barrels | 0 | 0 | 0 | 0 | 0 | 0 | 2798 | 0 | 0 | 0 | 0 | 0 | 0 | 0 | 0 | 0 | 0 | 0 | 2798 | 0 | 0 | 0 | 0 | 0 | 0 | 0 | 0 | 0 | 0 | 0 | 6.402 | 0 | 0 | 0 | 0 | 0 | 0 | 0 | 0 | 0 | 0 | 0 | 17913 | 0 | 0 | 0 | 0 | 0 | 0 | 0 | 0 | 0 | 0 | 0 | 17913 | 0 | 0 | 0 | 0 | 0 | -314.556 | -308.872 | -307.924 | -265.288 | -236.865 | -202.756 | 1033.17 | -208.441 | -204.651 | -187.597 | -254.866 | -339.19 | 2798 | 2798 | 17913 | 17913 | -1797.836 | 2020
Vintage1925 | hydro | TRUE | 54679.1567.MD.HY | 1567 | N | . | Deep Creek | BP Piney & Deep Creek LLC | 54679 | MD | SAT | RFC |  | 22 | 2 | NAICS-22 Non-Cogen | HY | WAT | HYC | PJM | A |  | 0 | 0 | 0 | 0 | 0 | 0 | 0 | 0 | 0 | 0 | 0 | 0 | 0 | 0 | 0 | 0 | 0 | 0 | 0 | 0 | 0 | 0 | 0 | 0 | 0 | 0 | 0 | 0 | 0 | 0 | 0 | 0 | 0 | 0 | 0 | 0 | 22564 | 25173 | 28772 | 23891 | 21957 | 14498 | 11515 | 12320 | 10298 | 8541 | 11913 | 15759 | 22564 | 25173 | 28772 | 23891 | 21957 | 14498 | 11515 | 12320 | 10298 | 8541 | 11913 | 15759 | 2573.73 | 2871.303 | 3281.833 | 2725.11 | 2504.474 | 1653.646 | 1313.416 | 1405.213 | 1174.587 | 974.271 | 1358.861 | 1797.556 | 0 | 0 | 207201 | 207201 | 23634 | 2020
Vintage1991 | petroleum | TRUE | 12628.1571.MD.GT | 1571 | N | . | Chalk Point LLC | Chalk Point Steam, LLC | 12628 | MD | SAT | RFC |  | 22 | 2 | NAICS-22 Non-Cogen | GT | DFO | DFO | PJM | M | barrels | 2320 | 240 | 620 | 0 | 0 | 2720 | 2600 | 1120 | 90 | 0 | 80 | 0 | 2320 | 240 | 620 | 0 | 0 | 2720 | 2600 | 1120 | 90 | 0 | 80 | 0 | 5.72 | 5.762 | 5.72 | 0 | 0 | 5.72 | 5.72 | 5.72 | 5.72 | 0 | 5.5 | 0 | 13270 | 1383 | 3546 | 0 | 0 | 15558 | 14872 | 6406 | 515 | 0 | 440 | 0 | 13270 | 1383 | 3546 | 0 | 0 | 15558 | 14872 | 6406 | 515 | 0 | 440 | 0 | 704 | -258 | 272.086 | -179.211 | -153.895 | 1107.097 | 917 | 255 | 14.572 | 0 | -183 | -196.533 | 9790 | 9790 | 55990 | 55990 | 2299.116 | 2020
Vintage1991 | natural gas peaker | TRUE | 12628.1571.MD.GT | 1571 | N | . | Chalk Point LLC | Chalk Point Steam, LLC | 12628 | MD | SAT | RFC |  | 22 | 2 | NAICS-22 Non-Cogen | GT | NG | NG | PJM | M | mcf | 0 | 0 | 6890 | 0 | 0 | 53380 | 0 | 0 | 3171 | 8370 | 0 | 0 | 0 | 0 | 6890 | 0 | 0 | 53380 | 0 | 0 | 3171 | 8370 | 0 | 0 | 0 | 0 | 1.063 | 0 | 0 | 1.052 | 0 | 0 | 1.052 | 1.05 | 0 | 0 | 0 | 0 | 7324 | 0 | 0 | 56156 | 0 | 0 | 3336 | 8789 | 0 | 0 | 0 | 0 | 7324 | 0 | 0 | 56156 | 0 | 0 | 3336 | 8789 | 0 | 0 | 0 | 0 | 561.914 | -89.789 | -77.105 | 3995.903 | 0 | 0 | 94.428 | 486 | 0 | -98.467 | 71811 | 71811 | 75605 | 75605 | 4872.884 | 2020
Vintage1981 | hard coal | TRUE | 12628.1571.MD.ST | 1571 | N | . | Chalk Point LLC | Chalk Point Steam, LLC | 12628 | MD | SAT | RFC |  | 22 | 2 | NAICS-22 Non-Cogen | ST | BIT | COL | PJM | M | short tons | 0 | 0 | 0 | 3550 | 0 | 6200 | 55099 | 6840 | 3585 | 0 | 0 | 8550 | 0 | 0 | 0 | 3550 | 0 | 6200 | 55099 | 6840 | 3585 | 0 | 0 | 8550 | 0 | 0 | 0 | 25.83 | 0 | 25.81 | 25.81 | 25.81 | 25.81 | 0 | 0 | 25.87 | 0 | 0 | 0 | 91697 | 0 | 160022 | 1422105 | 176540 | 92529 | 0 | 0 | 221189 | 0 | 0 | 0 | 91697 | 0 | 160022 | 1422105 | 176540 | 92529 | 0 | 0 | 221189 | -5586.09 | -5075.918 | 0 | 3475.903 | 0 | 10572.765 | 124140.7 | 12587.736 | 3517.487 | -4453.392 | -4277.786 | 14981.385 | 83824 | 83824 | 2164082 | 2164082 | 149882.79 | 2020
Vintage1981 | petroleum | TRUE | 12628.1571.MD.ST | 1571 | N | . | Chalk Point LLC | Chalk Point Steam, LLC | 12628 | MD | SAT | RFC |  | 22 | 2 | NAICS-22 Non-Cogen | ST | DFO | DFO | PJM | M | barrels | 0 | 0 | 0 | 610 | 0 | 1416 | 2039 | 690 | 520 | 0 | 0 | 580 | 0 | 0 | 0 | 610 | 0 | 1416 | 2039 | 690 | 520 | 0 | 0 | 580 | 0 | 0 | 0 | 5.72 | 0 | 5.72 | 5.72 | 5.72 | 5.72 | 0 | 0 | 5.7 | 0 | 0 | 0 | 3489 | 0 | 8100 | 11663 | 3947 | 2974 | 0 | 0 | 3306 | 0 | 0 | 0 | 3489 | 0 | 8100 | 11663 | 3947 | 2974 | 0 | 0 | 3306 | -48.083 | -43.692 | 0 | 132.264 | 0 | 535.141 | 1018.112 | 281.416 | 113.072 | -38.333 | -36.822 | 223.92 | 5855 | 5855 | 33479 | 33479 | 2136.995 | 2020
Vintage1981 | natural gas steam turbine | TRUE | 12628.1571.MD.ST | 1571 | N | . | Chalk Point LLC | Chalk Point Steam, LLC | 12628 | MD | SAT | RFC |  | 22 | 2 | NAICS-22 Non-Cogen | ST | NG | NG | PJM | M | mcf | 0 | 0 | 104890 | 41390 | 75380 | 594249 | 991231 | 986550 | 19440 | 0 | 0 | 5770 | 0 | 0 | 104890 | 41390 | 75380 | 594249 | 991231 | 986550 | 19440 | 0 | 0 | 5770 | 0 | 0 | 1.063 | 1.049 | 1.051 | 1.052 | 1.055 | 1.057 | 1.052 | 0 | 0 | 1.056 | 0 | 0 | 111498 | 43418 | 79224 | 625150 | 1045749 | 1042783 | 20451 | 0 | 0 | 6093 | 0 | 0 | 111498 | 43418 | 79224 | 625150 | 1045749 | 1042783 | 20451 | 0 | 0 | 6093 | -1077.827 | -979.39 | 2053 | 1645.833 | -1579 | 41304.094 | 91287.185 | 74352.848 | 777.441 | -859.275 | -825.392 | 412.695 | 2818900 | 2818900 | 2974366 | 2974366 | 206512.21 | 2020
Vintage1981 | petroleum | TRUE | 12628.1571.MD.ST | 1571 | N | . | Chalk Point LLC | Chalk Point Steam, LLC | 12628 | MD | SAT | RFC |  | 22 | 2 | NAICS-22 Non-Cogen | ST | RFO | RFO | PJM | M | barrels | 0 | 0 | 0 | 0 | 0 | 0 | 0 | 0 | 0 | 0 | 0 | 0 | 0 | 0 | 0 | 0 | 0 | 0 | 0 | 0 | 0 | 0 | 0 | 0 | 0 | 0 | 0 | 0 | 0 | 0 | 0 | 0 | 0 | 0 | 0 | 0 | 0 | 0 | 0 | 0 | 0 | 0 | 0 | 0 | 0 | 0 | 0 | 0 | 0 | 0 | 0 | 0 | 0 | 0 | 0 | 0 | 0 | 0 | 0 | 0 | 0 | 0 | 0 | 0 | 0 | 0 | 0 | 0 | 0 | 0 | 0 | 0 | 0 | 0 | 0 | 0 | 0 | 2020
Vintage1992 | hard coal | TRUE | 12653.1572.MD.GT | 1572 | N | . | Dickerson | Lanyard Power Holdings, LLC | 12653 | MD | SAT | RFC |  | 22 | 2 | NAICS-22 Non-Cogen | GT | BIT | COL | PJM | M | short tons | . | . | . | . | . | . | . | . | . | . | 0 | 0 | . | . | . | . | . | . | . | . | . | . | 0 | 0 | . | . | . | . | . | . | . | . | . | . | 0 | 0 | . | . | . | . | . | . | . | . | . | . | 0 | 0 | . | . | . | . | . | . | . | . | . | . | 0 | 0 | . | . | . | . | . | . | . | . | . | . | 0 | 0 | 0 | 0 | 0 | 0 | 0 | 2020
Vintage1992 | petroleum | TRUE | 12653.1572.MD.GT | 1572 | N | . | Dickerson | Lanyard Power Holdings, LLC | 12653 | MD | SAT | RFC |  | 22 | 2 | NAICS-22 Non-Cogen | GT | DFO | DFO | PJM | M | barrels | 1394 | 0 | 0 | 0 | 0 | 2286 | 0 | 60 | 0 | 0 | 162 | 0 | 1394 | 0 | 0 | 0 | 0 | 2286 | 0 | 60 | 0 | 0 | 162 | 0 | 5.76 | 0 | 0 | 0 | 0 | 5.76 | 0 | 5.76 | 0 | 0 | 5.76 | 0 | 8029 | 0 | 0 | 0 | 0 | 13167 | 0 | 346 | 0 | 0 | 933 | 0 | 8029 | 0 | 0 | 0 | 0 | 13167 | 0 | 346 | 0 | 0 | 933 | 0 | 488.466 | 0 | 0 | -4.873 | 0 | 958.575 | 0 | 21.291 | 0 | -31.468 | 44.67 | -7.462 | 3902 | 3902 | 22475 | 22475 | 1469.199 | 2020
Vintage1992 | natural gas peaker | TRUE | 12653.1572.MD.GT | 1572 | N | . | Dickerson | Lanyard Power Holdings, LLC | 12653 | MD | SAT | RFC |  | 22 | 2 | NAICS-22 Non-Cogen | GT | NG | NG | PJM | M | mcf | 17010 | 8050 | 76030 | 0 | 124400 | 67340 | 172904 | 50130 | 5690 | 0 | 13336 | 0 | 17010 | 8050 | 76030 | 0 | 124400 | 67340 | 172904 | 50130 | 5690 | 0 | 13336 | 0 | 1.05 | 1.05 | 1.05 | 0 | 1.05 | 1.05 | 1.05 | 1.05 | 1.049 | 0 | 1.05 | 0 | 17861 | 8453 | 79832 | 0 | 130620 | 70707 | 181549 | 52637 | 5969 | 0 | 14003 | 0 | 17861 | 8453 | 79832 | 0 | 130620 | 70707 | 181549 | 52637 | 5969 | 0 | 14003 | 0 | 1086.534 | 396 | 6339 | -281.127 | 10551 | 5147.425 | 13573 | 3242.709 | -1609 | -1815.532 | 670.33 | -430.538 | 534890 | 534890 | 561631 | 561631 | 36869.801 | 2020
Vintage0 | hard coal | TRUE | 12653.1572.MD.ST | 1572 | N | . | Dickerson | Lanyard Power Holdings, LLC | 12653 | MD | SAT | RFC |  | 22 | 2 | NAICS-22 Non-Cogen | ST | BIT | COL | PJM | M | short tons | 6976 | 7260 | 0 | 0 | 0 | 36550 | 43650 | 0 | 0 | 0 | . | . | 6976 | 7260 | 0 | 0 | 0 | 36550 | 43650 | 0 | 0 | 0 | . | . | 25.77 | 25.77 | 0 | 0 | 0 | 25.64 | 25.64 | 0 | 0 | 0 | . | . | 179772 | 187090 | 0 | 0 | 0 | 937142 | 1119186 | 0 | 0 | 0 | . | . | 179772 | 187090 | 0 | 0 | 0 | 937142 | 1119186 | 0 | 0 | 0 | . | . | 13678.845 | 12403.949 | -2618.379 | -2303.32 | -2499.141 | 72964.248 | 88303.539 | -973.289 | 0 | 0 | . | . | 94436 | 94436 | 2423190 | 2423190 | 178956.45 | 2020
Vintage0 | petroleum | TRUE | 12653.1572.MD.ST | 1572 | N | . | Dickerson | Lanyard Power Holdings, LLC | 12653 | MD | SAT | RFC |  | 22 | 2 | NAICS-22 Non-Cogen | ST | DFO | DFO | PJM | M | barrels | 840 | 770 | 0 | 0 | 0 | 3090 | 2120 | 0 | 0 | 0 | . | . | 840 | 770 | 0 | 0 | 0 | 3090 | 2120 | 0 | 0 | 0 | . | . | 5.76 | 5.76 | 0 | 0 | 0 | 5.76 | 5.76 | 0 | 0 | 0 | . | . | 4838 | 4435 | 0 | 0 | 0 | 17798 | 12211 | 0 | 0 | 0 | . | . | 4838 | 4435 | 0 | 0 | 0 | 17798 | 12211 | 0 | 0 | 0 | . | . | 368.155 | 294.051 | -82.621 | -72.68 | -78.859 | 1385.752 | 963.461 | -30.711 | 0 | 0 | . | . | 6820 | 6820 | 39282 | 39282 | 2746.548 | 2020
Vintage1973 | petroleum | TRUE | 12653.1573.MD.GT | 1573 | N | . | Morgantown Generating Plant | Lanyard Power Holdings, LLC | 12653 | MD | SAT | RFC |  | 22 | 2 | NAICS-22 Non-Cogen | GT | DFO | DFO | PJM | M | barrels | 501 | 0 | 0 | 30 | 0 | 2796 | 755 | 1556 | 901 | 20 | 3719 | 0 | 501 | 0 | 0 | 30 | 0 | 2796 | 755 | 1556 | 901 | 20 | 3719 | 0 | 5.772 | 0 | 0 | 5.772 | 0 | 5.772 | 5.772 | 5.772 | 5.772 | 5.8 | 5.772 | 0 | 2892 | 0 | 0 | 173 | 0 | 16139 | 4358 | 8981 | 5201 | 116 | 21466 | 0 | 2892 | 0 | 0 | 173 | 0 | 16139 | 4358 | 8981 | 5201 | 116 | 21466 | 0 | 26 | -147 | -133 | -124 | -121 | 1035 | 143 | 463 | 244 | -119 | 1554 | -142 | 10278 | 10278 | 59326 | 59326 | 2679 | 2020
Vintage1971 | hard coal | TRUE | 12653.1573.MD.ST | 1573 | N | . | Morgantown Generating Plant | Lanyard Power Holdings, LLC | 12653 | MD | SAT | RFC |  | 22 | 2 | NAICS-22 Non-Cogen | ST | BIT | COL | PJM | M | short tons | 29381 | 551 | 0 | 4177 | 0 | 131418 | 144179 | 66913 | 25040 | 8183 | 11056 | 30807 | 29381 | 551 | 0 | 4177 | 0 | 131418 | 144179 | 66913 | 25040 | 8183 | 11056 | 30807 | 25.955 | 25.955 | 0 | 26.166 | 0 | 25.982 | 25.943 | 26.355 | 25.904 | 25.963 | 25.539 | 25.854 | 762584 | 14301 | 0 | 109295 | 0 | 3414502 | 3740436 | 1763492 | 648636 | 212455 | 282359 | 796484 | 762584 | 14301 | 0 | 109295 | 0 | 3414502 | 3740436 | 1763492 | 648636 | 212455 | 282359 | 796484 | 72685 | -5661 | -5419 | 5053 | -4225 | 335867 | 361279 | 162236 | 55570 | 12140 | 19705 | 73873 | 451705 | 451705 | 11744544 | 11744544 | 1083103 | 2020
Vintage1971 | petroleum | TRUE | 12653.1573.MD.ST | 1573 | N | . | Morgantown Generating Plant | Lanyard Power Holdings, LLC | 12653 | MD | SAT | RFC |  | 22 | 2 | NAICS-22 Non-Cogen | ST | DFO | DFO | PJM | M | barrels | 0 | 0 | 0 | 0 | 0 | 0 | 0 | 0 | 0 | 0 | 0 | 0 | 0 | 0 | 0 | 0 | 0 | 0 | 0 | 0 | 0 | 0 | 0 | 0 | 0 | 0 | 0 | 0 | 0 | 0 | 0 | 0 | 0 | 0 | 0 | 0 | 0 | 0 | 0 | 0 | 0 | 0 | 0 | 0 | 0 | 0 | 0 | 0 | 0 | 0 | 0 | 0 | 0 | 0 | 0 | 0 | 0 | 0 | 0 | 0 | 0 | 0 | 0 | 0 | 0 | 0 | 0 | 0 | 0 | 0 | 0 | 0 | 0 | 0 | 0 | 0 | 0 | 2020
Vintage1964 | hydro | TRUE | 6035.1574.MD.HY | 1574 | N | . | Conowingo | Exelon Power | 6035 | MD | SAT | RFC |  | 22 | 2 | NAICS-22 Non-Cogen | HY | WAT | HYC | PJM | M |  | 0 | 0 | 0 | 0 | 0 | 0 | 0 | 0 | 0 | 0 | 0 | 0 | 0 | 0 | 0 | 0 | 0 | 0 | 0 | 0 | 0 | 0 | 0 | 0 | 0 | 0 | 0 | 0 | 0 | 0 | 0 | 0 | 0 | 0 | 0 | 0 | 1966955 | 1990109 | 2350915 | 2277141 | 2013578 | 877813 | 417055 | 422955 | 226268 | 238647 | 578990 | 1308247 | 1966955 | 1990109 | 2350915 | 2277141 | 2013578 | 877813 | 417055 | 422955 | 226268 | 238647 | 578990 | 1308247 | 224359 | 227000 | 268155 | 259740 | 229677 | 100127 | 47571 | 48244 | 25809 | 27221 | 66042 | 149224 | 0 | 0 | 14668673 | 14668673 | 1673169 | 2020
Vintage1995 | petroleum | TRUE | 5625.1580.MD.IC | 1580 | N | . | Easton | Easton Utilities Comm | 5625 | MD | SAT | RFC |  | 22 | 1 | Electric Utility | IC | DFO | DFO | PJM | M | barrels | 68 | 164 | 22 | 0 | 0 | 0 | 168 | 26 | 869 | 74 | 38 | 55 | 68 | 164 | 22 | 0 | 0 | 0 | 168 | 26 | 869 | 74 | 38 | 55 | 5.821 | 5.821 | 5.821 | 0 | 0 | 0 | 5.821 | 5.821 | 5.821 | 5.821 | 5.821 | 5.821 | 396 | 955 | 128 | 0 | 0 | 0 | 978 | 151 | 5058 | 431 | 221 | 320 | 396 | 955 | 128 | 0 | 0 | 0 | 978 | 151 | 5058 | 431 | 221 | 320 | -95 | -22 | -108 | 0 | 0 | 0 | -5 | -103 | 368 | -38 | -95 | -86 | 1484 | 1484 | 8638 | 8638 | -184 | 2020
Vintage1995 | natural gas peaker | TRUE | 5625.1580.MD.IC | 1580 | N | . | Easton | Easton Utilities Comm | 5625 | MD | SAT | RFC |  | 22 | 1 | Electric Utility | IC | NG | NG | PJM | M | mcf | 0 | 0 | 0 | 0 | 0 | 0 | 0 | 0 | 0 | 0 | 0 | 0 | 0 | 0 | 0 | 0 | 0 | 0 | 0 | 0 | 0 | 0 | 0 | 0 | 0 | 0 | 0 | 0 | 0 | 0 | 0 | 0 | 0 | 0 | 0 | 0 | 0 | 0 | 0 | 0 | 0 | 0 | 0 | 0 | 0 | 0 | 0 | 0 | 0 | 0 | 0 | 0 | 0 | 0 | 0 | 0 | 0 | 0 | 0 | 0 | 0 | 0 | 0 | 0 | 0 | 0 | 0 | 0 | 0 | 0 | 0 | 0 | 0 | 0 | 0 | 0 | 0 | 2020
Vintage1970 | petroleum | TRUE | 6035.1586.MA.GT | 1586 | N | . | Exelon Framingham LLC | Exelon Power | 6035 | MA | NEW | NPCC |  | 22 | 2 | NAICS-22 Non-Cogen | GT | DFO | DFO | ISNE | A | barrels | 141 | 152 | 118 | 131 | 92 | 89 | 106 | 100 | 113 | 178 | 179 | 1002 | 141 | 152 | 118 | 131 | 92 | 89 | 106 | 100 | 113 | 178 | 179 | 1002 | 5.81 | 5.81 | 5.81 | 5.81 | 5.81 | 5.81 | 5.81 | 5.81 | 5.81 | 5.81 | 5.81 | 5.81 | 819 | 883 | 686 | 761 | 535 | 517 | 616 | 581 | 657 | 1034 | 1040 | 5822 | 819 | 883 | 686 | 761 | 535 | 517 | 616 | 581 | 657 | 1034 | 1040 | 5822 | 44.001 | 46.962 | 36.496 | 40.547 | 28.368 | 27.556 | 32.737 | 30.887 | 35.022 | 54.98 | 55.365 | 310.079 | 2401 | 2401 | 13951 | 13951 | 743 | 2020
Vintage2003 | natural gas combined cycle | TRUE | 49965.1588.MA.CA | 1588 | N | . | Mystic Generating Station | Constellation Mystic Power LLC | 49965 | MA | NEW | NPCC |  | 22 | 2 | NAICS-22 Non-Cogen | CA | NG | NG | ISNE | M | mcf | 11367 | 3642 | 856363 | 1171572 | 3373 | 5198 | 19601 | 293573 | 573 | 3533 | 841 | 16777 | 11367 | 3642 | 856363 | 1171572 | 3373 | 5198 | 19601 | 293573 | 573 | 3533 | 841 | 16777 | 1.046 | 1.034 | 1.033 | 1.033 | 1.033 | 1.034 | 1.028 | 1.033 | 1.035 | 1.035 | 1.035 | 1.035 | 11890 | 3766 | 884623 | 1210234 | 3484 | 5375 | 20150 | 303261 | 593 | 3657 | 870 | 17364 | 11890 | 3766 | 884623 | 1210234 | 3484 | 5375 | 20150 | 303261 | 593 | 3657 | 870 | 17364 | 168298 | 67075 | 39161 | 53118 | 35595 | 29624 | 114381 | 13116 | 4928 | 19859 | 38353 | 48384 | 2386413 | 2386413 | 2465267 | 2465267 | 631892 | 2020
Vintage2003 | natural gas combined cycle | TRUE | 49965.1588.MA.CT | 1588 | N | . | Mystic Generating Station | Constellation Mystic Power LLC | 49965 | MA | NEW | NPCC |  | 22 | 2 | NAICS-22 Non-Cogen | CT | NG | NG | ISNE | M | mcf | 3684897 | 1512473 | 4661 | 5535 | 776573 | 617239 | 2410380 | 948 | 115947 | 445358 | 798173 | 1047084 | 3684897 | 1512473 | 4661 | 5535 | 776573 | 617239 | 2410380 | 948 | 115947 | 445358 | 798173 | 1047084 | 1.046 | 1.034 | 1.033 | 1.033 | 1.033 | 1.034 | 1.028 | 1.033 | 1.035 | 1.035 | 1.035 | 1.035 | 3854402 | 1563897 | 4815 | 5718 | 802200 | 638225 | 2477871 | 979 | 120005 | 460946 | 826109 | 1083732 | 3854402 | 1563897 | 4815 | 5718 | 802200 | 638225 | 2477871 | 979 | 120005 | 460946 | 826109 | 1083732 | 341898 | 137619 | 78031 | 104952 | 69326 | 55538 | 210419 | 25187 | 9567 | 41846 | 75651 | 98131 | 11419268 | 11419268 | 11838899 | 11838899 | 1248165 | 2020
Vintage1969 | petroleum | TRUE | 49965.1588.MA.GT | 1588 | N | . | Mystic Generating Station | Constellation Mystic Power LLC | 49965 | MA | NEW | NPCC |  | 22 | 2 | NAICS-22 Non-Cogen | GT | DFO | DFO | ISNE | M | barrels | 29 | 0 | 0 | 0 | 110 | 92 | 249 | 410 | 240 | 31 | 0 | 0 | 29 | 0 | 0 | 0 | 110 | 92 | 249 | 410 | 240 | 31 | 0 | 0 | 5.813 | 0 | 0 | 0 | 5.813 | 5.813 | 5.813 | 5.813 | 5.814 | 5.813 | 0 | 0 | 169 | 0 | 0 | 0 | 639 | 535 | 1447 | 2383 | 1395 | 180 | 0 | 0 | 169 | 0 | 0 | 0 | 639 | 535 | 1447 | 2383 | 1395 | 180 | 0 | 0 | 9 | 0 | 0 | 0 | 31 | 25 | 72 | 122 | 77 | 9 | 0 | 0 | 1161 | 1161 | 6748 | 6748 | 345 | 2020
Vintage1975 | natural gas steam turbine | TRUE | 49965.1588.MA.ST | 1588 | N | . | Mystic Generating Station | Constellation Mystic Power LLC | 49965 | MA | NEW | NPCC |  | 22 | 2 | NAICS-22 Non-Cogen | ST | NG | NG | ISNE | M | mcf | 0 | 0 | 0 | 0 | 0 | 0 | 2866 | 0 | 0 | 0 | 0 | 0 | 0 | 0 | 0 | 0 | 0 | 0 | 2866 | 0 | 0 | 0 | 0 | 0 | 0 | 0 | 0 | 0 | 0 | 0 | 1.028 | 0 | 0 | 0 | 0 | 0 | 0 | 0 | 0 | 0 | 0 | 0 | 2946 | 0 | 0 | 0 | 0 | 0 | 0 | 0 | 0 | 0 | 0 | 0 | 2946 | 0 | 0 | 0 | 0 | 0 | 0 | 0 | 0 | 0 | 0 | 0 | 275.329 | 0 | 0 | 0 | 0 | 0 | 2866 | 2866 | 2946 | 2946 | 275.329 | 2020
Vintage1975 | petroleum | TRUE | 49965.1588.MA.ST | 1588 | N | . | Mystic Generating Station | Constellation Mystic Power LLC | 49965 | MA | NEW | NPCC |  | 22 | 2 | NAICS-22 Non-Cogen | ST | RFO | RFO | ISNE | M | barrels | 0 | 0 | 0 | 0 | 0 | 0 | 6814 | 0 | 0 | 0 | 0 | 0 | 0 | 0 | 0 | 0 | 0 | 0 | 6814 | 0 | 0 | 0 | 0 | 0 | 0 | 0 | 0 | 0 | 0 | 0 | 6.3 | 0 | 0 | 0 | 0 | 0 | 0 | 0 | 0 | 0 | 0 | 0 | 42928 | 0 | 0 | 0 | 0 | 0 | 0 | 0 | 0 | 0 | 0 | 0 | 42928 | 0 | 0 | 0 | 0 | 0 | 0 | 0 | 0 | 0 | 0 | 0 | 4011.671 | 0 | 0 | 0 | 0 | 0 | 6814 | 6814 | 42928 | 42928 | 4011.671 | 2020
Vintage1971 | petroleum | TRUE | 6035.1592.MA.GT | 1592 | N | . | Exelon Medway LLC | Exelon Power | 6035 | MA | NEW | NPCC |  | 22 | 2 | NAICS-22 Non-Cogen | GT | DFO | DFO | ISNE | A | barrels | 488 | 520 | 404 | 449 | 314 | 305 | 363 | 342 | 388 | 609 | 613 | 3435 | 488 | 520 | 404 | 449 | 314 | 305 | 363 | 342 | 388 | 609 | 613 | 3435 | 5.81 | 5.81 | 5.81 | 5.81 | 5.81 | 5.81 | 5.81 | 5.81 | 5.81 | 5.81 | 5.81 | 5.81 | 2835 | 3021 | 2347 | 2609 | 1824 | 1772 | 2109 | 1987 | 2254 | 3538 | 3562 | 19957 | 2835 | 3021 | 2347 | 2609 | 1824 | 1772 | 2109 | 1987 | 2254 | 3538 | 3562 | 19957 | 67.155 | 71.675 | 55.702 | 61.885 | 43.297 | 42.057 | 49.965 | 47.142 | 53.452 | 83.913 | 84.501 | 473.256 | 8230 | 8230 | 47815 | 47815 | 1134 | 2020
Vintage1958 | petroleum | TRUE | 59528.1595.MA.CA | 1595 | Y | . | Kendall Square Station | Kendall Green Energy, LLC | 59528 | MA | NEW | NPCC |  | 22 | 3 | NAICS-22 Cogen | CA | DFO | DFO | ISNE | M | barrels | 0 | 0 | 0 | 0 | 0 | 0 | 0 | 0 | 0 | 0 | 0 | 0 | 0 | 0 | 0 | 0 | 0 | 0 | 0 | 0 | 0 | 0 | 0 | 0 | 0 | 0 | 0 | 0 | 0 | 0 | 0 | 0 | 0 | 0 | 0 | 0 | 0 | 0 | 0 | 0 | 0 | 0 | 0 | 0 | 0 | 0 | 0 | 0 | 0 | 0 | 0 | 0 | 0 | 0 | 0 | 0 | 0 | 0 | 0 | 0 | 0 | 0 | 0 | 0 | 0 | 0 | 0 | 0 | 0 | 0 | 0 | 0 | 0 | 0 | 0 | 0 | 0 | 2020
Vintage1958 | natural gas combined cycle | TRUE | 59528.1595.MA.CA | 1595 | Y | . | Kendall Square Station | Kendall Green Energy, LLC | 59528 | MA | NEW | NPCC |  | 22 | 3 | NAICS-22 Cogen | CA | NG | NG | ISNE | M | mcf | 10522 | 9562 | 7925 | 8328 | 62903 | 54643 | 5711 | 6338 | 44023 | 40373 | 7870 | 6241 | 10522 | 9562 | 7925 | 8328 | 59608 | 27347 | 5711 | 6338 | 44023 | 40373 | 7870 | 6241 | 1.032 | 1.032 | 1.028 | 1.028 | 1.027 | 1.026 | 1.027 | 1.027 | 1.027 | 1.028 | 1.027 | 1.028 | 10859 | 9868 | 8147 | 8561 | 64601 | 56064 | 5865 | 6509 | 45212 | 41503 | 8082 | 6416 | 10859 | 9868 | 8147 | 8561 | 61217 | 28058 | 5865 | 6509 | 45212 | 41503 | 8082 | 6416 | 15175 | 14744 | 15472 | 14982 | 10301 | 4675 | 13524 | 13674 | 9139 | 11793 | 15882 | 14925 | 264439 | 233848 | 271687 | 240297 | 154286 | 2020
Vintage2002 | petroleum | TRUE | 59528.1595.MA.CT | 1595 | Y | . | Kendall Square Station | Kendall Green Energy, LLC | 59528 | MA | NEW | NPCC |  | 22 | 3 | NAICS-22 Cogen | CT | DFO | DFO | ISNE | M | barrels | 0 | 0 | 0 | 0 | 0 | 0 | 0 | 0 | 0 | 0 | 0 | 0 | 0 | 0 | 0 | 0 | 0 | 0 | 0 | 0 | 0 | 0 | 0 | 0 | 0 | 0 | 0 | 0 | 0 | 0 | 0 | 0 | 0 | 0 | 0 | 0 | 0 | 0 | 0 | 0 | 0 | 0 | 0 | 0 | 0 | 0 | 0 | 0 | 0 | 0 | 0 | 0 | 0 | 0 | 0 | 0 | 0 | 0 | 0 | 0 | 0 | 0 | 0 | 0 | 0 | 0 | 0 | 0 | 0 | 0 | 0 | 0 | 0 | 0 | 0 | 0 | 0 | 2020
Vintage2002 | natural gas combined cycle | TRUE | 59528.1595.MA.CT | 1595 | Y | . | Kendall Square Station | Kendall Green Energy, LLC | 59528 | MA | NEW | NPCC |  | 22 | 3 | NAICS-22 Cogen | CT | NG | NG | ISNE | M | mcf | 1293733 | 1263433 | 1315929 | 1279827 | 842573 | 376966 | 1089293 | 1100336 | 740508 | 1010902 | 1309561 | 1261434 | 780338 | 774834 | 797645 | 778484 | 447630 | 193873 | 630078 | 647662 | 403900 | 572687 | 804653 | 762195 | 1.032 | 1.032 | 1.028 | 1.028 | 1.027 | 1.026 | 1.027 | 1.027 | 1.027 | 1.028 | 1.027 | 1.028 | 1335132 | 1303863 | 1352775 | 1315662 | 865322 | 386767 | 1118704 | 1130045 | 760502 | 1039207 | 1344919 | 1296754 | 805309 | 799629 | 819979 | 800282 | 459716 | 198914 | 647090 | 665149 | 414805 | 588722 | 826379 | 783536 | 124521 | 123899 | 126264 | 123681 | 78864 | 33943 | 97406 | 100771 | 69123 | 90891 | 126784 | 119855 | 12884495 | 7593979 | 13249652 | 7809510 | 1216002 | 2020
Vintage2002 | petroleum | TRUE | 59528.1595.MA.CT | 1595 | Y | . | Kendall Square Station | Kendall Green Energy, LLC | 59528 | MA | NEW | NPCC |  | 22 | 3 | NAICS-22 Cogen | CT | RFO | RFO | ISNE | M | barrels | 0 | 0 | 0 | 0 | 0 | 0 | 0 | 0 | 0 | 0 | 0 | 0 | 0 | 0 | 0 | 0 | 0 | 0 | 0 | 0 | 0 | 0 | 0 | 0 | 0 | 0 | 0 | 0 | 0 | 0 | 0 | 0 | 0 | 0 | 0 | 0 | 0 | 0 | 0 | 0 | 0 | 0 | 0 | 0 | 0 | 0 | 0 | 0 | 0 | 0 | 0 | 0 | 0 | 0 | 0 | 0 | 0 | 0 | 0 | 0 | 0 | 0 | 0 | 0 | 0 | 0 | 0 | 0 | 0 | 0 | 0 | 0 | 0 | 0 | 0 | 0 | 0 | 2020
Vintage1970 | petroleum | TRUE | 59528.1595.MA.GT | 1595 | Y | . | Kendall Square Station | Kendall Green Energy, LLC | 59528 | MA | NEW | NPCC |  | 22 | 3 | NAICS-22 Cogen | GT | DFO | DFO | ISNE | M | barrels | 13 | 9 | 7 | 109 | 298 | 303 | 214 | 287 | 336 | 0 | 0 | 0 | 0 | 0 | 0 | 46 | 67 | 82 | 84 | 113 | 141 | 0 | 0 | 0 | 5.8 | 5.8 | 5.8 | 5.8 | 5.8 | 5.8 | 5.8 | 5.8 | 5.8 | 0 | 0 | 0 | 75 | 52 | 41 | 632 | 1728 | 1757 | 1241 | 1665 | 1949 | 0 | 0 | 0 | 0 | 0 | 0 | 267 | 387 | 478 | 489 | 654 | 819 | 0 | 0 | 0 | 0 | 0 | 0 | 47 | 68 | 84 | 86 | 115 | 144 | 0 | 0 | 0 | 1576 | 533 | 9140 | 3094 | 544 | 2020
Vintage1972 | petroleum | TRUE | 21461.1597.MA.IC | 1597 | N | . | Oak Bluffs Diesel Generating Facility | GenOn Canal, LLC | 21461 | MA | NEW | NPCC |  | 22 | 2 | NAICS-22 Non-Cogen | IC | DFO | DFO | ISNE | A | barrels | 105 | 113 | 87 | 97 | 68 | 66 | 78 | 74 | 84 | 132 | 133 | 743 | 105 | 113 | 87 | 97 | 68 | 66 | 78 | 74 | 84 | 132 | 133 | 743 | 5.775 | 5.775 | 5.775 | 5.775 | 5.775 | 5.775 | 5.775 | 5.775 | 5.775 | 5.775 | 5.775 | 5.775 | 606 | 653 | 502 | 560 | 393 | 381 | 450 | 427 | 485 | 762 | 768 | 4291 | 606 | 653 | 502 | 560 | 393 | 381 | 450 | 427 | 485 | 762 | 768 | 4291 | 60.225 | 64.28 | 49.955 | 55.5 | 38.83 | 37.718 | 44.81 | 42.278 | 47.937 | 75.256 | 75.783 | 424.428 | 1780 | 1780 | 10278 | 10278 | 1017 | 2020
Vintage2019 | petroleum | TRUE | 61708.1599.MA.GT | 1599 | N | . | Canal | NRG Canal 3 Development LLC | 61708 | MA | NEW | NPCC |  | 22 | 2 | NAICS-22 Non-Cogen | GT | DFO | DFO | ISNE | M | barrels | 6674 | 1673 | 0 | 0 | 397 | 0 | 0 | . | 0 | 0 | 0 | 3416 | 6674 | 1673 | 0 | 0 | 397 | 0 | 0 | . | 0 | 0 | 0 | 3416 | 5.8 | 5.8 | 0 | 0 | 5.8 | 0 | 0 | . | 0 | 0 | 0 | 5.8 | 38709 | 9703 | 0 | 0 | 2303 | 0 | 0 | . | 0 | 0 | 0 | 19813 | 38709 | 9703 | 0 | 0 | 2303 | 0 | 0 | . | 0 | 0 | 0 | 19813 | 3610.396 | 991.005 | -15.688 | -15.185 | -2.237 | 0 | 0 | . | 0 | 0 | 0 | 1902.631 | 12160 | 12160 | 70528 | 70528 | 6470.922 | 2020
Vintage2019 | natural gas peaker | TRUE | 61708.1599.MA.GT | 1599 | N | . | Canal | NRG Canal 3 Development LLC | 61708 | MA | NEW | NPCC |  | 22 | 2 | NAICS-22 Non-Cogen | GT | NG | NG | ISNE | M | mcf | 50284 | 14854 | 0 | 0 | 1762 | 188303 | 1020024 | . | 169542 | 265592 | 7447 | 29439 | 50284 | 14854 | 0 | 0 | 1762 | 188303 | 1020024 | . | 169542 | 265592 | 7447 | 29439 | 1.027 | 1.027 | 0 | 0 | 1.03 | 1.03 | 1.03 | . | 1.03 | 1.027 | 1.027 | 1.027 | 51642 | 15255 | 0 | 0 | 1815 | 193952 | 1050625 | . | 174628 | 272763 | 7648 | 30234 | 51642 | 15255 | 0 | 0 | 1815 | 193952 | 1050625 | . | 174628 | 272763 | 7648 | 30234 | 4816.604 | 1557.995 | -452.312 | -437.815 | -1.763 | 19168 | 97861 | . | 16668 | 31567 | 687 | 2903.369 | 1747247 | 1747247 | 1798562 | 1798562 | 174337.08 | 2020
Vintage1976 | petroleum | TRUE | 61708.1599.MA.ST | 1599 | N | . | Canal | NRG Canal 3 Development LLC | 61708 | MA | NEW | NPCC |  | 22 | 2 | NAICS-22 Non-Cogen | ST | DFO | DFO | ISNE | M | barrels | 0 | 0 | 0 | 0 | 0 | 0 | 0 | . | 0 | 0 | 0 | 0 | 0 | 0 | 0 | 0 | 0 | 0 | 0 | . | 0 | 0 | 0 | 0 | 0 | 0 | 0 | 0 | 0 | 0 | 0 | . | 0 | 0 | 0 | 0 | 0 | 0 | 0 | 0 | 0 | 0 | 0 | . | 0 | 0 | 0 | 0 | 0 | 0 | 0 | 0 | 0 | 0 | 0 | . | 0 | 0 | 0 | 0 | -4.568 | -3.985 | -6.385 | -2.926 | -2.94 | -2.814 | 0 | . | -0.834 | -2.763 | -4.05 | -3.301 | 0 | 0 | 0 | 0 | -34.566 | 2020
Vintage1976 | natural gas steam turbine | TRUE | 61708.1599.MA.ST | 1599 | N | . | Canal | NRG Canal 3 Development LLC | 61708 | MA | NEW | NPCC |  | 22 | 2 | NAICS-22 Non-Cogen | ST | NG | NG | ISNE | M | mcf | 0 | 0 | 0 | 0 | 0 | 0 | 71868 | . | 0 | 0 | 0 | 0 | 0 | 0 | 0 | 0 | 0 | 0 | 71868 | . | 0 | 0 | 0 | 0 | 0 | 0 | 0 | 0 | 0 | 0 | 1.03 | . | 0 | 0 | 0 | 0 | 0 | 0 | 0 | 0 | 0 | 0 | 74024 | . | 0 | 0 | 0 | 0 | 0 | 0 | 0 | 0 | 0 | 0 | 74024 | . | 0 | 0 | 0 | 0 | -261.503 | -228.13 | -365.491 | -167.51 | -168.316 | -161.061 | 6127.631 | . | -47.722 | -158.159 | -231.838 | -188.953 | 71868 | 71868 | 74024 | 74024 | 4148.948 | 2020
Vintage1976 | petroleum | TRUE | 61708.1599.MA.ST | 1599 | N | . | Canal | NRG Canal 3 Development LLC | 61708 | MA | NEW | NPCC |  | 22 | 2 | NAICS-22 Non-Cogen | ST | RFO | RFO | ISNE | M | barrels | 0 | 0 | 0 | 0 | 0 | 0 | 4783 | . | 0 | 0 | 0 | 0 | 0 | 0 | 0 | 0 | 0 | 0 | 4783 | . | 0 | 0 | 0 | 0 | 0 | 0 | 0 | 0 | 0 | 0 | 6.3 | . | 0 | 0 | 0 | 0 | 0 | 0 | 0 | 0 | 0 | 0 | 30133 | . | 0 | 0 | 0 | 0 | 0 | 0 | 0 | 0 | 0 | 0 | 30133 | . | 0 | 0 | 0 | 0 | -1355.929 | -1182.885 | -1895.124 | -868.564 | -872.744 | -835.125 | 2494.369 | . | -247.444 | -820.078 | -1202.112 | -979.746 | 4783 | 4783 | 30133 | 30133 | -7765.382 | 2020
Vintage1924 | hydro | TRUE | 8776.1603.MA.HY | 1603 | N | . | Boatlock | City of Holyoke Gas and Electric Dept. | 8776 | MA | NEW | NPCC |  | 22 | 1 | Electric Utility | HY | WAT | HYC | ISNE | A |  | 0 | 0 | 0 | 0 | 0 | 0 | 0 | 0 | 0 | 0 | 0 | 0 | 0 | 0 | 0 | 0 | 0 | 0 | 0 | 0 | 0 | 0 | 0 | 0 | 0 | 0 | 0 | 0 | 0 | 0 | 0 | 0 | 0 | 0 | 0 | 0 | 14620 | 12460 | 17003 | 18345 | 16532 | 5472 | 6950 | 3758 | 2139 | 7956 | 9381 | 12654 | 14620 | 12460 | 17003 | 18345 | 16532 | 5472 | 6950 | 3758 | 2139 | 7956 | 9381 | 12654 | 1667.577 | 1421.209 | 1939.424 | 2092.53 | 1885.742 | 624.156 | 792.787 | 428.626 | 243.998 | 907.498 | 1070.084 | 1443.369 | 0 | 0 | 127270 | 127270 | 14517 | 2020
Vintage1935 | hydro | TRUE | 8776.1604.MA.HY | 1604 | N | . | Chemical | City of Holyoke Gas and Electric Dept. | 8776 | MA | NEW | NPCC |  | 22 | 1 | Electric Utility | HY | WAT | HYC | ISNE | A |  | 0 | 0 | 0 | 0 | 0 | 0 | 0 | 0 | 0 | 0 | 0 | 0 | 0 | 0 | 0 | 0 | 0 | 0 | 0 | 0 | 0 | 0 | 0 | 0 | 0 | 0 | 0 | 0 | 0 | 0 | 0 | 0 | 0 | 0 | 0 | 0 | 0 | 0 | 0 | 0 | 0 | 0 | 0 | 0 | 0 | 0 | 0 | 0 | 0 | 0 | 0 | 0 | 0 | 0 | 0 | 0 | 0 | 0 | 0 | 0 | 0 | 0 | 0 | 0 | 0 | 0 | 0 | 0 | 0 | 0 | 0 | 0 | 0 | 0 | 0 | 0 | 0 | 2020
Vintage1983 | hydro | TRUE | 8776.1605.MA.HY | 1605 | N | . | Hadley Falls | City of Holyoke Gas and Electric Dept. | 8776 | MA | NEW | NPCC |  | 22 | 1 | Electric Utility | HY | WAT | HYC | ISNE | A |  | 0 | 0 | 0 | 0 | 0 | 0 | 0 | 0 | 0 | 0 | 0 | 0 | 0 | 0 | 0 | 0 | 0 | 0 | 0 | 0 | 0 | 0 | 0 | 0 | 0 | 0 | 0 | 0 | 0 | 0 | 0 | 0 | 0 | 0 | 0 | 0 | 94978 | 80946 | 110461 | 119181 | 107404 | 35549 | 45154 | 24413 | 13897 | 51687 | 60947 | 82208 | 94978 | 80946 | 110461 | 119181 | 107404 | 35549 | 45154 | 24413 | 13897 | 51687 | 60947 | 82208 | 10833.568 | 9233.013 | 12599.641 | 13594.309 | 12250.891 | 4054.889 | 5150.409 | 2784.608 | 1585.156 | 5895.64 | 6951.898 | 9376.978 | 0 | 0 | 826825 | 826825 | 94311 | 2020
Vintage1931 | hydro | TRUE | 8776.1607.MA.HY | 1607 | N | . | Riverside Holyoke | City of Holyoke Gas and Electric Dept. | 8776 | MA | NEW | NPCC |  | 22 | 1 | Electric Utility | HY | WAT | HYC | ISNE | A |  | 0 | 0 | 0 | 0 | 0 | 0 | 0 | 0 | 0 | 0 | 0 | 0 | 0 | 0 | 0 | 0 | 0 | 0 | 0 | 0 | 0 | 0 | 0 | 0 | 0 | 0 | 0 | 0 | 0 | 0 | 0 | 0 | 0 | 0 | 0 | 0 | 31702 | 27018 | 36870 | 39780 | 35849 | 11866 | 15071 | 8148 | 4639 | 17252 | 20343 | 27439 | 31702 | 27018 | 36870 | 39780 | 35849 | 11866 | 15071 | 8148 | 4639 | 17252 | 20343 | 27439 | 3616.015 | 3081.783 | 4205.491 | 4537.49 | 4089.086 | 1353.435 | 1719.097 | 929.443 | 529.091 | 1967.839 | 2320.395 | 3129.835 | 0 | 0 | 275977 | 275977 | 31479 | 2020
Vintage2019 | other | TRUE | 13206.1615.MA.BA | 1615 | N | . | Nantucket Hybrid | Nantucket Electric Co | 13206 | MA | NEW | NPCC |  | 22 | 1 | Electric Utility | BA | MWH | OTH | ISNE | A | megawatthours | 8 | 6 | 6 | 6 | 6 | 5 | 6 | 6 | 6 | 7 | 6 | 6 | 8 | 6 | 6 | 6 | 6 | 5 | 6 | 6 | 6 | 7 | 6 | 6 | 0 | 0 | 0 | 0 | 0 | 0 | 0 | 0 | 0 | 0 | 0 | 0 | 0 | 0 | 0 | 0 | 0 | 0 | 0 | 0 | 0 | 0 | 0 | 0 | 0 | 0 | 0 | 0 | 0 | 0 | 0 | 0 | 0 | 0 | 0 | 0 | -6.224 | -5.298 | -5.878 | -5.756 | -5.933 | -4.358 | -5.696 | -5.971 | -5.898 | -6.077 | -5.937 | -5.974 | 74 | 74 | 0 | 0 | -69 | 2020
Vintage2019 | petroleum | TRUE | 13206.1615.MA.GT | 1615 | N | . | Nantucket Hybrid | Nantucket Electric Co | 13206 | MA | NEW | NPCC |  | 22 | 1 | Electric Utility | GT | DFO | DFO | ISNE | A | barrels | 36 | 39 | 30 | 33 | 23 | 23 | 27 | 25 | 29 | 45 | 45 | 255 | 36 | 39 | 30 | 33 | 23 | 23 | 27 | 25 | 29 | 45 | 45 | 255 | 5.81 | 5.81 | 5.81 | 5.81 | 5.81 | 5.81 | 5.81 | 5.81 | 5.81 | 5.81 | 5.81 | 5.81 | 209 | 227 | 174 | 192 | 134 | 134 | 157 | 145 | 168 | 261 | 261 | 1482 | 209 | 227 | 174 | 192 | 134 | 134 | 157 | 145 | 168 | 261 | 261 | 1482 | 12.438 | 13.273 | 10.315 | 11.46 | 8.018 | 7.788 | 9.253 | 8.73 | 9.898 | 15.539 | 15.648 | 87.64 | 610 | 610 | 3544 | 3544 | 210 | 2020
Vintage2019 | petroleum | TRUE | 13206.1615.MA.IC | 1615 | N | . | Nantucket Hybrid | Nantucket Electric Co | 13206 | MA | NEW | NPCC |  | 22 | 1 | Electric Utility | IC | DFO | DFO | ISNE | A | barrels | 0 | 0 | 0 | 0 | 0 | 0 | 0 | 0 | 0 | 0 | 0 | 6 | 0 | 0 | 0 | 0 | 0 | 0 | 0 | 0 | 0 | 0 | 0 | 6 | 0 | 0 | 0 | 0 | 0 | 0 | 0 | 0 | 0 | 0 | 0 | 5.793 | 0 | 0 | 0 | 0 | 0 | 0 | 0 | 0 | 0 | 0 | 0 | 35 | 0 | 0 | 0 | 0 | 0 | 0 | 0 | 0 | 0 | 0 | 0 | 35 | 0 | 0 | 0 | 0 | 0 | 0 | 0 | 0 | 0 | 0 | 0 | 4 | 6 | 6 | 35 | 35 | 4 | 2020
Vintage1974 | hydro | TRUE | 61122.1620.MA.HY | 1620 | N | . | Deerfield 5 | Great River Hydro, LLC | 61122 | MA | NEW | NPCC |  | 22 | 2 | NAICS-22 Non-Cogen | HY | WAT | HYC | ISNE | A |  | 0 | 0 | 0 | 0 | 0 | 0 | 0 | 0 | 0 | 0 | 0 | 0 | 0 | 0 | 0 | 0 | 0 | 0 | 0 | 0 | 0 | 0 | 0 | 0 | 0 | 0 | 0 | 0 | 0 | 0 | 0 | 0 | 0 | 0 | 0 | 0 | 48870 | 41650 | 56837 | 61324 | 55264 | 18292 | 23233 | 12561 | 7151 | 26595 | 31360 | 42299 | 48870 | 41650 | 56837 | 61324 | 55264 | 18292 | 23233 | 12561 | 7151 | 26595 | 31360 | 42299 | 5574.328 | 4750.776 | 6483.048 | 6994.847 | 6303.602 | 2086.412 | 2650.104 | 1432.799 | 815.63 | 3033.556 | 3577.046 | 4824.852 | 0 | 0 | 425436 | 425436 | 48527 | 2020
Vintage1917 | hydro | TRUE | 58185.1629.MA.HY | 1629 | N | . | Cabot | FirstLight Power Resources, Inc. - MA | 58185 | MA | NEW | NPCC |  | 22 | 2 | NAICS-22 Non-Cogen | HY | WAT | HYC | ISNE | A |  | 0 | 0 | 0 | 0 | 0 | 0 | 0 | 0 | 0 | 0 | 0 | 0 | 0 | 0 | 0 | 0 | 0 | 0 | 0 | 0 | 0 | 0 | 0 | 0 | 0 | 0 | 0 | 0 | 0 | 0 | 0 | 0 | 0 | 0 | 0 | 0 | 277873 | 236820 | 323172 | 348684 | 314226 | 104005 | 132104 | 71423 | 40658 | 151219 | 178311 | 240513 | 277873 | 236820 | 323172 | 348684 | 314226 | 104005 | 132104 | 71423 | 40658 | 151219 | 178311 | 240513 | 31695.343 | 27012.665 | 36862.276 | 39772.338 | 35841.953 | 11863.229 | 15068.351 | 8146.82 | 4637.628 | 17248.644 | 20338.895 | 27433.858 | 0 | 0 | 2419008 | 2419008 | 275922 | 2020
Vintage1930 | hydro | TRUE | 8776.1630.MA.HY | 1630 | N | . | Cobble Mountain | City of Holyoke Gas and Electric Dept. | 8776 | MA | NEW | NPCC |  | 22 | 1 | Electric Utility | HY | WAT | HYC | ISNE | A |  | 0 | 0 | 0 | 0 | 0 | 0 | 0 | 0 | 0 | 0 | 0 | 0 | 0 | 0 | 0 | 0 | 0 | 0 | 0 | 0 | 0 | 0 | 0 | 0 | 0 | 0 | 0 | 0 | 0 | 0 | 0 | 0 | 0 | 0 | 0 | 0 | 12193 | 10391 | 14180 | 15300 | 13788 | 4564 | 5797 | 3134 | 1784 | 6635 | 7824 | 10553 | 12193 | 10391 | 14180 | 15300 | 13788 | 4564 | 5797 | 3134 | 1784 | 6635 | 7824 | 10553 | 1390.74 | 1185.271 | 1617.456 | 1745.144 | 1572.685 | 520.539 | 661.174 | 357.469 | 203.491 | 756.842 | 892.437 | 1203.752 | 0 | 0 | 106143 | 106143 | 12107 | 2020
Vintage1969 | petroleum | TRUE | 56401.1631.MA.GT | 1631 | N | . | Doreen | NAEA Energy Massachusetts LLC | 56401 | MA | NEW | NPCC |  | 22 | 2 | NAICS-22 Non-Cogen | GT | JF | WOO | ISNE | A | barrels | 0 | 0 | 0 | 0 | 0 | 0 | 0 | 0 | 0 | 0 | 0 | 0 | 0 | 0 | 0 | 0 | 0 | 0 | 0 | 0 | 0 | 0 | 0 | 0 | 0 | 0 | 0 | 0 | 0 | 0 | 0 | 0 | 0 | 0 | 0 | 0 | 0 | 0 | 0 | 0 | 0 | 0 | 0 | 0 | 0 | 0 | 0 | 0 | 0 | 0 | 0 | 0 | 0 | 0 | 0 | 0 | 0 | 0 | 0 | 0 | 0 | 0 | 0 | 0 | 0 | 0 | 0 | 0 | 0 | 0 | 0 | 0 | 0 | 0 | 0 | 0 | 0 | 2020
Vintage1969 | petroleum | TRUE | 56401.1631.MA.GT | 1631 | N | . | Doreen | NAEA Energy Massachusetts LLC | 56401 | MA | NEW | NPCC |  | 22 | 2 | NAICS-22 Non-Cogen | GT | KER | WOO | ISNE | A | barrels | 17 | 18 | 14 | 16 | 11 | 11 | 13 | 12 | 14 | 21 | 21 | 120 | 17 | 18 | 14 | 16 | 11 | 11 | 13 | 12 | 14 | 21 | 21 | 120 | 5.6 | 5.6 | 5.6 | 5.6 | 5.6 | 5.6 | 5.6 | 5.6 | 5.6 | 5.6 | 5.6 | 5.6 | 95 | 101 | 78 | 90 | 62 | 62 | 73 | 67 | 78 | 118 | 118 | 672 | 95 | 101 | 78 | 90 | 62 | 62 | 73 | 67 | 78 | 118 | 118 | 672 | 6.277 | 6.7 | 5.207 | 5.785 | 4.047 | 3.931 | 4.67 | 4.407 | 4.996 | 7.844 | 7.899 | 44.237 | 288 | 288 | 1614 | 1614 | 106 | 2020
Vintage1964 | hydro | TRUE | 61350.1634.MA.HY | 1634 | N | . | Gardners Falls | Central Rivers Power MA, LLC | 61350 | MA | NEW | NPCC |  | 22 | 2 | NAICS-22 Non-Cogen | HY | WAT | HYC | ISNE | A |  | 0 | 0 | 0 | 0 | 0 | 0 | 0 | 0 | 0 | 0 | 0 | 0 | 0 | 0 | 0 | 0 | 0 | 0 | 0 | 0 | 0 | 0 | 0 | 0 | 0 | 0 | 0 | 0 | 0 | 0 | 0 | 0 | 0 | 0 | 0 | 0 | 10746 | 9159 | 12498 | 13485 | 12152 | 4022 | 5109 | 2762 | 1572 | 5848 | 6896 | 9302 | 10746 | 9159 | 12498 | 13485 | 12152 | 4022 | 5109 | 2762 | 1572 | 5848 | 6896 | 9302 | 1225.784 | 1044.687 | 1425.611 | 1538.154 | 1386.151 | 458.798 | 582.753 | 315.07 | 179.356 | 667.074 | 786.586 | 1060.976 | 0 | 0 | 93551 | 93551 | 10671 | 2020
Vintage1918 | hydro | TRUE | 61350.1637.MA.HY | 1637 | N | . | Putts Bridge | Central Rivers Power MA, LLC | 61350 | MA | NEW | NPCC |  | 22 | 2 | NAICS-22 Non-Cogen | HY | WAT | HYC | ISNE | A |  | 0 | 0 | 0 | 0 | 0 | 0 | 0 | 0 | 0 | 0 | 0 | 0 | 0 | 0 | 0 | 0 | 0 | 0 | 0 | 0 | 0 | 0 | 0 | 0 | 0 | 0 | 0 | 0 | 0 | 0 | 0 | 0 | 0 | 0 | 0 | 0 | 8200 | 6988 | 9536 | 10289 | 9272 | 3069 | 3898 | 2108 | 1200 | 4462 | 5262 | 7097 | 8200 | 6988 | 9536 | 10289 | 9272 | 3069 | 3898 | 2108 | 1200 | 4462 | 5262 | 7097 | 935.275 | 797.099 | 1087.745 | 1173.616 | 1057.637 | 350.064 | 444.642 | 240.399 | 136.849 | 508.979 | 600.167 | 809.528 | 0 | 0 | 71381 | 71381 | 8142 | 2020
Vintage1934 | hydro | TRUE | 61350.1638.MA.HY | 1638 | N | . | Redbridge | Central Rivers Power MA, LLC | 61350 | MA | NEW | NPCC |  | 22 | 2 | NAICS-22 Non-Cogen | HY | WAT | HYC | ISNE | A |  | 0 | 0 | 0 | 0 | 0 | 0 | 0 | 0 | 0 | 0 | 0 | 0 | 0 | 0 | 0 | 0 | 0 | 0 | 0 | 0 | 0 | 0 | 0 | 0 | 0 | 0 | 0 | 0 | 0 | 0 | 0 | 0 | 0 | 0 | 0 | 0 | 14179 | 12084 | 16490 | 17792 | 16033 | 5307 | 6741 | 3644 | 2075 | 7716 | 9098 | 12272 | 14179 | 12084 | 16490 | 17792 | 16033 | 5307 | 6741 | 3644 | 2075 | 7716 | 9098 | 12272 | 1617.264 | 1378.329 | 1880.908 | 2029.395 | 1828.846 | 605.325 | 768.867 | 415.694 | 236.636 | 880.117 | 1037.798 | 1399.821 | 0 | 0 | 123431 | 123431 | 14079 | 2020
Vintage2002 | petroleum | TRUE | 56401.1642.MA.GT | 1642 | N | . | Essential Power Massachusetts LLC | NAEA Energy Massachusetts LLC | 56401 | MA | NEW | NPCC |  | 22 | 2 | NAICS-22 Non-Cogen | GT | DFO | DFO | ISNE | A | barrels | 17 | 17 | 13 | 15 | 10 | 10 | 12 | 11 | 13 | 20 | 20 | 114 | 17 | 17 | 13 | 15 | 10 | 10 | 12 | 11 | 13 | 20 | 20 | 114 | 5.6 | 5.6 | 5.6 | 5.6 | 5.6 | 5.6 | 5.6 | 5.6 | 5.6 | 5.6 | 5.6 | 5.6 | 95 | 95 | 73 | 84 | 56 | 56 | 67 | 62 | 73 | 112 | 112 | 638 | 95 | 95 | 73 | 84 | 56 | 56 | 67 | 62 | 73 | 112 | 112 | 638 | 8.033 | 8.576 | 6.665 | 7.405 | 5.181 | 5.032 | 5.979 | 5.641 | 6.396 | 10.041 | 10.111 | 56.627 | 272 | 272 | 1523 | 1523 | 135.687 | 2020
Vintage2002 | petroleum | TRUE | 56401.1642.MA.GT | 1642 | N | . | Essential Power Massachusetts LLC | NAEA Energy Massachusetts LLC | 56401 | MA | NEW | NPCC |  | 22 | 2 | NAICS-22 Non-Cogen | GT | KER | WOO | ISNE | A | barrels | 30 | 33 | 26 | 29 | 20 | 20 | 23 | 22 | 25 | 39 | 39 | 220 | 30 | 33 | 26 | 29 | 20 | 20 | 23 | 22 | 25 | 39 | 39 | 220 | 5.6 | 5.6 | 5.6 | 5.6 | 5.6 | 5.6 | 5.6 | 5.6 | 5.6 | 5.6 | 5.6 | 5.6 | 168 | 185 | 146 | 162 | 112 | 112 | 129 | 123 | 140 | 218 | 218 | 1232 | 168 | 185 | 146 | 162 | 112 | 112 | 129 | 123 | 140 | 218 | 218 | 1232 | 15.538 | 16.585 | 12.889 | 14.32 | 10.018 | 9.732 | 11.561 | 10.908 | 12.368 | 19.417 | 19.553 | 109.507 | 526 | 526 | 2945 | 2945 | 262.396 | 2020
Vintage2002 | natural gas peaker | TRUE | 56401.1642.MA.GT | 1642 | N | . | Essential Power Massachusetts LLC | NAEA Energy Massachusetts LLC | 56401 | MA | NEW | NPCC |  | 22 | 2 | NAICS-22 Non-Cogen | GT | NG | NG | ISNE | A | mcf | 1083 | 855 | 379 | 438 | 308 | 822 | 1636 | 1379 | 803 | 874 | 638 | 933 | 1083 | 855 | 379 | 438 | 308 | 822 | 1636 | 1379 | 803 | 874 | 638 | 933 | 1.032 | 1.032 | 1.032 | 1.032 | 1.032 | 1.032 | 1.032 | 1.032 | 1.032 | 1.032 | 1.032 | 1.032 | 1118 | 882 | 391 | 452 | 318 | 848 | 1688 | 1423 | 829 | 902 | 658 | 963 | 1118 | 882 | 391 | 452 | 318 | 848 | 1688 | 1423 | 829 | 902 | 658 | 963 | 99.728 | 78.562 | 34.799 | 40.22 | 28.357 | 75.531 | 150.378 | 126.765 | 73.788 | 80.337 | 58.671 | 85.781 | 10148 | 10148 | 10472 | 10472 | 932.917 | 2020
Vintage1957 | natural gas steam turbine | TRUE | 56401.1642.MA.ST | 1642 | N | . | Essential Power Massachusetts LLC | NAEA Energy Massachusetts LLC | 56401 | MA | NEW | NPCC |  | 22 | 2 | NAICS-22 Non-Cogen | ST | NG | NG | ISNE | AM | mcf | 0 | 5463 | 0 | 0 | 0 | 0 | 5019 | 0 | 0 | 0 | 0 | 0 | 0 | 5463 | 0 | 0 | 0 | 0 | 5019 | 0 | 0 | 0 | 0 | 0 | 0 | 1.033 | 0 | 0 | 0 | 0 | 1.029 | 0 | 0 | 0 | 0 | 0 | 0 | 5643 | 0 | 0 | 0 | 0 | 5165 | 0 | 0 | 0 | 0 | 0 | 0 | 5643 | 0 | 0 | 0 | 0 | 5165 | 0 | 0 | 0 | 0 | 0 | 0 | 445 | 0 | 0 | 0 | 0 | 418 | 0 | 0 | 0 | 0 | 0 | 10482 | 10482 | 10808 | 10808 | 863 | 2020
Vintage1957 | petroleum | TRUE | 56401.1642.MA.ST | 1642 | N | . | Essential Power Massachusetts LLC | NAEA Energy Massachusetts LLC | 56401 | MA | NEW | NPCC |  | 22 | 2 | NAICS-22 Non-Cogen | ST | RFO | RFO | ISNE | AM | barrels | 0 | 0 | 0 | 0 | 0 | 0 | 0 | 0 | 0 | 0 | 0 | 0 | 0 | 0 | 0 | 0 | 0 | 0 | 0 | 0 | 0 | 0 | 0 | 0 | 0 | 0 | 0 | 0 | 0 | 0 | 0 | 0 | 0 | 0 | 0 | 0 | 0 | 0 | 0 | 0 | 0 | 0 | 0 | 0 | 0 | 0 | 0 | 0 | 0 | 0 | 0 | 0 | 0 | 0 | 0 | 0 | 0 | 0 | 0 | 0 | 0 | 0 | 0 | 0 | 0 | 0 | 0 | 0 | 0 | 0 | 0 | 0 | 0 | 0 | 0 | 0 | 0 | 2020
Vintage1969 | petroleum | TRUE | 56401.1643.MA.GT | 1643 | N | . | Woodland Road | NAEA Energy Massachusetts LLC | 56401 | MA | NEW | NPCC |  | 22 | 2 | NAICS-22 Non-Cogen | GT | DFO | DFO | ISNE | A | barrels | 0 | 0 | 0 | 0 | 0 | 0 | 0 | 0 | 0 | 0 | 0 | 0 | 0 | 0 | 0 | 0 | 0 | 0 | 0 | 0 | 0 | 0 | 0 | 0 | 0 | 0 | 0 | 0 | 0 | 0 | 0 | 0 | 0 | 0 | 0 | 0 | 0 | 0 | 0 | 0 | 0 | 0 | 0 | 0 | 0 | 0 | 0 | 0 | 0 | 0 | 0 | 0 | 0 | 0 | 0 | 0 | 0 | 0 | 0 | 0 | 0 | 0 | 0 | 0 | 0 | 0 | 0 | 0 | 0 | 0 | 0 | 0 | 0 | 0 | 0 | 0 | 0 | 2020
Vintage1969 | petroleum | TRUE | 56401.1643.MA.GT | 1643 | N | . | Woodland Road | NAEA Energy Massachusetts LLC | 56401 | MA | NEW | NPCC |  | 22 | 2 | NAICS-22 Non-Cogen | GT | JF | WOO | ISNE | A | barrels | 0 | 0 | 0 | 0 | 0 | 0 | 0 | 0 | 0 | 0 | 0 | 0 | 0 | 0 | 0 | 0 | 0 | 0 | 0 | 0 | 0 | 0 | 0 | 0 | 0 | 0 | 0 | 0 | 0 | 0 | 0 | 0 | 0 | 0 | 0 | 0 | 0 | 0 | 0 | 0 | 0 | 0 | 0 | 0 | 0 | 0 | 0 | 0 | 0 | 0 | 0 | 0 | 0 | 0 | 0 | 0 | 0 | 0 | 0 | 0 | 0 | 0 | 0 | 0 | 0 | 0 | 0 | 0 | 0 | 0 | 0 | 0 | 0 | 0 | 0 | 0 | 0 | 2020
Vintage1969 | petroleum | TRUE | 56401.1643.MA.GT | 1643 | N | . | Woodland Road | NAEA Energy Massachusetts LLC | 56401 | MA | NEW | NPCC |  | 22 | 2 | NAICS-22 Non-Cogen | GT | KER | WOO | ISNE | A | barrels | 22 | 24 | 18 | 20 | 14 | 14 | 17 | 16 | 18 | 28 | 28 | 156 | 22 | 24 | 18 | 20 | 14 | 14 | 17 | 16 | 18 | 28 | 28 | 156 | 5.6 | 5.6 | 5.6 | 5.6 | 5.6 | 5.6 | 5.6 | 5.6 | 5.6 | 5.6 | 5.6 | 5.6 | 123 | 134 | 101 | 112 | 78 | 78 | 95 | 90 | 101 | 157 | 157 | 874 | 123 | 134 | 101 | 112 | 78 | 78 | 95 | 90 | 101 | 157 | 157 | 874 | 9.237 | 9.86 | 7.663 | 8.513 | 5.956 | 5.786 | 6.874 | 6.485 | 7.353 | 11.544 | 11.625 | 65.104 | 375 | 375 | 2100 | 2100 | 156 | 2020
Vintage1977 | petroleum | TRUE | 2144.1660.MA.CA | 1660 | N | . | Potter Station 2 | Town of Braintree - (MA) | 2144 | MA | NEW | NPCC |  | 22 | 1 | Electric Utility | CA | DFO | DFO | ISNE | AM | barrels | 0 | 0 | 0 | 0 | 0 | 0 | 0 | 0 | 0 | 0 | 0 | 0 | 0 | 0 | 0 | 0 | 0 | 0 | 0 | 0 | 0 | 0 | 0 | 0 | 0 | 0 | 0 | 0 | 0 | 0 | 0 | 0 | 0 | 0 | 0 | 0 | 0 | 0 | 0 | 0 | 0 | 0 | 0 | 0 | 0 | 0 | 0 | 0 | 0 | 0 | 0 | 0 | 0 | 0 | 0 | 0 | 0 | 0 | 0 | 0 | 0 | 0 | 0 | 0 | 0 | 0 | 0 | 0 | 0 | 0 | 0 | 0 | 0 | 0 | 0 | 0 | 0 | 2020
Vintage1977 | natural gas combined cycle | TRUE | 2144.1660.MA.CA | 1660 | N | . | Potter Station 2 | Town of Braintree - (MA) | 2144 | MA | NEW | NPCC |  | 22 | 1 | Electric Utility | CA | NG | NG | ISNE | AM | mcf | 0 | 0 | 0 | 0 | 0 | 0 | 0 | 0 | 0 | 0 | 0 | 0 | 0 | 0 | 0 | 0 | 0 | 0 | 0 | 0 | 0 | 0 | 0 | 0 | 0 | 0 | 0 | 0 | 0 | 0 | 0 | 0 | 0 | 0 | 0 | 0 | 0 | 0 | 0 | 0 | 0 | 0 | 0 | 0 | 0 | 0 | 0 | 0 | 0 | 0 | 0 | 0 | 0 | 0 | 0 | 0 | 0 | 0 | 0 | 0 | 0 | 0 | 0 | 0 | 0 | 1 | 0 | 0 | 0 | 0 | 0 | 0 | 0 | 0 | 0 | 0 | 1 | 2020
Vintage1977 | petroleum | TRUE | 2144.1660.MA.CT | 1660 | N | . | Potter Station 2 | Town of Braintree - (MA) | 2144 | MA | NEW | NPCC |  | 22 | 1 | Electric Utility | CT | DFO | DFO | ISNE | AM | barrels | 0 | 0 | 0 | 0 | 0 | 0 | 0 | 0 | 0 | 0 | 0 | 0 | 0 | 0 | 0 | 0 | 0 | 0 | 0 | 0 | 0 | 0 | 0 | 0 | 0 | 0 | 0 | 0 | 0 | 0 | 0 | 0 | 0 | 0 | 0 | 0 | 0 | 0 | 0 | 0 | 0 | 0 | 0 | 0 | 0 | 0 | 0 | 0 | 0 | 0 | 0 | 0 | 0 | 0 | 0 | 0 | 0 | 0 | 0 | 0 | 0 | 0 | 0 | 0 | 0 | 0 | 0 | 0 | 0 | 0 | 0 | 0 | 0 | 0 | 0 | 0 | 0 | 2020
Vintage1977 | natural gas combined cycle | TRUE | 2144.1660.MA.CT | 1660 | N | . | Potter Station 2 | Town of Braintree - (MA) | 2144 | MA | NEW | NPCC |  | 22 | 1 | Electric Utility | CT | NG | NG | ISNE | AM | mcf | 0 | 0 | 0 | 0 | 0 | 746 | 0 | 0 | 0 | 0 | 0 | 0 | 0 | 0 | 0 | 0 | 0 | 746 | 0 | 0 | 0 | 0 | 0 | 0 | 0 | 0 | 0 | 0 | 0 | 1.035 | 0 | 0 | 0 | 0 | 0 | 0 | 0 | 0 | 0 | 0 | 0 | 772 | 0 | 0 | 0 | 0 | 0 | 0 | 0 | 0 | 0 | 0 | 0 | 772 | 0 | 0 | 0 | 0 | 0 | 0 | 0 | 0 | 0 | 0 | 0 | 45 | 0 | 0 | 0 | 0 | 0 | 0 | 746 | 746 | 772 | 772 | 45 | 2020
Vintage2009 | petroleum | TRUE | 2144.1660.MA.GT | 1660 | N | . | Potter Station 2 | Town of Braintree - (MA) | 2144 | MA | NEW | NPCC |  | 22 | 1 | Electric Utility | GT | DFO | DFO | ISNE | A | barrels | 183 | 194 | 151 | 168 | 117 | 114 | 135 | 128 | 145 | 227 | 229 | 1282 | 183 | 194 | 151 | 168 | 117 | 114 | 135 | 128 | 145 | 227 | 229 | 1282 | 5.77 | 5.77 | 5.77 | 5.77 | 5.77 | 5.77 | 5.77 | 5.77 | 5.77 | 5.77 | 5.77 | 5.77 | 1056 | 1119 | 871 | 969 | 675 | 658 | 779 | 739 | 837 | 1310 | 1321 | 7397 | 1056 | 1119 | 871 | 969 | 675 | 658 | 779 | 739 | 837 | 1310 | 1321 | 7397 | 107.771 | 115.023 | 89.389 | 99.312 | 69.482 | 67.492 | 80.183 | 75.652 | 85.779 | 134.663 | 135.606 | 759.474 | 3073 | 3073 | 17731 | 17731 | 1819.826 | 2020
Vintage2009 | natural gas peaker | TRUE | 2144.1660.MA.GT | 1660 | N | . | Potter Station 2 | Town of Braintree - (MA) | 2144 | MA | NEW | NPCC |  | 22 | 1 | Electric Utility | GT | NG | NG | ISNE | A | mcf | 19120 | 15061 | 6671 | 7711 | 5436 | 14480 | 28829 | 24302 | 14146 | 15402 | 11248 | 16445 | 19120 | 15061 | 6671 | 7711 | 5436 | 14480 | 28829 | 24302 | 14146 | 15402 | 11248 | 16445 | 1.028 | 1.028 | 1.028 | 1.028 | 1.028 | 1.028 | 1.028 | 1.028 | 1.028 | 1.028 | 1.028 | 1.028 | 19655 | 15483 | 6858 | 7927 | 5588 | 14885 | 29636 | 24982 | 14542 | 15833 | 11563 | 16905 | 19655 | 15483 | 6858 | 7927 | 5588 | 14885 | 29636 | 24982 | 14542 | 15833 | 11563 | 16905 | 2017.191 | 1589.088 | 703.881 | 813.535 | 573.573 | 1527.776 | 3041.696 | 2564.087 | 1492.509 | 1624.987 | 1186.75 | 1735.101 | 178851 | 178851 | 183857 | 183857 | 18870.174 | 2020
Vintage0 | petroleum | TRUE | 2144.1660.MA.IC | 1660 | N | . | Potter Station 2 | Town of Braintree - (MA) | 2144 | MA | NEW | NPCC |  | 22 | 1 | Electric Utility | IC | DFO | DFO | ISNE | A | barrels | 0 | 0 | 0 | 0 | 0 | 0 | 0 | 0 | 0 | 0 | 0 | 0 | 0 | 0 | 0 | 0 | 0 | 0 | 0 | 0 | 0 | 0 | 0 | 0 | 0 | 0 | 0 | 0 | 0 | 0 | 0 | 0 | 0 | 0 | 0 | 0 | 0 | 0 | 0 | 0 | 0 | 0 | 0 | 0 | 0 | 0 | 0 | 0 | 0 | 0 | 0 | 0 | 0 | 0 | 0 | 0 | 0 | 0 | 0 | 0 | 0 | 0 | 0 | 0 | 0 | 0 | 0 | 0 | 0 | 0 | 0 | 0 | 0 | 0 | 0 | 0 | 0 | 2020
Vintage1986 | petroleum | TRUE | 9442.1670.MA.IC | 1670 | N | . | High Street Station | Town of Ipswich - (MA) | 9442 | MA | NEW | NPCC |  | 22 | 1 | Electric Utility | IC | DFO | DFO | ISNE | A | barrels | 3 | 4 | 3 | 3 | 2 | 2 | 3 | 3 | 3 | 5 | 5 | 26 | 3 | 4 | 3 | 3 | 2 | 2 | 3 | 3 | 3 | 5 | 5 | 26 | 5.8 | 5.8 | 5.8 | 5.8 | 5.8 | 5.8 | 5.8 | 5.8 | 5.8 | 5.8 | 5.8 | 5.8 | 17 | 23 | 17 | 17 | 12 | 12 | 17 | 17 | 17 | 29 | 29 | 151 | 17 | 23 | 17 | 17 | 12 | 12 | 17 | 17 | 17 | 29 | 29 | 151 | 1.116 | 1.191 | 0.925 | 1.028 | 0.719 | 0.699 | 0.83 | 0.783 | 0.888 | 1.394 | 1.404 | 7.863 | 62 | 62 | 358 | 358 | 18.84 | 2020
Vintage1986 | natural gas peaker | TRUE | 9442.1670.MA.IC | 1670 | N | . | High Street Station | Town of Ipswich - (MA) | 9442 | MA | NEW | NPCC |  | 22 | 1 | Electric Utility | IC | NG | NG | ISNE | A | mcf | 451 | 356 | 158 | 182 | 129 | 342 | 682 | 575 | 334 | 364 | 266 | 389 | 451 | 356 | 158 | 182 | 129 | 342 | 682 | 575 | 334 | 364 | 266 | 389 | 1.03 | 1.03 | 1.03 | 1.03 | 1.03 | 1.03 | 1.03 | 1.03 | 1.03 | 1.03 | 1.03 | 1.03 | 465 | 367 | 163 | 187 | 133 | 352 | 702 | 592 | 344 | 375 | 274 | 401 | 465 | 367 | 163 | 187 | 133 | 352 | 702 | 592 | 344 | 375 | 274 | 401 | 24.391 | 19.214 | 8.511 | 9.836 | 6.935 | 18.472 | 36.777 | 31.002 | 18.046 | 19.648 | 14.349 | 20.979 | 4228 | 4228 | 4355 | 4355 | 228.16 | 2020
Vintage1990 | petroleum | TRUE | 14605.1678.MA.GT | 1678 | N | . | Waters River | City of Peabody - (MA) | 14605 | MA | NEW | NPCC |  | 22 | 1 | Electric Utility | GT | DFO | DFO | ISNE | A | barrels | 98 | 102 | 80 | 88 | 62 | 60 | 71 | 67 | 76 | 120 | 121 | 676 | 98 | 102 | 80 | 88 | 62 | 60 | 71 | 67 | 76 | 120 | 121 | 676 | 5.825 | 5.825 | 5.825 | 5.825 | 5.825 | 5.825 | 5.825 | 5.825 | 5.825 | 5.825 | 5.825 | 5.825 | 571 | 594 | 466 | 513 | 361 | 350 | 414 | 390 | 443 | 699 | 705 | 3938 | 571 | 594 | 466 | 513 | 361 | 350 | 414 | 390 | 443 | 699 | 705 | 3938 | 42.7 | 45.574 | 35.417 | 39.349 | 27.53 | 26.741 | 31.77 | 29.974 | 33.987 | 53.355 | 53.729 | 300.914 | 1621 | 1621 | 9444 | 9444 | 721.04 | 2020
Vintage1990 | natural gas peaker | TRUE | 14605.1678.MA.GT | 1678 | N | . | Waters River | City of Peabody - (MA) | 14605 | MA | NEW | NPCC |  | 22 | 1 | Electric Utility | GT | NG | NG | ISNE | A | mcf | 3409 | 2686 | 1190 | 1375 | 970 | 2583 | 5142 | 4334 | 2523 | 2747 | 2006 | 2933 | 3409 | 2686 | 1190 | 1375 | 970 | 2583 | 5142 | 4334 | 2523 | 2747 | 2006 | 2933 | 1.06 | 1.06 | 1.06 | 1.06 | 1.06 | 1.06 | 1.06 | 1.06 | 1.06 | 1.06 | 1.06 | 1.06 | 3614 | 2847 | 1261 | 1458 | 1028 | 2738 | 5451 | 4594 | 2674 | 2912 | 2126 | 3109 | 3614 | 2847 | 1261 | 1458 | 1028 | 2738 | 5451 | 4594 | 2674 | 2912 | 2126 | 3109 | 276.007 | 217.431 | 96.31 | 111.314 | 78.481 | 209.042 | 416.188 | 350.838 | 204.216 | 222.343 | 162.38 | 237.41 | 31898 | 31898 | 33812 | 33812 | 2581.96 | 2020
Vintage2020 | other | TRUE | 18488.1682.MA.BA | 1682 | N | . | Cleary Flood Hybrid | City of Taunton | 18488 | MA | NEW | NPCC |  | 22 | 1 | Electric Utility | BA | MWH | OTH | ISNE | A | megawatthours | . | . | 45 | 44 | 45 | 33 | 43 | 46 | 45 | 46 | 45 | 46 | . | . | 45 | 44 | 45 | 33 | 43 | 46 | 45 | 46 | 45 | 46 | . | . | 0 | 0 | 0 | 0 | 0 | 0 | 0 | 0 | 0 | 0 | . | . | 0 | 0 | 0 | 0 | 0 | 0 | 0 | 0 | 0 | 0 | . | . | 0 | 0 | 0 | 0 | 0 | 0 | 0 | 0 | 0 | 0 | . | . | -11.557 | -11.316 | -11.664 | -8.568 | -11.198 | -11.739 | -11.595 | -11.948 | -11.671 | -11.744 | 438 | 438 | 0 | 0 | -113 | 2020
Vintage1975 | petroleum | TRUE | 18488.1682.MA.CA | 1682 | N | . | Cleary Flood Hybrid | City of Taunton | 18488 | MA | NEW | NPCC |  | 22 | 1 | Electric Utility | CA | DFO | DFO | ISNE | AM | barrels | 0 | 0 | 0 | 0 | 0 | 0 | 0 | 0 | 0 | 0 | 280 | 0 | 0 | 0 | 0 | 0 | 0 | 0 | 0 | 0 | 0 | 0 | 280 | 0 | 0 | 0 | 0 | 0 | 0 | 0 | 0 | 0 | 0 | 0 | 5.763 | 0 | 0 | 0 | 0 | 0 | 0 | 0 | 0 | 0 | 0 | 0 | 1614 | 0 | 0 | 0 | 0 | 0 | 0 | 0 | 0 | 0 | 0 | 0 | 1614 | 0 | 0 | 0 | 0 | 0 | 0 | 0 | 0 | 0 | 0 | 0 | 183.061 | 0 | 280 | 280 | 1614 | 1614 | 183.061 | 2020
Vintage1975 | natural gas combined cycle | TRUE | 18488.1682.MA.CA | 1682 | N | . | Cleary Flood Hybrid | City of Taunton | 18488 | MA | NEW | NPCC |  | 22 | 1 | Electric Utility | CA | NG | NG | ISNE | AM | mcf | 7131 | 3364 | 8575 | 7724 | 12720 | 23850 | 43923 | 66670 | 37315 | 52036 | 51827 | 8399 | 7131 | 3364 | 8575 | 7724 | 12720 | 23850 | 43923 | 66670 | 37315 | 52036 | 51827 | 8399 | 1.028 | 1.028 | 1.026 | 1.027 | 1.026 | 1.026 | 1.027 | 1.027 | 1.027 | 1.027 | 1.027 | 1.028 | 7331 | 3458 | 8798 | 7933 | 13051 | 24470 | 45109 | 68470 | 38323 | 53441 | 53226 | 8634 | 7331 | 3458 | 8798 | 7933 | 13051 | 24470 | 45109 | 68470 | 38323 | 53441 | 53226 | 8634 | 785 | 65 | 1264 | 848 | 1411 | 2665 | 4922 | 7535 | 4245 | 5961 | 5941.939 | 927 | 323534 | 323534 | 332244 | 332244 | 36569.939 | 2020
Vintage1976 | petroleum | TRUE | 18488.1682.MA.CT | 1682 | N | . | Cleary Flood Hybrid | City of Taunton | 18488 | MA | NEW | NPCC |  | 22 | 1 | Electric Utility | CT | DFO | DFO | ISNE | AM | barrels | 0 | 0 | 0 | 0 | 0 | 0 | 0 | 0 | 0 | 0 | 191 | 0 | 0 | 0 | 0 | 0 | 0 | 0 | 0 | 0 | 0 | 0 | 191 | 0 | 0 | 0 | 0 | 0 | 0 | 0 | 0 | 0 | 0 | 0 | 5.763 | 0 | 0 | 0 | 0 | 0 | 0 | 0 | 0 | 0 | 0 | 0 | 1101 | 0 | 0 | 0 | 0 | 0 | 0 | 0 | 0 | 0 | 0 | 0 | 1101 | 0 | 0 | 0 | 0 | 0 | 0 | 0 | 0 | 0 | 0 | 0 | 65.286 | 0 | 191 | 191 | 1101 | 1101 | 65.286 | 2020
Vintage1976 | natural gas combined cycle | TRUE | 18488.1682.MA.CT | 1682 | N | . | Cleary Flood Hybrid | City of Taunton | 18488 | MA | NEW | NPCC |  | 22 | 1 | Electric Utility | CT | NG | NG | ISNE | AM | mcf | 6133 | 2257 | 6298 | 5907 | 7358 | 15106 | 26689 | 35618 | 24063 | 34769 | 33962 | 6639 | 6133 | 2257 | 6298 | 5907 | 7358 | 15106 | 26689 | 35618 | 24063 | 34769 | 33962 | 6639 | 1.028 | 1.028 | 1.026 | 1.027 | 1.026 | 1.026 | 1.027 | 1.027 | 1.027 | 1.027 | 1.027 | 1.028 | 6305 | 2320 | 6462 | 6066 | 7549 | 15499 | 27410 | 36580 | 24713 | 35708 | 34879 | 6825 | 6305 | 2320 | 6462 | 6066 | 7549 | 15499 | 27410 | 36580 | 24713 | 35708 | 34879 | 6825 | 355 | 44 | 462 | 334 | 421 | 861 | 1496 | 2111 | 1392 | 2109 | 2068.714 | 387 | 204799 | 204799 | 210316 | 210316 | 12040.714 | 2020
Vintage1966 | petroleum | TRUE | 18488.1682.MA.ST | 1682 | N | . | Cleary Flood Hybrid | City of Taunton | 18488 | MA | NEW | NPCC |  | 22 | 1 | Electric Utility | ST | DFO | DFO | ISNE | AM | barrels | 0 | 0 | 0 | 0 | 0 | 0 | 0 | 0 | 0 | 0 | 0 | 0 | 0 | 0 | 0 | 0 | 0 | 0 | 0 | 0 | 0 | 0 | 0 | 0 | 0 | 0 | 0 | 0 | 0 | 0 | 0 | 0 | 0 | 0 | 0 | 0 | 0 | 0 | 0 | 0 | 0 | 0 | 0 | 0 | 0 | 0 | 0 | 0 | 0 | 0 | 0 | 0 | 0 | 0 | 0 | 0 | 0 | 0 | 0 | 0 | 0 | 0 | 0 | 0 | 0 | 0 | 0 | 0 | 0 | 0 | 0 | 0 | 0 | 0 | 0 | 0 | 0 | 2020
Vintage1966 | petroleum | TRUE | 18488.1682.MA.ST | 1682 | N | . | Cleary Flood Hybrid | City of Taunton | 18488 | MA | NEW | NPCC |  | 22 | 1 | Electric Utility | ST | RFO | RFO | ISNE | AM | barrels | 0 | 0 | 0 | 0 | 0 | 0 | 0 | 0 | 0 | 0 | 0 | 0 | 0 | 0 | 0 | 0 | 0 | 0 | 0 | 0 | 0 | 0 | 0 | 0 | 0 | 0 | 0 | 0 | 0 | 0 | 0 | 0 | 0 | 0 | 0 | 0 | 0 | 0 | 0 | 0 | 0 | 0 | 0 | 0 | 0 | 0 | 0 | 0 | 0 | 0 | 0 | 0 | 0 | 0 | 0 | 0 | 0 | 0 | 0 | 0 | 0 | 0 | 0 | 0 | 0 | 0 | 0 | 0 | 0 | 0 | 0 | 0 | 0 | 0 | 0 | 0 | 0 | 2020
Vintage1924 | hydro | TRUE | 4254.1693.MI.HY | 1693 | N | . | Alcona | Consumers Energy Co | 4254 | MI | ENC | RFC |  | 22 | 1 | Electric Utility | HY | WAT | HYC | MISO | A |  | 0 | 0 | 0 | 0 | 0 | 0 | 0 | 0 | 0 | 0 | 0 | 0 | 0 | 0 | 0 | 0 | 0 | 0 | 0 | 0 | 0 | 0 | 0 | 0 | 0 | 0 | 0 | 0 | 0 | 0 | 0 | 0 | 0 | 0 | 0 | 0 | 23115 | 22385 | 24204 | 24336 | 26983 | 23769 | 25557 | 22798 | 24371 | 24072 | 23897 | 26797 | 23115 | 22385 | 24204 | 24336 | 26983 | 23769 | 25557 | 22798 | 24371 | 24072 | 23897 | 26797 | 2636.551 | 2553.348 | 2760.77 | 2775.836 | 3077.845 | 2711.216 | 2915.122 | 2600.39 | 2779.854 | 2745.703 | 2725.781 | 3056.584 | 0 | 0 | 292284 | 292284 | 33339 | 2020
Vintage1945 | hydro | TRUE | 4254.1694.MI.HY | 1694 | N | . | Allegan Dam | Consumers Energy Co | 4254 | MI | ENC | RFC |  | 22 | 1 | Electric Utility | HY | WAT | HYC | MISO | A |  | 0 | 0 | 0 | 0 | 0 | 0 | 0 | 0 | 0 | 0 | 0 | 0 | 0 | 0 | 0 | 0 | 0 | 0 | 0 | 0 | 0 | 0 | 0 | 0 | 0 | 0 | 0 | 0 | 0 | 0 | 0 | 0 | 0 | 0 | 0 | 0 | 7800 | 7554 | 8167 | 8212 | 9105 | 8021 | 8624 | 7693 | 8224 | 8123 | 8064 | 9042 | 7800 | 7554 | 8167 | 8212 | 9105 | 8021 | 8624 | 7693 | 8224 | 8123 | 8064 | 9042 | 889.685 | 861.608 | 931.601 | 936.686 | 1038.596 | 914.88 | 983.687 | 877.482 | 938.041 | 926.517 | 919.795 | 1031.422 | 0 | 0 | 98629 | 98629 | 11250 | 2020
Vintage1918 | hydro | TRUE | 4254.1698.MI.HY | 1698 | N | . | C W Tippy | Consumers Energy Co | 4254 | MI | ENC | RFC |  | 22 | 1 | Electric Utility | HY | WAT | HYC | MISO | A |  | 0 | 0 | 0 | 0 | 0 | 0 | 0 | 0 | 0 | 0 | 0 | 0 | 0 | 0 | 0 | 0 | 0 | 0 | 0 | 0 | 0 | 0 | 0 | 0 | 0 | 0 | 0 | 0 | 0 | 0 | 0 | 0 | 0 | 0 | 0 | 0 | 46419 | 44954 | 48606 | 48872 | 54189 | 47734 | 51324 | 45783 | 48942 | 48341 | 47990 | 53814 | 46419 | 44954 | 48606 | 48872 | 54189 | 47734 | 51324 | 45783 | 48942 | 48341 | 47990 | 53814 | 5294.771 | 5127.68 | 5544.229 | 5574.486 | 6180.986 | 5444.714 | 5854.203 | 5222.152 | 5582.555 | 5513.971 | 5473.964 | 6138.289 | 0 | 0 | 586968 | 586968 | 66952 | 2020
Vintage1911 | hydro | TRUE | 4254.1700.MI.HY | 1700 | N | . | Cooke | Consumers Energy Co | 4254 | MI | ENC | RFC |  | 22 | 1 | Electric Utility | HY | WAT | HYC | MISO | A |  | 0 | 0 | 0 | 0 | 0 | 0 | 0 | 0 | 0 | 0 | 0 | 0 | 0 | 0 | 0 | 0 | 0 | 0 | 0 | 0 | 0 | 0 | 0 | 0 | 0 | 0 | 0 | 0 | 0 | 0 | 0 | 0 | 0 | 0 | 0 | 0 | 21345 | 20672 | 22351 | 22473 | 24918 | 21950 | 23601 | 21053 | 22505 | 22229 | 22068 | 24746 | 21345 | 20672 | 22351 | 22473 | 24918 | 21950 | 23601 | 21053 | 22505 | 22229 | 22068 | 24746 | 2434.73 | 2357.897 | 2549.441 | 2563.355 | 2842.246 | 2503.681 | 2691.978 | 2401.338 | 2567.065 | 2535.527 | 2517.13 | 2822.612 | 0 | 0 | 269911 | 269911 | 30787 | 2020
Vintage1915 | hydro | TRUE | 4254.1701.MI.HY | 1701 | N | . | Croton | Consumers Energy Co | 4254 | MI | ENC | RFC |  | 22 | 1 | Electric Utility | HY | WAT | HYC | MISO | A |  | 0 | 0 | 0 | 0 | 0 | 0 | 0 | 0 | 0 | 0 | 0 | 0 | 0 | 0 | 0 | 0 | 0 | 0 | 0 | 0 | 0 | 0 | 0 | 0 | 0 | 0 | 0 | 0 | 0 | 0 | 0 | 0 | 0 | 0 | 0 | 0 | 18282 | 17705 | 19143 | 19247 | 21341 | 18799 | 20213 | 18031 | 19275 | 19038 | 18900 | 21194 | 18282 | 17705 | 19143 | 19247 | 21341 | 18799 | 20213 | 18031 | 19275 | 19038 | 18900 | 21194 | 2085.264 | 2019.457 | 2183.508 | 2195.424 | 2434.285 | 2144.316 | 2305.586 | 2056.663 | 2198.602 | 2171.591 | 2155.835 | 2417.469 | 0 | 0 | 231168 | 231168 | 26368 | 2020
Vintage1977 | hard coal | TRUE | 4254.1702.MI.ST | 1702 | N | . | Dan E Karn | Consumers Energy Co | 4254 | MI | ENC | RFC |  | 22 | 1 | Electric Utility | ST | BIT | COL | MISO | M | short tons | 0 | 0 | 0 | 0 | 0 | 0 | 725 | 289 | 0 | 0 | 0 | 0 | 0 | 0 | 0 | 0 | 0 | 0 | 725 | 289 | 0 | 0 | 0 | 0 | 0 | 0 | 0 | 0 | 0 | 0 | 24.992 | 25 | 0 | 0 | 0 | 0 | 0 | 0 | 0 | 0 | 0 | 0 | 18119 | 7225 | 0 | 0 | 0 | 0 | 0 | 0 | 0 | 0 | 0 | 0 | 18119 | 7225 | 0 | 0 | 0 | 0 | 0 | 0 | 0 | 0 | 0 | 0 | 1588.364 | 628.974 | 0 | 0 | 0 | 0 | 1014 | 1014 | 25344 | 25344 | 2217.338 | 2020
Vintage1977 | petroleum | TRUE | 4254.1702.MI.ST | 1702 | N | . | Dan E Karn | Consumers Energy Co | 4254 | MI | ENC | RFC |  | 22 | 1 | Electric Utility | ST | DFO | DFO | MISO | M | barrels | 1598 | 188 | 317 | 354 | 857 | 1128 | 2490 | 726 | 714 | 1262 | 0 | 2173 | 1598 | 188 | 317 | 354 | 857 | 1128 | 2490 | 726 | 714 | 1262 | 0 | 2173 | 5.796 | 5.796 | 5.796 | 5.796 | 5.796 | 5.796 | 5.796 | 5.796 | 5.796 | 5.796 | 0 | 5.796 | 9262 | 1090 | 1837 | 2052 | 4967 | 6538 | 14432 | 4208 | 4138 | 7315 | 0 | 12595 | 9262 | 1090 | 1837 | 2052 | 4967 | 6538 | 14432 | 4208 | 4138 | 7315 | 0 | 12595 | 824.494 | 97.9 | 157.798 | -489.25 | 330.289 | 600.98 | 1265.14 | 366.32 | 378.66 | 633.664 | 0 | 1135.45 | 11807 | 11807 | 68434 | 68434 | 5301.445 | 2020
Vintage1977 | natural gas steam turbine | TRUE | 4254.1702.MI.ST | 1702 | N | . | Dan E Karn | Consumers Energy Co | 4254 | MI | ENC | RFC |  | 22 | 1 | Electric Utility | ST | NG | NG | MISO | M | mcf | 0 | 0 | 0 | 0 | 85831 | 0 | 349354 | 385772 | 0 | 1390 | 0 | 26604 | 0 | 0 | 0 | 0 | 85831 | 0 | 349354 | 385772 | 0 | 1390 | 0 | 26604 | 0 | 0 | 0 | 0 | 1.024 | 0 | 1.024 | 1.024 | 0 | 1.024 | 0 | 1.024 | 0 | 0 | 0 | 0 | 87891 | 0 | 357738 | 395031 | 0 | 1423 | 0 | 27242 | 0 | 0 | 0 | 0 | 87891 | 0 | 357738 | 395031 | 0 | 1423 | 0 | 27242 | 0 | 0 | 0 | 0 | 5844.261 | 0 | 31360.045 | 34389.496 | 0 | 123.307 | 0 | 2455.992 | 848951 | 848951 | 869325 | 869325 | 74173.101 | 2020
Vintage1977 | petroleum | TRUE | 4254.1702.MI.ST | 1702 | N | . | Dan E Karn | Consumers Energy Co | 4254 | MI | ENC | RFC |  | 22 | 1 | Electric Utility | ST | RFO | RFO | MISO | M | barrels | 0 | 0 | 0 | 0 | 2881 | 0 | 4563 | 9519 | 0 | 0 | 0 | 503 | 0 | 0 | 0 | 0 | 2881 | 0 | 4563 | 9519 | 0 | 0 | 0 | 503 | 0 | 0 | 0 | 0 | 6.09 | 0 | 6.09 | 6.09 | 0 | 0 | 0 | 6.09 | 0 | 0 | 0 | 0 | 17545 | 0 | 27789 | 57971 | 0 | 0 | 0 | 3063 | 0 | 0 | 0 | 0 | 17545 | 0 | 27789 | 57971 | 0 | 0 | 0 | 3063 | 0 | 0 | 0 | 0 | 1166.665 | 0 | 2436.008 | 5046.657 | 0 | 0 | 0 | 276.163 | 17466 | 17466 | 106368 | 106368 | 8925.493 | 2020
Vintage1977 | hard coal | TRUE | 4254.1702.MI.ST | 1702 | N | . | Dan E Karn | Consumers Energy Co | 4254 | MI | ENC | RFC |  | 22 | 1 | Electric Utility | ST | SUB | COL | MISO | M | short tons | 117743 | 80620 | 61554 | 798 | 11057 | 73723 | 139397 | 166153 | 125046 | 47257 | 80544 | 80155 | 117743 | 80620 | 61554 | 798 | 11057 | 73723 | 139397 | 166153 | 125046 | 47257 | 80544 | 80155 | 18.098 | 17.963 | 17.932 | 17.893 | 17.854 | 17.837 | 17.822 | 17.814 | 17.871 | 17.891 | 17.903 | 17.901 | 2130913 | 1448177 | 1103786 | 14279 | 197412 | 1314997 | 2484333 | 2959850 | 2234697 | 845475 | 1441979 | 1434855 | 2130913 | 1448177 | 1103786 | 14279 | 197412 | 1314997 | 2484333 | 2959850 | 2234697 | 845475 | 1441979 | 1434855 | 189691.51 | 130112.1 | 94798.202 | -3404.75 | 13126.785 | 120878.02 | 217781.44 | 257670.55 | 204475.34 | 73244.029 | 136006 | 129356.4 | 984047 | 984047 | 17610753 | 17610753 | 1563735.6 | 2020
Vintage1912 | hydro | TRUE | 4254.1704.MI.HY | 1704 | N | . | Five Channels | Consumers Energy Co | 4254 | MI | ENC | RFC |  | 22 | 1 | Electric Utility | HY | WAT | HYC | MISO | A |  | 0 | 0 | 0 | 0 | 0 | 0 | 0 | 0 | 0 | 0 | 0 | 0 | 0 | 0 | 0 | 0 | 0 | 0 | 0 | 0 | 0 | 0 | 0 | 0 | 0 | 0 | 0 | 0 | 0 | 0 | 0 | 0 | 0 | 0 | 0 | 0 | 16069 | 15562 | 16826 | 16918 | 18759 | 16524 | 17767 | 15849 | 16943 | 16734 | 16613 | 18629 | 16069 | 15562 | 16826 | 16918 | 18759 | 16524 | 17767 | 15849 | 16943 | 16734 | 16613 | 18629 | 1832.91 | 1775.066 | 1919.264 | 1929.739 | 2139.693 | 1884.815 | 2026.569 | 1807.77 | 1932.532 | 1908.79 | 1894.94 | 2124.912 | 0 | 0 | 203193 | 203193 | 23177 | 2020
Vintage1918 | hydro | TRUE | 4254.1705.MI.HY | 1705 | N | . | Foote | Consumers Energy Co | 4254 | MI | ENC | RFC |  | 22 | 1 | Electric Utility | HY | WAT | HYC | MISO | A |  | 0 | 0 | 0 | 0 | 0 | 0 | 0 | 0 | 0 | 0 | 0 | 0 | 0 | 0 | 0 | 0 | 0 | 0 | 0 | 0 | 0 | 0 | 0 | 0 | 0 | 0 | 0 | 0 | 0 | 0 | 0 | 0 | 0 | 0 | 0 | 0 | 24458 | 23686 | 25610 | 25750 | 28551 | 25150 | 27042 | 24122 | 25787 | 25470 | 25285 | 28354 | 24458 | 23686 | 25610 | 25750 | 28551 | 25150 | 27042 | 24122 | 25787 | 25470 | 25285 | 28354 | 2789.734 | 2701.698 | 2921.171 | 2937.113 | 3256.669 | 2868.738 | 3084.491 | 2751.473 | 2941.364 | 2905.228 | 2884.149 | 3234.172 | 0 | 0 | 309265 | 309265 | 35276 | 2020
Vintage1931 | hydro | TRUE | 4254.1707.MI.HY | 1707 | N | . | Hardy | Consumers Energy Co | 4254 | MI | ENC | RFC |  | 22 | 1 | Electric Utility | HY | WAT | HYC | MISO | A |  | 0 | 0 | 0 | 0 | 0 | 0 | 0 | 0 | 0 | 0 | 0 | 0 | 0 | 0 | 0 | 0 | 0 | 0 | 0 | 0 | 0 | 0 | 0 | 0 | 0 | 0 | 0 | 0 | 0 | 0 | 0 | 0 | 0 | 0 | 0 | 0 | 80075 | 77548 | 83848 | 84305 | 93478 | 82343 | 88536 | 78977 | 84427 | 83390 | 82785 | 92832 | 80075 | 77548 | 83848 | 84305 | 93478 | 82343 | 88536 | 78977 | 84427 | 83390 | 82785 | 92832 | 9133.701 | 8845.463 | 9564.026 | 9616.222 | 10662.46 | 9392.36 | 10098.744 | 9008.43 | 9630.141 | 9511.831 | 9442.816 | 10588.806 | 0 | 0 | 1012544 | 1012544 | 115495 | 2020
Vintage1925 | hydro | TRUE | 4254.1708.MI.HY | 1708 | N | . | Hodenpyl | Consumers Energy Co | 4254 | MI | ENC | RFC |  | 22 | 1 | Electric Utility | HY | WAT | HYC | MISO | A |  | 0 | 0 | 0 | 0 | 0 | 0 | 0 | 0 | 0 | 0 | 0 | 0 | 0 | 0 | 0 | 0 | 0 | 0 | 0 | 0 | 0 | 0 | 0 | 0 | 0 | 0 | 0 | 0 | 0 | 0 | 0 | 0 | 0 | 0 | 0 | 0 | 37846 | 36652 | 39629 | 39846 | 44181 | 38918 | 41845 | 37327 | 39903 | 39413 | 39127 | 43876 | 37846 | 36652 | 39629 | 39846 | 44181 | 38918 | 41845 | 37327 | 39903 | 39413 | 39127 | 43876 | 4316.907 | 4180.677 | 4520.295 | 4544.965 | 5039.454 | 4439.16 | 4773.022 | 4257.701 | 4551.544 | 4495.626 | 4463.007 | 5004.642 | 0 | 0 | 478563 | 478563 | 54587 | 2020
Vintage0 | petroleum | TRUE | 4254.1710.MI.GT | 1710 | N | . | J H Campbell | Consumers Energy Co | 4254 | MI | ENC | RFC |  | 22 | 1 | Electric Utility | GT | DFO | DFO | MISO | M | barrels | 0 | 0 | 0 | 0 | 0 | 0 | 0 | 0 | 0 | 0 | 0 | . | 0 | 0 | 0 | 0 | 0 | 0 | 0 | 0 | 0 | 0 | 0 | . | 0 | 0 | 0 | 0 | 0 | 0 | 0 | 0 | 0 | 0 | 0 | . | 0 | 0 | 0 | 0 | 0 | 0 | 0 | 0 | 0 | 0 | 0 | . | 0 | 0 | 0 | 0 | 0 | 0 | 0 | 0 | 0 | 0 | 0 | . | 0 | 0 | 0 | 0 | 0 | 0 | 0 | 0 | 0 | 0 | 0 | . | 0 | 0 | 0 | 0 | 0 | 2020
Vintage1980 | hard coal | TRUE | 4254.1710.MI.ST | 1710 | N | . | J H Campbell | Consumers Energy Co | 4254 | MI | ENC | RFC |  | 22 | 1 | Electric Utility | ST | BIT | COL | MISO | M | short tons | 0 | 0 | 0 | 0 | 0 | 0 | 13590 | 0 | 0 | 0 | 0 | 20583 | 0 | 0 | 0 | 0 | 0 | 0 | 13590 | 0 | 0 | 0 | 0 | 20583 | 0 | 0 | 0 | 0 | 0 | 0 | 22.232 | 0 | 0 | 0 | 0 | 23.561 | 0 | 0 | 0 | 0 | 0 | 0 | 302133 | 0 | 0 | 0 | 0 | 484956 | 0 | 0 | 0 | 0 | 0 | 0 | 302133 | 0 | 0 | 0 | 0 | 484956 | 0 | 0 | 0 | 0 | 0 | 0 | 28764.568 | 0 | 0 | 0 | 0 | 47054.566 | 34173 | 34173 | 787089 | 787089 | 75819.134 | 2020
Vintage1980 | petroleum | TRUE | 4254.1710.MI.ST | 1710 | N | . | J H Campbell | Consumers Energy Co | 4254 | MI | ENC | RFC |  | 22 | 1 | Electric Utility | ST | DFO | DFO | MISO | M | barrels | 2475 | 1505 | 1081 | 2134 | 5721 | 3001 | 2360 | 3043 | 1111 | 1005 | 2108 | 4998 | 2475 | 1505 | 1081 | 2134 | 5721 | 3001 | 2360 | 3043 | 1111 | 1005 | 2108 | 4998 | 5.838 | 5.838 | 5.838 | 5.838 | 5.838 | 5.838 | 5.838 | 5.838 | 5.838 | 5.838 | 5.838 | 5.838 | 14449 | 8786 | 6311 | 12458 | 33399 | 17520 | 13778 | 17765 | 6486 | 5867 | 12307 | 29178 | 14449 | 8786 | 6311 | 12458 | 33399 | 17520 | 13778 | 17765 | 6486 | 5867 | 12307 | 29178 | 1437.491 | 862.638 | 635.451 | 1195.723 | 3097.536 | 1697.245 | 1311.704 | 1717.737 | 626.93 | 586.694 | 1239.076 | 2831.129 | 30542 | 30542 | 178304 | 178304 | 17239.354 | 2020
Vintage1980 | hard coal | TRUE | 4254.1710.MI.ST | 1710 | N | . | J H Campbell | Consumers Energy Co | 4254 | MI | ENC | RFC |  | 22 | 1 | Electric Utility | ST | SUB | COL | MISO | M | short tons | 467900 | 341803 | 253264 | 177617 | 143535 | 323036 | 275601 | 435425 | 351267 | 329521 | 365781 | 371400 | 467900 | 341803 | 253264 | 177617 | 143535 | 323036 | 275601 | 435425 | 351267 | 329521 | 365781 | 371400 | 17.807 | 17.804 | 17.816 | 17.814 | 17.783 | 17.783 | 17.568 | 17.823 | 17.82 | 17.804 | 17.781 | 17.733 | 8331895 | 6085461 | 4512151 | 3164069 | 2552483 | 5744549 | 4841758 | 7760580 | 6259578 | 5866792 | 6503952 | 6586036 | 8331895 | 6085461 | 4512151 | 3164069 | 2552483 | 5744549 | 4841758 | 7760580 | 6259578 | 5866792 | 6503952 | 6586036 | 828914.51 | 597477.36 | 454334.55 | 303681.28 | 236724.46 | 556506.76 | 460959.73 | 750386.26 | 605043.07 | 586654.31 | 654847.92 | 639033.31 | 3836150 | 3836150 | 68209304 | 68209304 | 6674563.5 | 2020
Vintage1913 | hydro | TRUE | 4254.1712.MI.HY | 1712 | N | . | Loud | Consumers Energy Co | 4254 | MI | ENC | RFC |  | 22 | 1 | Electric Utility | HY | WAT | HYC | MISO | A |  | 0 | 0 | 0 | 0 | 0 | 0 | 0 | 0 | 0 | 0 | 0 | 0 | 0 | 0 | 0 | 0 | 0 | 0 | 0 | 0 | 0 | 0 | 0 | 0 | 0 | 0 | 0 | 0 | 0 | 0 | 0 | 0 | 0 | 0 | 0 | 0 | 13829 | 13393 | 14481 | 14560 | 16144 | 14221 | 15290 | 13639 | 14581 | 14401 | 14297 | 16032 | 13829 | 13393 | 14481 | 14560 | 16144 | 14221 | 15290 | 13639 | 14581 | 14401 | 14297 | 16032 | 1577.391 | 1527.613 | 1651.708 | 1660.723 | 1841.408 | 1622.062 | 1744.054 | 1555.757 | 1663.127 | 1642.694 | 1630.775 | 1828.688 | 0 | 0 | 174868 | 174868 | 19946 | 2020
Vintage1973 | other | TRUE | 4254.1713.MI.PS | 1713 | N | . | Ludington | Consumers Energy Co | 4254 | MI | ENC | RFC |  | 22 | 1 | Electric Utility | PS | WAT | HPS | MISO | M | megawatthours | 209346 | 178879 | 179594 | 213824 | 208159 | 369655 | 451730 | 470435 | 370022 | 139775 | 221970 | 225772 | 209346 | 178879 | 179594 | 213824 | 208159 | 369655 | 451730 | 470435 | 370022 | 139775 | 221970 | 225772 | 0 | 0 | 0 | 0 | 0 | 0 | 0 | 0 | 0 | 0 | 0 | 0 | 0 | 0 | 0 | 0 | 0 | 0 | 0 | 0 | 0 | 0 | 0 | 0 | 0 | 0 | 0 | 0 | 0 | 0 | 0 | 0 | 0 | 0 | 0 | 0 | -58968 | -43093 | -54694 | -57055 | -55638 | -91163 | -112098 | -121997 | -95084 | -27640 | -68360 | -59690 | 3239161 | 3239161 | 0 | 0 | -845480 | 2020
Vintage1916 | hydro | TRUE | 4254.1714.MI.HY | 1714 | N | . | Mio | Consumers Energy Co | 4254 | MI | ENC | RFC |  | 22 | 1 | Electric Utility | HY | WAT | HYC | MISO | A |  | 0 | 0 | 0 | 0 | 0 | 0 | 0 | 0 | 0 | 0 | 0 | 0 | 0 | 0 | 0 | 0 | 0 | 0 | 0 | 0 | 0 | 0 | 0 | 0 | 0 | 0 | 0 | 0 | 0 | 0 | 0 | 0 | 0 | 0 | 0 | 0 | 12598 | 12201 | 13192 | 13264 | 14707 | 12955 | 13929 | 12426 | 13283 | 13120 | 13025 | 14605 | 12598 | 12201 | 13192 | 13264 | 14707 | 12955 | 13929 | 12426 | 13283 | 13120 | 13025 | 14605 | 1437.019 | 1391.67 | 1504.722 | 1512.935 | 1677.541 | 1477.714 | 1588.85 | 1417.31 | 1515.124 | 1496.51 | 1485.652 | 1665.953 | 0 | 0 | 159305 | 159305 | 18171 | 2020
Vintage1972 | nuclear | TRUE | 56192.1715.MI.ST | 1715 | N | 1 | Palisades | Entergy Nuclear Palisades LLC | 56192 | MI | ENC | RFC |  | 22 | 2 | NAICS-22 Non-Cogen | ST | NUC | NUC | MISO | M |  | 0 | 0 | 0 | 0 | 0 | 0 | 0 | 0 | 0 | 0 | 0 | 0 | 0 | 0 | 0 | 0 | 0 | 0 | 0 | 0 | 0 | 0 | 0 | 0 | 0 | 0 | 0 | 0 | 0 | 0 | 0 | 0 | 0 | 0 | 0 | 0 | 6342788 | 5929618 | 6335225 | 6115431 | 6267754 | 5963421 | 6097955 | 5351151 | 0 | 1780642 | 6101235 | 6339706 | 6342788 | 5929618 | 6335225 | 6115431 | 6267754 | 5963421 | 6097955 | 5351151 | 0 | 1780642 | 6101235 | 6339706 | 607199 | 567646 | 606475 | 585434 | 600016 | 570882 | 583761 | 512269 | 0 | 170462 | 584075 | 606904 | 0 | 0 | 62624926 | 62624926 | 5995123 | 2020
Vintage1922 | hydro | TRUE | 4254.1716.MI.HY | 1716 | N | . | Rogers | Consumers Energy Co | 4254 | MI | ENC | RFC |  | 22 | 1 | Electric Utility | HY | WAT | HYC | MISO | A |  | 0 | 0 | 0 | 0 | 0 | 0 | 0 | 0 | 0 | 0 | 0 | 0 | 0 | 0 | 0 | 0 | 0 | 0 | 0 | 0 | 0 | 0 | 0 | 0 | 0 | 0 | 0 | 0 | 0 | 0 | 0 | 0 | 0 | 0 | 0 | 0 | 21926 | 21234 | 22959 | 23085 | 25596 | 22547 | 24243 | 21626 | 23118 | 22834 | 22668 | 25419 | 21926 | 21234 | 22959 | 23085 | 25596 | 22547 | 24243 | 21626 | 23118 | 22834 | 22668 | 25419 | 2501.002 | 2422.077 | 2618.835 | 2633.127 | 2919.609 | 2571.829 | 2765.252 | 2466.701 | 2636.939 | 2604.543 | 2585.645 | 2899.441 | 0 | 0 | 277255 | 277255 | 31625 | 2020
Vintage1949 | hydro | TRUE | 4254.1722.MI.HY | 1722 | N | . | Webber | Consumers Energy Co | 4254 | MI | ENC | RFC |  | 22 | 1 | Electric Utility | HY | WAT | HYC | MISO | A |  | 0 | 0 | 0 | 0 | 0 | 0 | 0 | 0 | 0 | 0 | 0 | 0 | 0 | 0 | 0 | 0 | 0 | 0 | 0 | 0 | 0 | 0 | 0 | 0 | 0 | 0 | 0 | 0 | 0 | 0 | 0 | 0 | 0 | 0 | 0 | 0 | 10504 | 10172 | 10999 | 11059 | 12262 | 10801 | 11614 | 10360 | 11075 | 10939 | 10859 | 12177 | 10504 | 10172 | 10999 | 11059 | 12262 | 10801 | 11614 | 10360 | 11075 | 10939 | 10859 | 12177 | 1198.11 | 1160.299 | 1254.556 | 1261.403 | 1398.643 | 1232.038 | 1324.698 | 1181.676 | 1263.229 | 1247.71 | 1238.657 | 1388.981 | 0 | 0 | 132821 | 132821 | 15150 | 2020
Vintage1969 | petroleum | TRUE | 5109.1725.MI.IC | 1725 | N | . | Colfax | DTE Electric Company | 5109 | MI | ENC | RFC |  | 22 | 1 | Electric Utility | IC | DFO | DFO | MISO | A | barrels | 56 | 24 | 52 | 29 | 62 | 58 | 67 | 97 | 41 | 17 | 21 | 70 | 56 | 24 | 52 | 29 | 62 | 58 | 67 | 97 | 41 | 17 | 21 | 70 | 5.811 | 5.811 | 5.811 | 5.811 | 5.811 | 5.811 | 5.811 | 5.811 | 5.811 | 5.811 | 5.811 | 5.811 | 325 | 139 | 302 | 169 | 360 | 337 | 389 | 564 | 238 | 99 | 122 | 407 | 325 | 139 | 302 | 169 | 360 | 337 | 389 | 564 | 238 | 99 | 122 | 407 | 9.056 | 3.862 | 8.324 | 4.629 | 9.958 | 9.421 | 10.79 | 15.713 | 6.693 | 2.759 | 3.454 | 11.341 | 594 | 594 | 3451 | 3451 | 96 | 2020
Vintage2000 | natural gas peaker | TRUE | 5109.1728.MI.GT | 1728 | N | . | Delray | DTE Electric Company | 5109 | MI | ENC | RFC |  | 22 | 1 | Electric Utility | GT | NG | NG | MISO | A | mcf | 40034 | 35239 | 33531 | 29831 | 30227 | 32962 | 44351 | 35426 | 30703 | 33585 | 25682 | 31967 | 40034 | 35239 | 33531 | 29831 | 30227 | 32962 | 44351 | 35426 | 30703 | 33585 | 25682 | 31967 | 1.044 | 1.044 | 1.044 | 1.044 | 1.044 | 1.044 | 1.044 | 1.044 | 1.044 | 1.044 | 1.044 | 1.044 | 41795 | 36790 | 35006 | 31144 | 31557 | 34412 | 46302 | 36985 | 32054 | 35063 | 26812 | 33374 | 41795 | 36790 | 35006 | 31144 | 31557 | 34412 | 46302 | 36985 | 32054 | 35063 | 26812 | 33374 | 3447.181 | 3034.157 | 2887.16 | 2568.53 | 2602.612 | 2838.115 | 3818.778 | 3050.316 | 2643.631 | 2891.749 | 2211.269 | 2752.502 | 403538 | 403538 | 421294 | 421294 | 34746 | 2020
Vintage1966 | petroleum | TRUE | 5109.1729.MI.GT | 1729 | N | . | Fermi | DTE Electric Company | 5109 | MI | ENC | RFC |  | 22 | 1 | Electric Utility | GT | DFO | DFO | MISO | M | barrels | 76 | 131 | 71 | 80 | 25 | 23 | 22 | 50 | 89 | 50 | 52 | 78 | 76 | 131 | 71 | 80 | 25 | 23 | 22 | 50 | 89 | 50 | 52 | 78 | 5.78 | 5.79 | 5.79 | 5.84 | 5.78 | 5.78 | 5.79 | 5.79 | 5.78 | 5.88 | 5.88 | 5.88 | 439 | 758 | 411 | 467 | 145 | 133 | 127 | 290 | 514 | 294 | 306 | 459 | 439 | 758 | 411 | 467 | 145 | 133 | 127 | 290 | 514 | 294 | 306 | 459 | -41 | -20 | -41 | -35 | -44 | -37 | -43 | -26 | -22 | -26 | -34 | -41 | 747 | 747 | 4343 | 4343 | -410 | 2020
Vintage1988 | nuclear | TRUE | 5109.1729.MI.ST | 1729 | N | 2 | Fermi | DTE Electric Company | 5109 | MI | ENC | RFC |  | 22 | 1 | Electric Utility | ST | NUC | NUC | MISO | M |  | 0 | 0 | 0 | 0 | 0 | 0 | 0 | 0 | 0 | 0 | 0 | 0 | 0 | 0 | 0 | 0 | 0 | 0 | 0 | 0 | 0 | 0 | 0 | 0 | 0 | 0 | 0 | 0 | 0 | 0 | 0 | 0 | 0 | 0 | 0 | 0 | 8725014 | 8246536 | 5671644 | 0 | 0 | 0 | 0 | 6322710 | 8528065 | 8634322 | 8618131 | 9002438 | 8725014 | 8246536 | 5671644 | 0 | 0 | 0 | 0 | 6322710 | 8528065 | 8634322 | 8618131 | 9002438 | 835251 | 789446 | 542950 | -4048 | -4928 | -10767 | -12197 | 605277 | 816397 | 826569 | 825019 | 861809 | 0 | 0 | 63748860 | 63748860 | 6070778 | 2020
Vintage1970 | natural gas peaker | TRUE | 5109.1730.MI.GT | 1730 | N | . | Hancock | DTE Electric Company | 5109 | MI | ENC | RFC |  | 22 | 1 | Electric Utility | GT | NG | NG | MISO | A | mcf | 6631 | 5837 | 5554 | 4941 | 5007 | 5460 | 7346 | 5868 | 5086 | 5563 | 4254 | 5295 | 6631 | 5837 | 5554 | 4941 | 5007 | 5460 | 7346 | 5868 | 5086 | 5563 | 4254 | 5295 | 1.024 | 1.024 | 1.024 | 1.024 | 1.024 | 1.024 | 1.024 | 1.024 | 1.024 | 1.024 | 1.024 | 1.024 | 6790 | 5977 | 5687 | 5060 | 5127 | 5591 | 7522 | 6009 | 5208 | 5697 | 4356 | 5422 | 6790 | 5977 | 5687 | 5060 | 5127 | 5591 | 7522 | 6009 | 5208 | 5697 | 4356 | 5422 | 456.568 | 401.865 | 382.395 | 340.194 | 344.708 | 375.9 | 505.785 | 404.005 | 350.141 | 383.003 | 292.876 | 364.56 | 66842 | 66842 | 68446 | 68446 | 4602 | 2020
Vintage1969 | petroleum | TRUE | 5109.1733.MI.IC | 1733 | N | . | Monroe (MI) | DTE Electric Company | 5109 | MI | ENC | RFC |  | 22 | 1 | Electric Utility | IC | DFO | DFO | MISO | M | barrels | 0 | 0 | 22 | 27 | 0 | 139 | 66 | 0 | 24 | 20 | 4 | 21 | 0 | 0 | 22 | 27 | 0 | 139 | 66 | 0 | 24 | 20 | 4 | 21 | 0 | 0 | 5.82 | 5.82 | 0 | 5.81 | 5.79 | 0 | 5.79 | 5.79 | 5.79 | 5.79 | 0 | 0 | 128 | 157 | 0 | 808 | 382 | 0 | 139 | 116 | 23 | 122 | 0 | 0 | 128 | 157 | 0 | 808 | 382 | 0 | 139 | 116 | 23 | 122 | -52 | -51 | -36 | -29 | -39 | 43 | 7 | -27 | -20 | -29 | -25 | -17 | 323 | 323 | 1875 | 1875 | -275 | 2020
Vintage1974 | hard coal | TRUE | 5109.1733.MI.ST | 1733 | N | . | Monroe (MI) | DTE Electric Company | 5109 | MI | ENC | RFC |  | 22 | 1 | Electric Utility | ST | BIT | COL | MISO | M | short tons | 0 | 0 | 0 | 0 | 0 | 0 | 0 | 0 | 0 | 0 | 0 | 0 | 0 | 0 | 0 | 0 | 0 | 0 | 0 | 0 | 0 | 0 | 0 | 0 | 0 | 0 | 0 | 0 | 0 | 0 | 0 | 0 | 0 | 0 | 0 | 0 | 0 | 0 | 0 | 0 | 0 | 0 | 0 | 0 | 0 | 0 | 0 | 0 | 0 | 0 | 0 | 0 | 0 | 0 | 0 | 0 | 0 | 0 | 0 | 0 | 0 | 0 | 0 | 0 | 0 | 0 | 0 | 0 | 0 | 0 | 0 | 0 | 0 | 0 | 0 | 0 | 0 | 2020
Vintage1974 | petroleum | TRUE | 5109.1733.MI.ST | 1733 | N | . | Monroe (MI) | DTE Electric Company | 5109 | MI | ENC | RFC |  | 22 | 1 | Electric Utility | ST | DFO | DFO | MISO | M | barrels | 3089 | 3410 | 5139 | 1205 | 5789 | 5709 | 5066 | 6137 | 3716 | 3246 | 0 | 2500 | 3089 | 3410 | 5139 | 1205 | 5789 | 5709 | 5066 | 6137 | 3716 | 3246 | 0 | 2500 | 5.79 | 5.79 | 5.79 | 5.79 | 5.85 | 5.85 | 5.83 | 5.83 | 5.83 | 5.83 | 0 | 5.83 | 17885 | 19744 | 29755 | 6977 | 33866 | 33398 | 29535 | 35779 | 21664 | 18924 | 0 | 14575 | 17885 | 19744 | 29755 | 6977 | 33866 | 33398 | 29535 | 35779 | 21664 | 18924 | 0 | 14575 | 1710.754 | 1905.641 | 2831.229 | 679.386 | 3217.506 | 3226.761 | 2845.72 | 3425.709 | 2203.532 | 1080 | 0 | 1394.488 | 45006 | 45006 | 262102 | 262102 | 24520.726 | 2020
Vintage1974 | petroleum | TRUE | 5109.1733.MI.ST | 1733 | N | . | Monroe (MI) | DTE Electric Company | 5109 | MI | ENC | RFC |  | 22 | 1 | Electric Utility | ST | PC | PC | MISO | M | short tons | 32507 | 26793 | 28555 | 17340 | 42735 | 43629 | 34964 | 40452 | 18836 | 29373 | 6873 | 40279 | 32507 | 26793 | 28555 | 17340 | 42735 | 43629 | 34964 | 40452 | 18836 | 29373 | 6873 | 40279 | 20.439 | 20.423 | 20.262 | 20.4 | 20.336 | 20.288 | 20.304 | 20.333 | 20.364 | 20.5 | 20.1 | 20.094 | 664411 | 547193 | 578581 | 353736 | 869059 | 885145 | 709909 | 822511 | 383576 | 602147 | 138147 | 809366 | 664411 | 547193 | 578581 | 353736 | 869059 | 885145 | 709909 | 822511 | 383576 | 602147 | 138147 | 809366 | 63551.784 | 52814.008 | 55053.165 | 34445.318 | 82567.522 | 85519.551 | 68400.804 | 78753.036 | 39014.574 | 34364.412 | 13015.907 | 77437.482 | 362336 | 362336 | 7363781 | 7363781 | 684937.56 | 2020
Vintage1974 | hard coal | TRUE | 5109.1733.MI.ST | 1733 | N | . | Monroe (MI) | DTE Electric Company | 5109 | MI | ENC | RFC |  | 22 | 1 | Electric Utility | ST | RC | COL | MISO | M | short tons | 698339 | 517490 | 579664 | 221133 | 357562 | 617920 | 645645 | 630922 | 421333 | 552501 | 615083 | 804704 | 698339 | 517490 | 579664 | 221133 | 357562 | 617920 | 645645 | 630922 | 421333 | 552501 | 615083 | 804704 | 20.218 | 20.217 | 20.007 | 20.359 | 20.34 | 20.233 | 20.154 | 20.224 | 20.257 | 20.5 | 20.037 | 20.033 | 14119018 | 10462095 | 11597338 | 4502047 | 7272811 | 12502375 | 13012329 | 12759767 | 8534943 | 11326271 | 12324418 | 16120635 | 14119018 | 10462095 | 11597338 | 4502047 | 7272811 | 12502375 | 13012329 | 12759767 | 8534943 | 11326271 | 12324418 | 16120635 | 1350503.5 | 1009780.4 | 1103509.6 | 438390.3 | 690974.97 | 1207934.7 | 1253757.5 | 1221711.3 | 868111.89 | 646388.59 | 1161177.1 | 1542369 | 6662296 | 6662296 | 134534047 | 134534047 | 12494609 | 2020
Vintage1974 | hard coal | TRUE | 5109.1733.MI.ST | 1733 | N | . | Monroe (MI) | DTE Electric Company | 5109 | MI | ENC | RFC |  | 22 | 1 | Electric Utility | ST | SUB | COL | MISO | M | short tons | 0 | 0 | 0 | 0 | 0 | 0 | 0 | 0 | 0 | 0 | 0 | 0 | 0 | 0 | 0 | 0 | 0 | 0 | 0 | 0 | 0 | 0 | 0 | 0 | 0 | 0 | 0 | 0 | 0 | 0 | 0 | 0 | 0 | 0 | 0 | 0 | 0 | 0 | 0 | 0 | 0 | 0 | 0 | 0 | 0 | 0 | 0 | 0 | 0 | 0 | 0 | 0 | 0 | 0 | 0 | 0 | 0 | 0 | 0 | 0 | 0 | 0 | 0 | 0 | 0 | 0 | 0 | 0 | 0 | 0 | 0 | 0 | 0 | 0 | 0 | 0 | 0 | 2020
Vintage1971 | petroleum | TRUE | 5109.1734.MI.GT | 1734 | N | . | Northeast (MI) | DTE Electric Company | 5109 | MI | ENC | RFC |  | 22 | 1 | Electric Utility | GT | DFO | DFO | MISO | A | barrels | 245 | 105 | 226 | 126 | 271 | 256 | 293 | 427 | 182 | 75 | 94 | 308 | 245 | 105 | 226 | 126 | 271 | 256 | 293 | 427 | 182 | 75 | 94 | 308 | 5.803 | 5.803 | 5.803 | 5.803 | 5.803 | 5.803 | 5.803 | 5.803 | 5.803 | 5.803 | 5.803 | 5.803 | 1422 | 609 | 1311 | 731 | 1573 | 1486 | 1700 | 2478 | 1056 | 435 | 545 | 1787 | 1422 | 609 | 1311 | 731 | 1573 | 1486 | 1700 | 2478 | 1056 | 435 | 545 | 1787 | 70.191 | 29.941 | 64.528 | 35.882 | 77.193 | 73.036 | 83.647 | 121.813 | 51.889 | 21.388 | 26.78 | 87.917 | 2608 | 2608 | 15133 | 15133 | 744.205 | 2020
Vintage1971 | natural gas peaker | TRUE | 5109.1734.MI.GT | 1734 | N | . | Northeast (MI) | DTE Electric Company | 5109 | MI | ENC | RFC |  | 22 | 1 | Electric Utility | GT | NG | NG | MISO | A | mcf | 3323 | 2925 | 2783 | 2476 | 2509 | 2736 | 3681 | 2940 | 2548 | 2787 | 2132 | 2653 | 3323 | 2925 | 2783 | 2476 | 2509 | 2736 | 3681 | 2940 | 2548 | 2787 | 2132 | 2653 | 1.026 | 1.026 | 1.026 | 1.026 | 1.026 | 1.026 | 1.026 | 1.026 | 1.026 | 1.026 | 1.026 | 1.026 | 3409 | 3001 | 2855 | 2540 | 2574 | 2807 | 3777 | 3016 | 2614 | 2859 | 2187 | 2722 | 3409 | 3001 | 2855 | 2540 | 2574 | 2807 | 3777 | 3016 | 2614 | 2859 | 2187 | 2722 | 167.646 | 147.56 | 140.411 | 124.915 | 126.572 | 138.025 | 185.718 | 148.345 | 128.567 | 140.634 | 107.54 | 133.862 | 33493 | 33493 | 34361 | 34361 | 1689.795 | 2020
Vintage1970 | petroleum | TRUE | 5109.1735.MI.IC | 1735 | N | . | Oliver | DTE Electric Company | 5109 | MI | ENC | RFC |  | 22 | 1 | Electric Utility | IC | DFO | DFO | MISO | A | barrels | 23 | 10 | 22 | 12 | 26 | 25 | 28 | 41 | 18 | 7 | 9 | 30 | 23 | 10 | 22 | 12 | 26 | 25 | 28 | 41 | 18 | 7 | 9 | 30 | 5.818 | 5.818 | 5.818 | 5.818 | 5.818 | 5.818 | 5.818 | 5.818 | 5.818 | 5.818 | 5.818 | 5.818 | 134 | 58 | 128 | 70 | 151 | 145 | 163 | 239 | 105 | 41 | 52 | 175 | 134 | 58 | 128 | 70 | 151 | 145 | 163 | 239 | 105 | 41 | 52 | 175 | -28.673 | -12.231 | -26.359 | -14.657 | -31.533 | -29.834 | -34.169 | -49.759 | -21.196 | -8.737 | -10.939 | -35.913 | 251 | 251 | 1461 | 1461 | -304 | 2020
Vintage1970 | petroleum | TRUE | 5109.1737.MI.IC | 1737 | N | . | Placid 12 | DTE Electric Company | 5109 | MI | ENC | RFC |  | 22 | 1 | Electric Utility | IC | DFO | DFO | MISO | A | barrels | 73 | 31 | 67 | 37 | 80 | 76 | 87 | 127 | 54 | 22 | 28 | 91 | 73 | 31 | 67 | 37 | 80 | 76 | 87 | 127 | 54 | 22 | 28 | 91 | 5.794 | 5.794 | 5.794 | 5.794 | 5.794 | 5.794 | 5.794 | 5.794 | 5.794 | 5.794 | 5.794 | 5.794 | 423 | 180 | 388 | 214 | 464 | 440 | 504 | 736 | 313 | 127 | 162 | 527 | 423 | 180 | 388 | 214 | 464 | 440 | 504 | 736 | 313 | 127 | 162 | 527 | 0.192 | 0.08 | 0.173 | 0.096 | 0.207 | 0.196 | 0.225 | 0.327 | 0.139 | 0.057 | 0.072 | 0.236 | 773 | 773 | 4478 | 4478 | 2 | 2020
Vintage1971 | petroleum | TRUE | 5109.1739.MI.IC | 1739 | N | . | Putnam (MI) | DTE Electric Company | 5109 | MI | ENC | RFC |  | 22 | 1 | Electric Utility | IC | DFO | DFO | MISO | A | barrels | 59 | 25 | 54 | 30 | 65 | 62 | 70 | 103 | 44 | 18 | 23 | 74 | 59 | 25 | 54 | 30 | 65 | 62 | 70 | 103 | 44 | 18 | 23 | 74 | 5.77 | 5.77 | 5.77 | 5.77 | 5.77 | 5.77 | 5.77 | 5.77 | 5.77 | 5.77 | 5.77 | 5.77 | 340 | 144 | 312 | 173 | 375 | 358 | 404 | 594 | 254 | 104 | 133 | 427 | 340 | 144 | 312 | 173 | 375 | 358 | 404 | 594 | 254 | 104 | 133 | 427 | -4.057 | -1.73 | -3.728 | -2.073 | -4.46 | -4.22 | -4.833 | -7.038 | -2.998 | -1.236 | -1.547 | -5.08 | 627 | 627 | 3618 | 3618 | -43 | 2020
Vintage1967 | petroleum | TRUE | 5109.1740.MI.IC | 1740 | N | . | River Rouge | DTE Electric Company | 5109 | MI | ENC | RFC |  | 22 | 1 | Electric Utility | IC | DFO | DFO | MISO | M | barrels | 2 | 0 | 22 | 12 | 0 | 92 | 202 | 44 | 0 | 0 | 0 | 16 | 2 | 0 | 22 | 12 | 0 | 92 | 202 | 44 | 0 | 0 | 0 | 16 | 5.788 | 0 | 5.788 | 5.788 | 0 | 5.788 | 5.788 | 5.788 | 0 | 0 | 0 | 5.788 | 12 | 0 | 127 | 69 | 0 | 532 | 1169 | 255 | 0 | 0 | 0 | 93 | 12 | 0 | 127 | 69 | 0 | 532 | 1169 | 255 | 0 | 0 | 0 | 93 | -45 | -35 | -34 | -28 | -33 | 27 | 91 | -3 | -28 | -36 | -34 | -31 | 390 | 390 | 2257 | 2257 | -189 | 2020
Vintage1958 | other | TRUE | 5109.1740.MI.ST | 1740 | N | . | River Rouge | DTE Electric Company | 5109 | MI | ENC | RFC |  | 22 | 1 | Electric Utility | ST | BFG | OOG | MISO | M | mcf | 0 | 459701 | 24878 | 0 | 0 | 0 | 0 | 0 | 0 | 0 | 0 | 0 | 0 | 459701 | 24878 | 0 | 0 | 0 | 0 | 0 | 0 | 0 | 0 | 0 | 0 | 0.08 | 0.08 | 0 | 0 | 0 | 0 | 0 | 0 | 0 | 0 | 0 | 0 | 36776 | 1990 | 0 | 0 | 0 | 0 | 0 | 0 | 0 | 0 | 0 | 0 | 36776 | 1990 | 0 | 0 | 0 | 0 | 0 | 0 | 0 | 0 | 0 | 0 | 1702.326 | 167.763 | 0 | 0 | 0 | 0 | 0 | -120.278 | -119.953 | -132.71 | -152.366 | 484579 | 484579 | 38766 | 38766 | 1344.782 | 2020
Vintage1958 | hard coal | TRUE | 5109.1740.MI.ST | 1740 | N | . | River Rouge | DTE Electric Company | 5109 | MI | ENC | RFC |  | 22 | 1 | Electric Utility | ST | BIT | COL | MISO | M | short tons | 0 | 0 | 0 | 639 | 1990 | 0 | 0 | 0 | 0 | 0 | 0 | 0 | 0 | 0 | 0 | 639 | 1990 | 0 | 0 | 0 | 0 | 0 | 0 | 0 | 0 | 0 | 0 | 17.426 | 16.798 | 0 | 0 | 0 | 0 | 0 | 0 | 0 | 0 | 0 | 0 | 11135 | 33428 | 0 | 0 | 0 | 0 | 0 | 0 | 0 | 0 | 0 | 0 | 11135 | 33428 | 0 | 0 | 0 | 0 | 0 | 0 | 0 | 0 | 0 | 0 | 870.995 | 2568.22 | 0 | 0 | 0 | -2.198 | -2.192 | -2.425 | -2.784 | 2629 | 2629 | 44563 | 44563 | 3429.616 | 2020
Vintage1958 | natural gas steam turbine | TRUE | 5109.1740.MI.ST | 1740 | N | . | River Rouge | DTE Electric Company | 5109 | MI | ENC | RFC |  | 22 | 1 | Electric Utility | ST | NG | NG | MISO | M | mcf | 17661 | 102876 | 154777 | 64539 | 137897 | 67059 | 311608 | 41851 | 0 | 0 | 0 | 0 | 17661 | 102876 | 154777 | 64539 | 137897 | 67059 | 311608 | 41851 | 0 | 0 | 0 | 0 | 1.073 | 1.074 | 1.074 | 1.061 | 1.061 | 1.062 | 1.055 | 1.055 | 0 | 0 | 0 | 0 | 18950 | 110489 | 166230 | 68476 | 146309 | 71217 | 328746 | 44153 | 0 | 0 | 0 | 0 | 18950 | 110489 | 166230 | 68476 | 146309 | 71217 | 328746 | 44153 | 0 | 0 | 0 | 0 | -211.791 | 5114.41 | 14012.022 | 5356.177 | 11240.661 | 1553.5 | 15614.59 | 494.811 | -245.676 | -245.011 | -271.068 | -311.216 | 898268 | 898268 | 954570 | 954570 | 52101.409 | 2020
Vintage1958 | other | TRUE | 5109.1740.MI.ST | 1740 | N | . | River Rouge | DTE Electric Company | 5109 | MI | ENC | RFC |  | 22 | 1 | Electric Utility | ST | OG | OOG | MISO | M | mcf | 26254 | 285852 | 448378 | 144352 | 197028 | 85724 | 254276 | 27559 | 0 | 0 | 0 | 0 | 26254 | 285852 | 448378 | 144352 | 197028 | 85724 | 254276 | 27559 | 0 | 0 | 0 | 0 | 0.496 | 0.496 | 0.496 | 0.496 | 0.496 | 0.496 | 0.496 | 0.496 | 0 | 0 | 0 | 0 | 13022 | 141783 | 222395 | 71599 | 97726 | 42519 | 126121 | 13669 | 0 | 0 | 0 | 0 | 13022 | 141783 | 222395 | 71599 | 97726 | 42519 | 126121 | 13669 | 0 | 0 | 0 | 0 | -145.536 | 6562.965 | 18746.323 | 5600.435 | 7508.121 | 927.5 | 5990.41 | 153.189 | -333.365 | -332.463 | -367.819 | -422.298 | 1469423 | 1469423 | 728834 | 728834 | 43887.462 | 2020
Vintage1958 | hard coal | TRUE | 5109.1740.MI.ST | 1740 | N | . | River Rouge | DTE Electric Company | 5109 | MI | ENC | RFC |  | 22 | 1 | Electric Utility | ST | SUB | COL | MISO | M | short tons | 1186 | 4849 | 36734 | 15723 | 19445 | 0 | 0 | 0 | 0 | 0 | 0 | 0 | 1186 | 4849 | 36734 | 15723 | 19445 | 0 | 0 | 0 | 0 | 0 | 0 | 0 | 17.252 | 17.252 | 16.906 | 17.426 | 16.798 | 0 | 0 | 0 | 0 | 0 | 0 | 0 | 20461 | 83655 | 621025 | 273989 | 326637 | 0 | 0 | 0 | 0 | 0 | 0 | 0 | 20461 | 83655 | 621025 | 273989 | 326637 | 0 | 0 | 0 | 0 | 0 | 0 | 0 | -228.673 | 3872.299 | 52347.892 | 21431.393 | 25094.998 | 0 | 0 | 0 | -1146.483 | -1143.381 | -1264.978 | -1452.336 | 77937 | 77937 | 1325767 | 1325767 | 97510.731 | 2020
Vintage1968 | petroleum | TRUE | 5109.1741.MI.IC | 1741 | N | . | Slocum | DTE Electric Company | 5109 | MI | ENC | RFC |  | 22 | 1 | Electric Utility | IC | DFO | DFO | MISO | A | barrels | 48 | 21 | 45 | 25 | 53 | 50 | 58 | 84 | 36 | 15 | 18 | 61 | 48 | 21 | 45 | 25 | 53 | 50 | 58 | 84 | 36 | 15 | 18 | 61 | 5.785 | 5.785 | 5.785 | 5.785 | 5.785 | 5.785 | 5.785 | 5.785 | 5.785 | 5.785 | 5.785 | 5.785 | 278 | 121 | 260 | 145 | 307 | 289 | 336 | 486 | 208 | 87 | 104 | 353 | 278 | 121 | 260 | 145 | 307 | 289 | 336 | 486 | 208 | 87 | 104 | 353 | 14.618 | 6.236 | 13.44 | 7.473 | 16.077 | 15.212 | 17.422 | 25.371 | 10.807 | 4.455 | 5.578 | 18.311 | 514 | 514 | 2974 | 2974 | 155 | 2020
Vintage1968 | petroleum | TRUE | 5109.1743.MI.GT | 1743 | N | . | St Clair | DTE Electric Company | 5109 | MI | ENC | RFC |  | 22 | 1 | Electric Utility | GT | DFO | DFO | MISO | M | barrels | 0 | 0 | 0 | 0 | 0 | 0 | 0 | 0 | 0 | 0 | 0 | 0 | 0 | 0 | 0 | 0 | 0 | 0 | 0 | 0 | 0 | 0 | 0 | 0 | 0 | 0 | 0 | 0 | 0 | 0 | 0 | 0 | 0 | 0 | 0 | 0 | 0 | 0 | 0 | 0 | 0 | 0 | 0 | 0 | 0 | 0 | 0 | 0 | 0 | 0 | 0 | 0 | 0 | 0 | 0 | 0 | 0 | 0 | 0 | 0 | 0 | 0 | 0 | 0 | 0 | 0 | 0 | 0 | 0 | 0 | 0 | 0 | 0 | 0 | 0 | 0 | 0 | 2020
Vintage1968 | natural gas peaker | TRUE | 5109.1743.MI.GT | 1743 | N | . | St Clair | DTE Electric Company | 5109 | MI | ENC | RFC |  | 22 | 1 | Electric Utility | GT | NG | NG | MISO | M | mcf | 0 | 0 | 219 | 0 | 0 | 1292 | 11306 | 9 | 583 | 0 | 0 | 402 | 0 | 0 | 219 | 0 | 0 | 1292 | 11306 | 9 | 583 | 0 | 0 | 402 | 0 | 0 | 1.008 | 0 | 0 | 1.008 | 1.008 | 1.008 | 1.008 | 0 | 0 | 1.008 | 0 | 0 | 221 | 0 | 0 | 1302 | 11396 | 9 | 588 | 0 | 0 | 405 | 0 | 0 | 221 | 0 | 0 | 1302 | 11396 | 9 | 588 | 0 | 0 | 405 | -11 | -9 | 4 | -10 | -10 | 79 | 749 | -10 | 27 | -1 | -3 | 29 | 13811 | 13811 | 13921 | 13921 | 834 | 2020
Vintage1970 | petroleum | TRUE | 5109.1743.MI.IC | 1743 | N | . | St Clair | DTE Electric Company | 5109 | MI | ENC | RFC |  | 22 | 1 | Electric Utility | IC | DFO | DFO | MISO | M | barrels | 0 | 0 | 6 | 10 | 0 | 41 | 123 | 19 | 0 | 12 | 0 | 16 | 0 | 0 | 6 | 10 | 0 | 41 | 123 | 19 | 0 | 12 | 0 | 16 | 0 | 0 | 5.82 | 5.82 | 0 | 5.82 | 5.82 | 5.82 | 0 | 5.82 | 0 | 5.82 | 0 | 0 | 35 | 58 | 0 | 239 | 716 | 111 | 0 | 70 | 0 | 93 | 0 | 0 | 35 | 58 | 0 | 239 | 716 | 111 | 0 | 70 | 0 | 93 | -15 | -13 | -10 | -7 | -6 | 8 | 60 | 1 | -10 | -5 | -13 | -5 | 227 | 227 | 1322 | 1322 | -15 | 2020
Vintage1970 | petroleum | TRUE | 5109.1743.MI.IC | 1743 | N | . | St Clair | DTE Electric Company | 5109 | MI | ENC | RFC |  | 22 | 1 | Electric Utility | IC | RFO | RFO | MISO | M | barrels | . | . | . | 0 | . | . | . | . | . | . | . | . | . | . | . | 0 | . | . | . | . | . | . | . | . | . | . | . | 0 | . | . | . | . | . | . | . | . | . | . | . | 0 | . | . | . | . | . | . | . | . | . | . | . | 0 | . | . | . | . | . | . | . | . | . | . | . | 0 | . | . | . | . | . | . | . | . | 0 | 0 | 0 | 0 | 0 | 2020
Vintage1969 | hard coal | TRUE | 5109.1743.MI.ST | 1743 | N | . | St Clair | DTE Electric Company | 5109 | MI | ENC | RFC |  | 22 | 1 | Electric Utility | ST | BIT | COL | MISO | M | short tons | 0 | 0 | 0 | 0 | 0 | 0 | 0 | 0 | 0 | 0 | 0 | 0 | 0 | 0 | 0 | 0 | 0 | 0 | 0 | 0 | 0 | 0 | 0 | 0 | 0 | 0 | 0 | 0 | 0 | 0 | 0 | 0 | 0 | 0 | 0 | 0 | 0 | 0 | 0 | 0 | 0 | 0 | 0 | 0 | 0 | 0 | 0 | 0 | 0 | 0 | 0 | 0 | 0 | 0 | 0 | 0 | 0 | 0 | 0 | 0 | 0 | 0 | 0 | 0 | 0 | 0 | 0 | 0 | 0 | 0 | 0 | 0 | 0 | 0 | 0 | 0 | 0 | 2020
Vintage1969 | petroleum | TRUE | 5109.1743.MI.ST | 1743 | N | . | St Clair | DTE Electric Company | 5109 | MI | ENC | RFC |  | 22 | 1 | Electric Utility | ST | DFO | DFO | MISO | M | barrels | 423 | 0 | 1671 | 0 | 1104 | 3384 | 1107 | 1137 | 1341 | 1 | 1106 | 1531 | 423 | 0 | 1671 | 0 | 1104 | 3384 | 1107 | 1137 | 1341 | 1 | 1106 | 1531 | 5.83 | 0 | 5.81 | 0 | 5.81 | 5.82 | 5.82 | 5.82 | 5.78 | 5.82 | 5.8 | 5.8 | 2466 | 0 | 9709 | 0 | 6414 | 19695 | 6443 | 6617 | 7751 | 6 | 6415 | 8880 | 2466 | 0 | 9709 | 0 | 6414 | 19695 | 6443 | 6617 | 7751 | 6 | 6415 | 8880 | 195.973 | 0 | 709.748 | 0 | 113.783 | 1596.791 | 529.693 | 535.95 | 677.39 | 0.473 | 536.248 | 730.985 | 12805 | 12805 | 74396 | 74396 | 5627.034 | 2020
Vintage1969 | natural gas steam turbine | TRUE | 5109.1743.MI.ST | 1743 | N | . | St Clair | DTE Electric Company | 5109 | MI | ENC | RFC |  | 22 | 1 | Electric Utility | ST | NG | NG | MISO | M | mcf | 30890 | 7731 | 6597 | 0 | 0 | 39777 | 20872 | 73530 | 51320 | 45130 | 28435 | 38555 | 30890 | 7731 | 6597 | 0 | 0 | 39777 | 20872 | 73530 | 51320 | 45130 | 28435 | 38555 | 1.056 | 1.058 | 1.054 | 0 | 0 | 1.05 | 1.051 | 1.051 | 1.05 | 1.053 | 1.049 | 1.049 | 32620 | 8179 | 6953 | 0 | 0 | 41766 | 21936 | 77280 | 53886 | 47522 | 29828 | 40444 | 32620 | 8179 | 6953 | 0 | 0 | 41766 | 21936 | 77280 | 53886 | 47522 | 29828 | 40444 | 2592.202 | 513.964 | 508.322 | 0 | 0 | 3386.227 | 1803.516 | 6259.047 | 4709.319 | 3864.616 | 2493.509 | 3329.365 | 342837 | 342837 | 360414 | 360414 | 29460.087 | 2020
Vintage1969 | hard coal | TRUE | 5109.1743.MI.ST | 1743 | N | . | St Clair | DTE Electric Company | 5109 | MI | ENC | RFC |  | 22 | 1 | Electric Utility | ST | RC | COL | MISO | M | short tons | 77195 | 29890 | 51324 | 0 | 5338 | 150785 | 185826 | 130508 | 139815 | 54347 | 109313 | 128689 | 77195 | 29890 | 51324 | 0 | 5338 | 150785 | 185826 | 130508 | 139815 | 54347 | 109313 | 128689 | 18.086 | 17.852 | 17.881 | 0 | 17.797 | 18.76 | 19.156 | 19.108 | 18.366 | 18.465 | 18.03 | 18.242 | 1396149 | 533596 | 917724 | 0 | 95000 | 2828727 | 3559683 | 2493747 | 2567842 | 1003517 | 1970913 | 2347545 | 1396149 | 533596 | 917724 | 0 | 95000 | 2828727 | 3559683 | 2493747 | 2567842 | 1003517 | 1970913 | 2347545 | 110947.83 | 33529.262 | 67090.93 | 0 | 1685.217 | 229343.11 | 292660.79 | 201973 | 224414.29 | 81608.911 | 164759.24 | 193249.83 | 1063030 | 1063030 | 19714443 | 19714443 | 1601262.4 | 2020
Vintage1969 | petroleum | TRUE | 5109.1743.MI.ST | 1743 | N | . | St Clair | DTE Electric Company | 5109 | MI | ENC | RFC |  | 22 | 1 | Electric Utility | ST | RFO | RFO | MISO | M | barrels | 0 | 0 | 0 | . | 0 | 0 | 0 | 0 | 0 | 0 | 0 | 0 | 0 | 0 | 0 | . | 0 | 0 | 0 | 0 | 0 | 0 | 0 | 0 | 0 | 0 | 0 | . | 0 | 0 | 0 | 0 | 0 | 0 | 0 | 0 | 0 | 0 | 0 | . | 0 | 0 | 0 | 0 | 0 | 0 | 0 | 0 | 0 | 0 | 0 | . | 0 | 0 | 0 | 0 | 0 | 0 | 0 | 0 | 0 | 0 | 0 | . | 0 | 0 | 0 | 0 | 0 | 0 | 0 | 0 | 0 | 0 | 0 | 0 | 0 | 2020
Vintage1969 | hard coal | TRUE | 5109.1743.MI.ST | 1743 | N | . | St Clair | DTE Electric Company | 5109 | MI | ENC | RFC |  | 22 | 1 | Electric Utility | ST | SUB | COL | MISO | M | short tons | 0 | 0 | 0 | 0 | 0 | 0 | 0 | 0 | 0 | 0 | 0 | 0 | 0 | 0 | 0 | 0 | 0 | 0 | 0 | 0 | 0 | 0 | 0 | 0 | 0 | 0 | 0 | 0 | 0 | 0 | 0 | 0 | 0 | 0 | 0 | 0 | 0 | 0 | 0 | 0 | 0 | 0 | 0 | 0 | 0 | 0 | 0 | 0 | 0 | 0 | 0 | 0 | 0 | 0 | 0 | 0 | 0 | 0 | 0 | 0 | 0 | 0 | 0 | 0 | 0 | 0 | 0 | 0 | 0 | 0 | 0 | 0 | 0 | 0 | 0 | 0 | 0 | 2020
Vintage1969 | petroleum | TRUE | 5109.1743.MI.ST | 1743 | N | . | St Clair | DTE Electric Company | 5109 | MI | ENC | RFC |  | 22 | 1 | Electric Utility | ST | WO | WOO | MISO | M | barrels | 0 | 6810 | 0 | 0 | 0 | 49 | 0 | 0 | 0 | 0 | 0 | 129 | 0 | 6810 | 0 | 0 | 0 | 49 | 0 | 0 | 0 | 0 | 0 | 129 | 0 | 6.01 | 0 | 0 | 0 | 6.01 | 0 | 0 | 0 | 0 | 0 | 6.01 | 0 | 40928 | 0 | 0 | 0 | 294 | 0 | 0 | 0 | 0 | 0 | 775 | 0 | 40928 | 0 | 0 | 0 | 294 | 0 | 0 | 0 | 0 | 0 | 775 | 0 | 2571.774 | 0 | 0 | 0 | 23.876 | 0 | 0 | 0 | 0 | 0 | 63.822 | 6988 | 6988 | 41997 | 41997 | 2659.472 | 2020
Vintage1966 | petroleum | TRUE | 5109.1744.MI.GT | 1744 | N | . | Superior | DTE Electric Company | 5109 | MI | ENC | RFC |  | 22 | 1 | Electric Utility | GT | DFO | DFO | MISO | A | barrels | 326 | 140 | 301 | 167 | 360 | 341 | 390 | 568 | 242 | 100 | 125 | 410 | 326 | 140 | 301 | 167 | 360 | 341 | 390 | 568 | 242 | 100 | 125 | 410 | 5.803 | 5.803 | 5.803 | 5.803 | 5.803 | 5.803 | 5.803 | 5.803 | 5.803 | 5.803 | 5.803 | 5.803 | 1892 | 812 | 1747 | 969 | 2089 | 1979 | 2263 | 3296 | 1404 | 580 | 725 | 2379 | 1892 | 812 | 1747 | 969 | 2089 | 1979 | 2263 | 3296 | 1404 | 580 | 725 | 2379 | 59.987 | 25.588 | 55.146 | 30.665 | 65.969 | 62.416 | 71.485 | 104.102 | 44.344 | 18.278 | 22.886 | 75.134 | 3470 | 3470 | 20135 | 20135 | 636 | 2020
Vintage1968 | hard coal | TRUE | 5109.1745.MI.ST | 1745 | N | . | Trenton Channel | DTE Electric Company | 5109 | MI | ENC | RFC |  | 22 | 1 | Electric Utility | ST | BIT | COL | MISO | M | short tons | 0 | 0 | 0 | 0 | 0 | 1 | 3891 | 2381 | 0 | 0 | 0 | 0 | 0 | 0 | 0 | 0 | 0 | 1 | 3891 | 2381 | 0 | 0 | 0 | 0 | 0 | 0 | 0 | 0 | 0 | 19.45 | 20.464 | 18.884 | 0 | 0 | 0 | 0 | 0 | 0 | 0 | 0 | 0 | 19 | 79625 | 44963 | 0 | 0 | 0 | 0 | 0 | 0 | 0 | 0 | 0 | 19 | 79625 | 44963 | 0 | 0 | 0 | 0 | 0 | -36.117 | -38.285 | -34.699 | -28.674 | 1.392 | 5696.168 | 3204.189 | 0 | 0 | 0 | 0 | 6273 | 6273 | 124607 | 124607 | 8763.974 | 2020
Vintage1968 | petroleum | TRUE | 5109.1745.MI.ST | 1745 | N | . | Trenton Channel | DTE Electric Company | 5109 | MI | ENC | RFC |  | 22 | 1 | Electric Utility | ST | DFO | DFO | MISO | M | barrels | 13 | 0 | 0 | 0 | 0 | 1311 | 1275 | 3114 | 128 | 867 | 619 | 1869 | 13 | 0 | 0 | 0 | 0 | 1311 | 1275 | 3114 | 128 | 867 | 619 | 1869 | 5.824 | 0 | 0 | 0 | 0 | 5.831 | 5.831 | 5.831 | 5.831 | 5.831 | 5.831 | 5.831 | 76 | 0 | 0 | 0 | 0 | 7644 | 7435 | 18158 | 746 | 5055 | 3609 | 10898 | 76 | 0 | 0 | 0 | 0 | 7644 | 7435 | 18158 | 746 | 5055 | 3609 | 10898 | -2904 | -8.025 | -8.507 | -7.71 | -6.371 | 547.219 | 531.844 | 1293.977 | -2054.031 | -1766.749 | 238.715 | 947.145 | 9196 | 9196 | 53621 | 53621 | -3196.493 | 2020
Vintage1968 | natural gas steam turbine | TRUE | 5109.1745.MI.ST | 1745 | N | . | Trenton Channel | DTE Electric Company | 5109 | MI | ENC | RFC |  | 22 | 1 | Electric Utility | ST | NG | NG | MISO | M | mcf | 0 | 0 | 0 | 0 | 0 | 0 | 0 | 0 | 0 | 0 | 0 | 0 | 0 | 0 | 0 | 0 | 0 | 0 | 0 | 0 | 0 | 0 | 0 | 0 | 0 | 0 | 0 | 0 | 0 | 0 | 0 | 0 | 0 | 0 | 0 | 0 | 0 | 0 | 0 | 0 | 0 | 0 | 0 | 0 | 0 | 0 | 0 | 0 | 0 | 0 | 0 | 0 | 0 | 0 | 0 | 0 | 0 | 0 | 0 | 0 | 0 | 0 | 0 | 0 | 0 | 0 | 0 | 0 | 0 | 0 | 0 | 0 | 0 | 0 | 0 | 0 | 0 | 2020
Vintage1968 | other | TRUE | 5109.1745.MI.ST | 1745 | N | . | Trenton Channel | DTE Electric Company | 5109 | MI | ENC | RFC |  | 22 | 1 | Electric Utility | ST | OTH | OTH | MISO | M |  | 0 | 0 | 0 | 0 | 0 | 0 | 0 | 0 | 0 | 0 | 0 | 0 | 0 | 0 | 0 | 0 | 0 | 0 | 0 | 0 | 0 | 0 | 0 | 0 | 0 | 0 | 0 | 0 | 0 | 0 | 0 | 0 | 0 | 0 | 0 | 0 | 0 | 0 | 0 | 0 | 0 | 0 | 0 | 0 | 0 | 0 | 0 | 0 | 0 | 0 | 0 | 0 | 0 | 0 | 0 | 0 | 0 | 0 | 0 | 0 | 0 | 0 | 0 | 0 | 0 | 0 | 0 | 0 | 0 | 0 | 0 | 0 | 0 | 0 | 0 | 0 | 0 | 2020
Vintage1968 | hard coal | TRUE | 5109.1745.MI.ST | 1745 | N | . | Trenton Channel | DTE Electric Company | 5109 | MI | ENC | RFC |  | 22 | 1 | Electric Utility | ST | SUB | COL | MISO | M | short tons | 0 | 0 | 0 | 0 | 0 | 29873 | 42603 | 17192 | 4 | 4 | 10957 | 81050 | 0 | 0 | 0 | 0 | 0 | 29873 | 42603 | 17192 | 4 | 4 | 10957 | 81050 | 0 | 0 | 0 | 0 | 0 | 19.45 | 20.464 | 18.884 | 17.348 | 17.348 | 17.298 | 17.216 | 0 | 0 | 0 | 0 | 0 | 581030 | 871828 | 324654 | 69 | 69 | 189534 | 1395357 | 0 | 0 | 0 | 0 | 0 | 581030 | 871828 | 324654 | 69 | 69 | 189534 | 1395357 | 0 | -2221.858 | -2355.208 | -2134.591 | -1763.955 | 41592.389 | 62367.988 | 23135.834 | -190.969 | -24.251 | 12535.285 | 121268.86 | 181683 | 181683 | 3362541 | 3362541 | 252209.52 | 2020
Vintage1968 | petroleum | TRUE | 5109.1746.MI.IC | 1746 | N | . | Wilmot | DTE Electric Company | 5109 | MI | ENC | RFC |  | 22 | 1 | Electric Utility | IC | DFO | DFO | MISO | M | barrels | 21 | 11 | 32 | 17 | 24 | 171 | 535 | 167 | 20 | 0 | 0 | 31 | 21 | 11 | 32 | 17 | 24 | 171 | 535 | 167 | 20 | 0 | 0 | 31 | 5.8 | 5.8 | 5.8 | 5.8 | 5.8 | 5.8 | 5.8 | 5.8 | 5.8 | 0 | 0 | 5.81 | 122 | 64 | 186 | 99 | 139 | 992 | 3103 | 969 | 116 | 0 | 0 | 180 | 122 | 64 | 186 | 99 | 139 | 992 | 3103 | 969 | 116 | 0 | 0 | 180 | -30 | -32 | -22 | -23 | -20 | 66 | 256 | 66 | -20 | -33 | -38 | -22 | 1029 | 1029 | 5970 | 5970 | 148 | 2020
Vintage1972 | petroleum | TRUE | 3828.1750.MI.IC | 1750 | N | . | Manistique | Cloverland Electric Co-op | 3828 | MI | ENC | RFC |  | 22 | 1 | Electric Utility | IC | DFO | DFO | MISO | A | barrels | 105 | 45 | 96 | 54 | 115 | 109 | 125 | 182 | 78 | 32 | 40 | 131 | 105 | 45 | 96 | 54 | 115 | 109 | 125 | 182 | 78 | 32 | 40 | 131 | 6.2 | 6.2 | 6.2 | 6.2 | 6.2 | 6.2 | 6.2 | 6.2 | 6.2 | 6.2 | 6.2 | 6.2 | 651 | 279 | 595 | 335 | 713 | 676 | 775 | 1128 | 484 | 198 | 248 | 812 | 651 | 279 | 595 | 335 | 713 | 676 | 775 | 1128 | 484 | 198 | 248 | 812 | 36.501 | 15.57 | 33.556 | 18.659 | 40.142 | 37.98 | 43.498 | 63.345 | 26.983 | 11.122 | 13.926 | 45.718 | 1112 | 1112 | 6894 | 6894 | 387 | 2020
Vintage1963 | hydro | TRUE | 3828.1751.MI.HY | 1751 | N | . | Edison Sault | Cloverland Electric Co-op | 3828 | MI | ENC | RFC |  | 22 | 1 | Electric Utility | HY | WAT | HYC | MISO | A |  | 0 | 0 | 0 | 0 | 0 | 0 | 0 | 0 | 0 | 0 | 0 | 0 | 0 | 0 | 0 | 0 | 0 | 0 | 0 | 0 | 0 | 0 | 0 | 0 | 0 | 0 | 0 | 0 | 0 | 0 | 0 | 0 | 0 | 0 | 0 | 0 | 154917 | 150028 | 162216 | 163101 | 180846 | 159304 | 171285 | 152792 | 163337 | 161331 | 160160 | 179597 | 154917 | 150028 | 162216 | 163101 | 180846 | 159304 | 171285 | 152792 | 163337 | 161331 | 160160 | 179597 | 17670.482 | 17112.844 | 18503.01 | 18603.991 | 20628.091 | 18170.897 | 19537.501 | 17428.128 | 18630.919 | 18402.03 | 18268.511 | 20485.596 | 0 | 0 | 1958914 | 1958914 | 223442 | 2020
Vintage1996 | hydro | TRUE | 9324.1753.MI.HY | 1753 | N | . | Berrien Springs | Indiana Michigan Power Co | 9324 | MI | ENC | RFC |  | 22 | 1 | Electric Utility | HY | WAT | HYC | PJM | A |  | 0 | 0 | 0 | 0 | 0 | 0 | 0 | 0 | 0 | 0 | 0 | 0 | 0 | 0 | 0 | 0 | 0 | 0 | 0 | 0 | 0 | 0 | 0 | 0 | 0 | 0 | 0 | 0 | 0 | 0 | 0 | 0 | 0 | 0 | 0 | 0 | 22647 | 21933 | 23714 | 23844 | 26438 | 23289 | 25040 | 22337 | 23878 | 23585 | 23414 | 26255 | 22647 | 21933 | 23714 | 23844 | 26438 | 23289 | 25040 | 22337 | 23878 | 23585 | 23414 | 26255 | 2583.248 | 2501.728 | 2704.956 | 2719.719 | 3015.622 | 2656.405 | 2856.188 | 2547.819 | 2723.655 | 2690.194 | 2670.675 | 2994.791 | 0 | 0 | 286374 | 286374 | 32665 | 2020
Vintage1927 | hydro | TRUE | 9324.1754.MI.HY | 1754 | N | . | Buchanan (MI) | Indiana Michigan Power Co | 9324 | MI | ENC | RFC |  | 22 | 1 | Electric Utility | HY | WAT | HYC | PJM | A |  | 0 | 0 | 0 | 0 | 0 | 0 | 0 | 0 | 0 | 0 | 0 | 0 | 0 | 0 | 0 | 0 | 0 | 0 | 0 | 0 | 0 | 0 | 0 | 0 | 0 | 0 | 0 | 0 | 0 | 0 | 0 | 0 | 0 | 0 | 0 | 0 | 9765 | 9457 | 10226 | 10281 | 11400 | 10042 | 10797 | 9631 | 10296 | 10170 | 10096 | 11321 | 9765 | 9457 | 10226 | 10281 | 11400 | 10042 | 10797 | 9631 | 10296 | 10170 | 10096 | 11321 | 1113.884 | 1078.734 | 1166.365 | 1172.73 | 1300.323 | 1145.43 | 1231.576 | 1098.608 | 1174.428 | 1159.999 | 1151.583 | 1291.34 | 0 | 0 | 123482 | 123482 | 14085 | 2020
Vintage1913 | hydro | TRUE | 13781.1756.WI.HY | 1756 | N | . | Saxon Falls | Northern States Power Co - Minnesota | 13781 | WI | ENC | MRO |  | 22 | 1 | Electric Utility | HY | WAT | HYC | MISO | A |  | 0 | 0 | 0 | 0 | 0 | 0 | 0 | 0 | 0 | 0 | 0 | 0 | 0 | 0 | 0 | 0 | 0 | 0 | 0 | 0 | 0 | 0 | 0 | 0 | 0 | 0 | 0 | 0 | 0 | 0 | 0 | 0 | 0 | 0 | 0 | 0 | 9445 | 8375 | 9264 | 8974 | 9449 | 9222 | 9158 | 8640 | 9129 | 9105 | 9607 | 10289 | 9445 | 8375 | 9264 | 8974 | 9449 | 9222 | 9158 | 8640 | 9129 | 9105 | 9607 | 10289 | 1077.36 | 955.232 | 1056.699 | 1023.638 | 1077.801 | 1051.863 | 1044.565 | 985.478 | 1041.311 | 1038.586 | 1095.826 | 1173.641 | 0 | 0 | 110657 | 110657 | 12622 | 2020
Vintage1917 | hydro | TRUE | 13781.1757.MI.HY | 1757 | N | . | Superior Falls | Northern States Power Co - Minnesota | 13781 | MI | ENC | MRO |  | 22 | 1 | Electric Utility | HY | WAT | HYC | MISO | A |  | 0 | 0 | 0 | 0 | 0 | 0 | 0 | 0 | 0 | 0 | 0 | 0 | 0 | 0 | 0 | 0 | 0 | 0 | 0 | 0 | 0 | 0 | 0 | 0 | 0 | 0 | 0 | 0 | 0 | 0 | 0 | 0 | 0 | 0 | 0 | 0 | 8617 | 8345 | 9023 | 9073 | 10060 | 8861 | 9528 | 8499 | 9086 | 8974 | 8909 | 9990 | 8617 | 8345 | 9023 | 9073 | 10060 | 8861 | 9528 | 8499 | 9086 | 8974 | 8909 | 9990 | 982.924 | 951.905 | 1029.233 | 1034.85 | 1147.441 | 1010.759 | 1086.777 | 969.443 | 1036.348 | 1023.616 | 1016.189 | 1139.515 | 0 | 0 | 108965 | 108965 | 12429 | 2020
Vintage1929 | hydro | TRUE | 9324.1760.MI.HY | 1760 | N | . | Constantine | Indiana Michigan Power Co | 9324 | MI | ENC | RFC |  | 22 | 1 | Electric Utility | HY | WAT | HYC | PJM | A |  | 0 | 0 | 0 | 0 | 0 | 0 | 0 | 0 | 0 | 0 | 0 | 0 | 0 | 0 | 0 | 0 | 0 | 0 | 0 | 0 | 0 | 0 | 0 | 0 | 0 | 0 | 0 | 0 | 0 | 0 | 0 | 0 | 0 | 0 | 0 | 0 | 3456 | 3346 | 3618 | 3638 | 4034 | 3553 | 3821 | 3408 | 3643 | 3599 | 3572 | 4006 | 3456 | 3346 | 3618 | 3638 | 4034 | 3553 | 3821 | 3408 | 3643 | 3599 | 3572 | 4006 | 394.15 | 381.712 | 412.72 | 414.973 | 460.121 | 405.312 | 435.795 | 388.744 | 415.573 | 410.468 | 407.489 | 456.943 | 0 | 0 | 43694 | 43694 | 4984 | 2020
Vintage1923 | hydro | TRUE | 9324.1761.MI.HY | 1761 | N | . | Mottville | Indiana Michigan Power Co | 9324 | MI | ENC | RFC |  | 22 | 1 | Electric Utility | HY | WAT | HYC | PJM | A |  | 0 | 0 | 0 | 0 | 0 | 0 | 0 | 0 | 0 | 0 | 0 | 0 | 0 | 0 | 0 | 0 | 0 | 0 | 0 | 0 | 0 | 0 | 0 | 0 | 0 | 0 | 0 | 0 | 0 | 0 | 0 | 0 | 0 | 0 | 0 | 0 | 5048 | 4889 | 5286 | 5315 | 5893 | 5191 | 5581 | 4979 | 5322 | 5257 | 5219 | 5852 | 5048 | 4889 | 5286 | 5315 | 5893 | 5191 | 5581 | 4979 | 5322 | 5257 | 5219 | 5852 | 575.805 | 557.633 | 602.932 | 606.223 | 672.179 | 592.11 | 636.642 | 567.907 | 607.1 | 599.642 | 595.291 | 667.536 | 0 | 0 | 63832 | 63832 | 7281 | 2020
Vintage1959 | petroleum | TRUE | 56133.1772.MI.ST | 1772 | N | . | John H Warden | L'Anse Warden Electric Company LLC | 56133 | MI | ENC | RFC |  | 22 | 2 | NAICS-22 Non-Cogen | ST | DFO | DFO | MISO | A | barrels | 0 | 0 | 0 | 0 | 0 | 0 | 0 | 0 | 0 | 0 | 0 | 0 | 0 | 0 | 0 | 0 | 0 | 0 | 0 | 0 | 0 | 0 | 0 | 0 | 0 | 0 | 0 | 0 | 0 | 0 | 0 | 0 | 0 | 0 | 0 | 0 | 0 | 0 | 0 | 0 | 0 | 0 | 0 | 0 | 0 | 0 | 0 | 0 | 0 | 0 | 0 | 0 | 0 | 0 | 0 | 0 | 0 | 0 | 0 | 0 | 0 | 0 | 0 | 0 | 0 | 0 | 0 | 0 | 0 | 0 | 0 | 0 | 0 | 0 | 0 | 0 | 0 | 2020
Vintage1959 | natural gas steam turbine | TRUE | 56133.1772.MI.ST | 1772 | N | . | John H Warden | L'Anse Warden Electric Company LLC | 56133 | MI | ENC | RFC |  | 22 | 2 | NAICS-22 Non-Cogen | ST | NG | NG | MISO | AM | mcf | 0 | 97 | 76 | 0 | 140 | 162 | 152 | 0 | 89 | 103 | 0 | 12 | 0 | 97 | 76 | 0 | 140 | 162 | 152 | 0 | 89 | 103 | 0 | 12 | 0 | 1 | 1 | 0 | 1 | 1 | 1 | 0 | 1 | 1 | 0 | 1 | 0 | 97 | 76 | 0 | 140 | 162 | 152 | 0 | 89 | 103 | 0 | 12 | 0 | 97 | 76 | 0 | 140 | 162 | 152 | 0 | 89 | 103 | 0 | 12 | 0 | 8.171 | 6.934 | 0 | 15.92 | 16.311 | 12.881 | 0 | 5.665 | 7.653 | 0 | 0.789 | 831 | 831 | 831 | 831 | 74.324 | 2020
Vintage1959 | other | TRUE | 56133.1772.MI.ST | 1772 | N | . | John H Warden | L'Anse Warden Electric Company LLC | 56133 | MI | ENC | RFC |  | 22 | 2 | NAICS-22 Non-Cogen | ST | TDF | OTH | MISO | AM | short tons | 72 | 40 | 25 | 56 | 0 | 7 | 122 | 409 | 274 | 142 | 581 | 142 | 72 | 40 | 25 | 56 | 0 | 7 | 122 | 409 | 274 | 142 | 581 | 142 | 28.88 | 28.88 | 28.88 | 28.88 | 0 | 28.88 | 28.88 | 28.88 | 28.88 | 28.88 | 28.88 | 28.88 | 2079 | 1155 | 722 | 1617 | 0 | 202 | 3523 | 11812 | 7913 | 4101 | 16779 | 4101 | 2079 | 1155 | 722 | 1617 | 0 | 202 | 3523 | 11812 | 7913 | 4101 | 16779 | 4101 | 163.028 | 97.313 | 65.876 | 174.526 | 0 | 20.354 | 298.584 | 853.752 | 503.718 | 304.714 | 1053.806 | 269.473 | 1870 | 1870 | 54004 | 54004 | 3805.144 | 2020
Vintage1959 | biomass | TRUE | 56133.1772.MI.ST | 1772 | N | . | John H Warden | L'Anse Warden Electric Company LLC | 56133 | MI | ENC | RFC |  | 22 | 2 | NAICS-22 Non-Cogen | ST | WDS | WWW | MISO | AM | short tons | 10025 | 8511 | 8331 | 5871 | 4591 | 3888 | 6727 | 9990 | 9954 | 8992 | 10703 | 9646 | 10025 | 8511 | 8331 | 5871 | 4591 | 3888 | 6727 | 9990 | 9954 | 8992 | 10703 | 9646 | 15.42 | 15.42 | 15.42 | 15.42 | 15.42 | 15.42 | 15.42 | 15.42 | 15.42 | 15.42 | 15.42 | 15.42 | 154586 | 131240 | 128464 | 90531 | 70793 | 59953 | 103730 | 154046 | 153491 | 138657 | 165040 | 148741 | 154586 | 131240 | 128464 | 90531 | 70793 | 59953 | 103730 | 154046 | 153491 | 138657 | 165040 | 148741 | 12119.972 | 11055.516 | 11721.19 | 9769.474 | 8050.08 | 6036.335 | 8790.535 | 11134.248 | 9770.617 | 10302.633 | 10365.194 | 9773.738 | 97229 | 97229 | 1499272 | 1499272 | 118889.53 | 2020
Vintage1931 | hydro | TRUE | 19578.1773.MI.HY | 1773 | N | . | Prickett | Upper Peninsula Power Company | 19578 | MI | ENC | MRO |  | 22 | 1 | Electric Utility | HY | WAT | HYC | MISO | A |  | 0 | 0 | 0 | 0 | 0 | 0 | 0 | 0 | 0 | 0 | 0 | 0 | 0 | 0 | 0 | 0 | 0 | 0 | 0 | 0 | 0 | 0 | 0 | 0 | 0 | 0 | 0 | 0 | 0 | 0 | 0 | 0 | 0 | 0 | 0 | 0 | 7184 | 6957 | 7523 | 7564 | 8387 | 7388 | 7943 | 7086 | 7575 | 7482 | 7427 | 8329 | 7184 | 6957 | 7523 | 7564 | 8387 | 7388 | 7943 | 7086 | 7575 | 7482 | 7427 | 8329 | 819.459 | 793.599 | 858.067 | 862.75 | 956.616 | 842.665 | 906.041 | 808.22 | 863.999 | 853.384 | 847.192 | 950.008 | 0 | 0 | 90845 | 90845 | 10362 | 2020
Vintage1931 | hydro | TRUE | 19578.1774.MI.HY | 1774 | N | . | Victoria Dam | Upper Peninsula Power Company | 19578 | MI | ENC | MRO |  | 22 | 1 | Electric Utility | HY | WAT | HYC | MISO | A |  | 0 | 0 | 0 | 0 | 0 | 0 | 0 | 0 | 0 | 0 | 0 | 0 | 0 | 0 | 0 | 0 | 0 | 0 | 0 | 0 | 0 | 0 | 0 | 0 | 0 | 0 | 0 | 0 | 0 | 0 | 0 | 0 | 0 | 0 | 0 | 0 | 50977 | 49368 | 53379 | 53670 | 59509 | 52421 | 56363 | 50278 | 53748 | 53088 | 52702 | 59098 | 50977 | 49368 | 53379 | 53670 | 59509 | 52421 | 56363 | 50278 | 53748 | 53088 | 52702 | 59098 | 5814.663 | 5631.166 | 6088.615 | 6121.844 | 6787.896 | 5979.329 | 6429.025 | 5734.914 | 6130.705 | 6055.386 | 6011.451 | 6741.006 | 0 | 0 | 644601 | 644601 | 73526 | 2020
Vintage1921 | hydro | TRUE | 20847.1775.WI.HY | 1775 | N | . | Brule | Wisconsin Electric Power Co | 20847 | WI | ENC | RFC |  | 22 | 1 | Electric Utility | HY | WAT | HYC | MISO | A |  | 0 | 0 | 0 | 0 | 0 | 0 | 0 | 0 | 0 | 0 | 0 | 0 | 0 | 0 | 0 | 0 | 0 | 0 | 0 | 0 | 0 | 0 | 0 | 0 | 0 | 0 | 0 | 0 | 0 | 0 | 0 | 0 | 0 | 0 | 0 | 0 | 14276 | 12657 | 14002 | 13564 | 14281 | 13938 | 13841 | 13058 | 13798 | 13762 | 14520 | 15551 | 14276 | 12657 | 14002 | 13564 | 14281 | 13938 | 13841 | 13058 | 13798 | 13762 | 14520 | 15551 | 1628.333 | 1443.745 | 1597.103 | 1547.136 | 1628.998 | 1589.794 | 1578.764 | 1489.46 | 1573.847 | 1569.728 | 1656.241 | 1773.851 | 0 | 0 | 167248 | 167248 | 19077 | 2020
Vintage1927 | hydro | TRUE | 20847.1776.MI.HY | 1776 | N | . | Chalk Hill | Wisconsin Electric Power Co | 20847 | MI | ENC | RFC |  | 22 | 1 | Electric Utility | HY | WAT | HYC | MISO | A |  | 0 | 0 | 0 | 0 | 0 | 0 | 0 | 0 | 0 | 0 | 0 | 0 | 0 | 0 | 0 | 0 | 0 | 0 | 0 | 0 | 0 | 0 | 0 | 0 | 0 | 0 | 0 | 0 | 0 | 0 | 0 | 0 | 0 | 0 | 0 | 0 | 28670 | 27765 | 30021 | 30185 | 33469 | 29482 | 31699 | 28277 | 30229 | 29857 | 29641 | 33238 | 28670 | 27765 | 30021 | 30185 | 33469 | 29482 | 31699 | 28277 | 30229 | 29857 | 29641 | 33238 | 3270.243 | 3167.043 | 3424.318 | 3443.006 | 3817.603 | 3362.854 | 3615.769 | 3225.392 | 3447.99 | 3405.63 | 3380.92 | 3791.232 | 0 | 0 | 362533 | 362533 | 41352 | 2020
Vintage1953 | hydro | TRUE | 20847.1777.MI.HY | 1777 | N | . | Hemlock Falls | Wisconsin Electric Power Co | 20847 | MI | ENC | RFC |  | 22 | 1 | Electric Utility | HY | WAT | HYC | MISO | A |  | 0 | 0 | 0 | 0 | 0 | 0 | 0 | 0 | 0 | 0 | 0 | 0 | 0 | 0 | 0 | 0 | 0 | 0 | 0 | 0 | 0 | 0 | 0 | 0 | 0 | 0 | 0 | 0 | 0 | 0 | 0 | 0 | 0 | 0 | 0 | 0 | 7065 | 6842 | 7398 | 7438 | 8247 | 7265 | 7811 | 6968 | 7449 | 7357 | 7304 | 8190 | 7065 | 6842 | 7398 | 7438 | 8247 | 7265 | 7811 | 6968 | 7449 | 7357 | 7304 | 8190 | 805.856 | 780.426 | 843.824 | 848.429 | 940.737 | 828.678 | 891.001 | 794.804 | 849.657 | 839.219 | 833.13 | 934.239 | 0 | 0 | 89334 | 89334 | 10190 | 2020
Vintage1924 | hydro | TRUE | 20847.1778.MI.HY | 1778 | N | . | Kingsford | Wisconsin Electric Power Co | 20847 | MI | ENC | RFC |  | 22 | 1 | Electric Utility | HY | WAT | HYC | MISO | A |  | 0 | 0 | 0 | 0 | 0 | 0 | 0 | 0 | 0 | 0 | 0 | 0 | 0 | 0 | 0 | 0 | 0 | 0 | 0 | 0 | 0 | 0 | 0 | 0 | 0 | 0 | 0 | 0 | 0 | 0 | 0 | 0 | 0 | 0 | 0 | 0 | 18761 | 18169 | 19644 | 19752 | 21901 | 19292 | 20743 | 18503 | 19780 | 19537 | 19396 | 21749 | 18761 | 18169 | 19644 | 19752 | 21901 | 19292 | 20743 | 18503 | 19780 | 19537 | 19396 | 21749 | 2139.907 | 2072.379 | 2240.729 | 2252.958 | 2498.078 | 2200.51 | 2366.007 | 2110.56 | 2256.219 | 2228.5 | 2212.331 | 2480.822 | 0 | 0 | 237227 | 237227 | 27059 | 2020
Vintage1953 | hydro | TRUE | 20847.1780.MI.HY | 1780 | N | . | Michigamme Falls | Wisconsin Electric Power Co | 20847 | MI | ENC | RFC |  | 22 | 1 | Electric Utility | HY | WAT | HYC | MISO | A |  | 0 | 0 | 0 | 0 | 0 | 0 | 0 | 0 | 0 | 0 | 0 | 0 | 0 | 0 | 0 | 0 | 0 | 0 | 0 | 0 | 0 | 0 | 0 | 0 | 0 | 0 | 0 | 0 | 0 | 0 | 0 | 0 | 0 | 0 | 0 | 0 | 38101 | 36899 | 39897 | 40114 | 44479 | 39180 | 42127 | 37579 | 40172 | 39679 | 39391 | 44171 | 38101 | 36899 | 39897 | 40114 | 44479 | 39180 | 42127 | 37579 | 40172 | 39679 | 39391 | 44171 | 4346.012 | 4208.861 | 4550.769 | 4575.605 | 5073.427 | 4469.086 | 4805.199 | 4286.404 | 4582.228 | 4525.933 | 4493.095 | 5038.381 | 0 | 0 | 481789 | 481789 | 54955 | 2020
Vintage1943 | hydro | TRUE | 20847.1781.MI.HY | 1781 | N | . | Peavy Falls | Wisconsin Electric Power Co | 20847 | MI | ENC | RFC |  | 22 | 1 | Electric Utility | HY | WAT | HYC | MISO | A |  | 0 | 0 | 0 | 0 | 0 | 0 | 0 | 0 | 0 | 0 | 0 | 0 | 0 | 0 | 0 | 0 | 0 | 0 | 0 | 0 | 0 | 0 | 0 | 0 | 0 | 0 | 0 | 0 | 0 | 0 | 0 | 0 | 0 | 0 | 0 | 0 | 54865 | 53133 | 57449 | 57763 | 64048 | 56418 | 60661 | 54112 | 57847 | 57136 | 56721 | 63605 | 54865 | 53133 | 57449 | 57763 | 64048 | 56418 | 60661 | 54112 | 57847 | 57136 | 56721 | 63605 | 6258.08 | 6060.592 | 6552.925 | 6588.688 | 7305.532 | 6435.306 | 6919.295 | 6172.251 | 6598.225 | 6517.163 | 6469.876 | 7255.067 | 0 | 0 | 693758 | 693758 | 79133 | 2020
Vintage1949 | hydro | TRUE | 20847.1785.MI.HY | 1785 | N | . | Way Dam | Wisconsin Electric Power Co | 20847 | MI | ENC | RFC |  | 22 | 1 | Electric Utility | HY | WAT | HYC | MISO | A |  | 0 | 0 | 0 | 0 | 0 | 0 | 0 | 0 | 0 | 0 | 0 | 0 | 0 | 0 | 0 | 0 | 0 | 0 | 0 | 0 | 0 | 0 | 0 | 0 | 0 | 0 | 0 | 0 | 0 | 0 | 0 | 0 | 0 | 0 | 0 | 0 | 8020 | 7767 | 8398 | 8444 | 9363 | 8247 | 8868 | 7910 | 8456 | 8352 | 8292 | 9298 | 8020 | 7767 | 8398 | 8444 | 9363 | 8247 | 8868 | 7910 | 8456 | 8352 | 8292 | 9298 | 914.832 | 885.963 | 957.935 | 963.163 | 1067.954 | 940.74 | 1011.492 | 902.286 | 964.557 | 952.707 | 945.794 | 1060.577 | 0 | 0 | 101415 | 101415 | 11568 | 2020
Vintage1927 | hydro | TRUE | 20847.1786.MI.HY | 1786 | N | . | White Rapids | Wisconsin Electric Power Co | 20847 | MI | ENC | RFC |  | 22 | 1 | Electric Utility | HY | WAT | HYC | MISO | A |  | 0 | 0 | 0 | 0 | 0 | 0 | 0 | 0 | 0 | 0 | 0 | 0 | 0 | 0 | 0 | 0 | 0 | 0 | 0 | 0 | 0 | 0 | 0 | 0 | 0 | 0 | 0 | 0 | 0 | 0 | 0 | 0 | 0 | 0 | 0 | 0 | 29920 | 28975 | 31329 | 31500 | 34927 | 30767 | 33081 | 29509 | 31546 | 31158 | 30932 | 34686 | 29920 | 28975 | 31329 | 31500 | 34927 | 30767 | 33081 | 29509 | 31546 | 31158 | 30932 | 34686 | 3412.752 | 3305.053 | 3573.54 | 3593.043 | 3983.963 | 3509.398 | 3773.334 | 3365.945 | 3598.243 | 3554.037 | 3528.25 | 3956.442 | 0 | 0 | 378330 | 378330 | 43154 | 2020
Vintage1945 | hydro | TRUE | 20860.1787.MI.HY | 1787 | N | . | Grand Rapids | Wisconsin Public Service Corp | 20860 | MI | ENC | MRO |  | 22 | 1 | Electric Utility | HY | WAT | HYC | MISO | A |  | 0 | 0 | 0 | 0 | 0 | 0 | 0 | 0 | 0 | 0 | 0 | 0 | 0 | 0 | 0 | 0 | 0 | 0 | 0 | 0 | 0 | 0 | 0 | 0 | 0 | 0 | 0 | 0 | 0 | 0 | 0 | 0 | 0 | 0 | 0 | 0 | 26461 | 25626 | 27708 | 27859 | 30890 | 27211 | 29257 | 26098 | 27900 | 27557 | 27357 | 30677 | 26461 | 25626 | 27708 | 27859 | 30890 | 27211 | 29257 | 26098 | 27900 | 27557 | 27357 | 30677 | 3018.285 | 2923.035 | 3160.489 | 3177.737 | 3523.472 | 3103.76 | 3337.189 | 2976.889 | 3182.337 | 3143.24 | 3120.434 | 3499.133 | 0 | 0 | 334601 | 334601 | 38166 | 2020
Vintage1954 | hydro | TRUE | 4604.1821.MI.HY | 1821 | N | . | Crystal Falls | City of Crystal Falls | 4604 | MI | ENC | RFC |  | 22 | 1 | Electric Utility | HY | WAT | HYC | MISO | A |  | 0 | 0 | 0 | 0 | 0 | 0 | 0 | 0 | 0 | 0 | 0 | 0 | 0 | 0 | 0 | 0 | 0 | 0 | 0 | 0 | 0 | 0 | 0 | 0 | 0 | 0 | 0 | 0 | 0 | 0 | 0 | 0 | 0 | 0 | 0 | 0 | 5428 | 5257 | 5684 | 5715 | 6337 | 5582 | 6002 | 5354 | 5723 | 5653 | 5612 | 6293 | 5428 | 5257 | 5684 | 5715 | 6337 | 5582 | 6002 | 5354 | 5723 | 5653 | 5612 | 6293 | 619.141 | 599.603 | 648.312 | 651.85 | 722.771 | 636.675 | 684.558 | 610.65 | 652.793 | 644.774 | 640.095 | 717.778 | 0 | 0 | 68640 | 68640 | 7829 | 2020
Vintage0 | hard coal | TRUE | 7483.1825.MI.ST | 1825 | N | . | J B Sims | City of Grand Haven - (MI) | 7483 | MI | ENC | RFC |  | 22 | 1 | Electric Utility | ST | BIT | COL | MISO | AM | short tons | 14683 | 6349 | 0 | 0 | 0 | 0 | 0 | 0 | 0 | 0 | 0 | 0 | 14683 | 6349 | 0 | 0 | 0 | 0 | 0 | 0 | 0 | 0 | 0 | 0 | 25.34 | 25.34 | 0 | 0 | 0 | 0 | 0 | 0 | 0 | 0 | 0 | 0 | 372067 | 160884 | 0 | 0 | 0 | 0 | 0 | 0 | 0 | 0 | 0 | 0 | 372067 | 160884 | 0 | 0 | 0 | 0 | 0 | 0 | 0 | 0 | 0 | 0 | 23024.883 | 9336.832 | 0 | 0 | 0 | 0 | 0 | 0 | 0 | 0 | 0 | 0 | 21032 | 21032 | 532951 | 532951 | 32361.715 | 2020
Vintage0 | natural gas steam turbine | TRUE | 7483.1825.MI.ST | 1825 | N | . | J B Sims | City of Grand Haven - (MI) | 7483 | MI | ENC | RFC |  | 22 | 1 | Electric Utility | ST | NG | NG | MISO | AM | mcf | 3460 | 1502 | 0 | 0 | 0 | 0 | 0 | 0 | 0 | 0 | 0 | 0 | 3460 | 1502 | 0 | 0 | 0 | 0 | 0 | 0 | 0 | 0 | 0 | 0 | 1 | 1 | 0 | 0 | 0 | 0 | 0 | 0 | 0 | 0 | 0 | 0 | 3460 | 1502 | 0 | 0 | 0 | 0 | 0 | 0 | 0 | 0 | 0 | 0 | 3460 | 1502 | 0 | 0 | 0 | 0 | 0 | 0 | 0 | 0 | 0 | 0 | 214.117 | 87.168 | 0 | 0 | 0 | 0 | 0 | 0 | 0 | 0 | 0 | 0 | 4962 | 4962 | 4962 | 4962 | 301.285 | 2020
Vintage0 | petroleum | TRUE | 7483.1826.MI.IC | 1826 | N | . | Grand Haven Diesel Plant | City of Grand Haven - (MI) | 7483 | MI | ENC | RFC |  | 22 | 1 | Electric Utility | IC | DFO | DFO | MISO | A | barrels | 0 | 0 | 0 | 0 | 0 | 0 | . | . | . | . | . | . | 0 | 0 | 0 | 0 | 0 | 0 | . | . | . | . | . | . | 0 | 0 | 0 | 0 | 0 | 0 | . | . | . | . | . | . | 0 | 0 | 0 | 0 | 0 | 0 | . | . | . | . | . | . | 0 | 0 | 0 | 0 | 0 | 0 | . | . | . | . | . | . | 0 | 0 | 0 | 0 | 0 | 0 | . | . | . | . | . | . | 0 | 0 | 0 | 0 | 0 | 2020
Vintage0 | natural gas peaker | TRUE | 7483.1826.MI.IC | 1826 | N | . | Grand Haven Diesel Plant | City of Grand Haven - (MI) | 7483 | MI | ENC | RFC |  | 22 | 1 | Electric Utility | IC | NG | NG | MISO | A | mcf | 0 | 0 | 0 | 0 | 0 | 0 | . | . | . | . | . | . | 0 | 0 | 0 | 0 | 0 | 0 | . | . | . | . | . | . | 0 | 0 | 0 | 0 | 0 | 0 | . | . | . | . | . | . | 0 | 0 | 0 | 0 | 0 | 0 | . | . | . | . | . | . | 0 | 0 | 0 | 0 | 0 | 0 | . | . | . | . | . | . | 0 | 0 | 0 | 0 | 0 | 0 | . | . | . | . | . | . | 0 | 0 | 0 | 0 | 0 | 2020
Vintage0 | petroleum | TRUE | 7483.1826.MI.IC | 1826 | N | . | Grand Haven Diesel Plant | City of Grand Haven - (MI) | 7483 | MI | ENC | RFC |  | 22 | 1 | Electric Utility | IC | RFO | RFO | MISO | A | barrels | 0 | 0 | 0 | 0 | 0 | 0 | . | . | . | . | . | . | 0 | 0 | 0 | 0 | 0 | 0 | . | . | . | . | . | . | 0 | 0 | 0 | 0 | 0 | 0 | . | . | . | . | . | . | 0 | 0 | 0 | 0 | 0 | 0 | . | . | . | . | . | . | 0 | 0 | 0 | 0 | 0 | 0 | . | . | . | . | . | . | 0 | 0 | 0 | 0 | 0 | 0 | . | . | . | . | . | . | 0 | 0 | 0 | 0 | 0 | 2020
Vintage1985 | petroleum | TRUE | 8205.1827.MI.IC | 1827 | N | . | Hart | City of Hart Hydro - (MI) | 8205 | MI | ENC | RFC |  | 22 | 1 | Electric Utility | IC | DFO | DFO | MISO | A | barrels | 0 | 0 | 0 | 0 | 0 | 0 | 0 | 0 | 0 | 0 | 0 | 0 | 0 | 0 | 0 | 0 | 0 | 0 | 0 | 0 | 0 | 0 | 0 | 0 | 0 | 0 | 0 | 0 | 0 | 0 | 0 | 0 | 0 | 0 | 0 | 0 | 0 | 0 | 0 | 0 | 0 | 0 | 0 | 0 | 0 | 0 | 0 | 0 | 0 | 0 | 0 | 0 | 0 | 0 | 0 | 0 | 0 | 0 | 0 | 0 | 0 | 0 | 0 | 0 | 0 | 0 | 0 | 0 | 0 | 0 | 0 | 0 | 0 | 0 | 0 | 0 | 0 | 2020
Vintage1985 | natural gas peaker | TRUE | 8205.1827.MI.IC | 1827 | N | . | Hart | City of Hart Hydro - (MI) | 8205 | MI | ENC | RFC |  | 22 | 1 | Electric Utility | IC | NG | NG | MISO | A | mcf | 0 | 0 | 0 | 0 | 0 | 0 | 0 | 0 | 0 | 0 | 0 | 0 | 0 | 0 | 0 | 0 | 0 | 0 | 0 | 0 | 0 | 0 | 0 | 0 | 0 | 0 | 0 | 0 | 0 | 0 | 0 | 0 | 0 | 0 | 0 | 0 | 0 | 0 | 0 | 0 | 0 | 0 | 0 | 0 | 0 | 0 | 0 | 0 | 0 | 0 | 0 | 0 | 0 | 0 | 0 | 0 | 0 | 0 | 0 | 0 | 0 | 0 | 0 | 0 | 0 | 0 | 0 | 0 | 0 | 0 | 0 | 0 | 0 | 0 | 0 | 0 | 0 | 2020
Vintage1976 | petroleum | TRUE | 8631.1829.MI.IC | 1829 | N | . | Hillsdale | Hillsdale Board of Public Wks | 8631 | MI | ENC | RFC |  | 22 | 1 | Electric Utility | IC | DFO | DFO | MISO | A | barrels | 7 | 3 | 5 | 3 | 7 | 6 | 7 | 10 | 4 | 2 | 2 | 7 | 7 | 3 | 5 | 3 | 7 | 6 | 7 | 10 | 4 | 2 | 2 | 7 | 5.773 | 5.773 | 5.773 | 5.773 | 5.773 | 5.773 | 5.773 | 5.773 | 5.773 | 5.773 | 5.773 | 5.773 | 40 | 17 | 29 | 17 | 40 | 35 | 40 | 58 | 23 | 12 | 12 | 40 | 40 | 17 | 29 | 17 | 40 | 35 | 40 | 58 | 23 | 12 | 12 | 40 | 3.45 | 1.471 | 3.171 | 1.763 | 3.793 | 3.589 | 4.11 | 5.986 | 2.55 | 1.051 | 1.316 | 4.32 | 63 | 63 | 363 | 363 | 36.57 | 2020
Vintage1976 | natural gas peaker | TRUE | 8631.1829.MI.IC | 1829 | N | . | Hillsdale | Hillsdale Board of Public Wks | 8631 | MI | ENC | RFC |  | 22 | 1 | Electric Utility | IC | NG | NG | MISO | A | mcf | 252 | 221 | 211 | 187 | 190 | 207 | 279 | 223 | 193 | 211 | 161 | 201 | 252 | 221 | 211 | 187 | 190 | 207 | 279 | 223 | 193 | 211 | 161 | 201 | 1.037 | 1.037 | 1.037 | 1.037 | 1.037 | 1.037 | 1.037 | 1.037 | 1.037 | 1.037 | 1.037 | 1.037 | 261 | 229 | 219 | 194 | 197 | 215 | 289 | 231 | 200 | 219 | 167 | 208 | 261 | 229 | 219 | 194 | 197 | 215 | 289 | 231 | 200 | 219 | 167 | 208 | 26.235 | 23.091 | 21.972 | 19.547 | 19.807 | 21.599 | 29.062 | 23.214 | 20.119 | 22.007 | 16.829 | 20.948 | 2536 | 2536 | 2629 | 2629 | 264.43 | 2020
Vintage1964 | petroleum | TRUE | 56155.1831.MI.ST | 1831 | N | . | Eckert Station | Lansing Board of Water and Light | 56155 | MI | ENC | RFC |  | 22 | 1 | Electric Utility | ST | DFO | DFO | MISO | M | barrels | 0 | 0 | 0 | 0 | 0 | 0 | 2 | 0 | 0 | 0 | 0 | 0 | 0 | 0 | 0 | 0 | 0 | 0 | 2 | 0 | 0 | 0 | 0 | 0 | 0 | 0 | 0 | 0 | 0 | 0 | 5.8 | 0 | 0 | 0 | 0 | 0 | 0 | 0 | 0 | 0 | 0 | 0 | 12 | 0 | 0 | 0 | 0 | 0 | 0 | 0 | 0 | 0 | 0 | 0 | 12 | 0 | 0 | 0 | 0 | 0 | 0 | 0 | 0 | 0 | 0 | 0 | 1.073 | 0 | 0 | 0 | 0 | 0 | 2 | 2 | 12 | 12 | 1.073 | 2020
Vintage1964 | hard coal | TRUE | 56155.1831.MI.ST | 1831 | N | . | Eckert Station | Lansing Board of Water and Light | 56155 | MI | ENC | RFC |  | 22 | 1 | Electric Utility | ST | SUB | COL | MISO | M | short tons | 0 | 0 | 0 | 0 | 0 | 0 | 3201 | 0 | 0 | 0 | 0 | 0 | 0 | 0 | 0 | 0 | 0 | 0 | 3201 | 0 | 0 | 0 | 0 | 0 | 0 | 0 | 0 | 0 | 0 | 0 | 18 | 0 | 0 | 0 | 0 | 0 | 0 | 0 | 0 | 0 | 0 | 0 | 57618 | 0 | 0 | 0 | 0 | 0 | 0 | 0 | 0 | 0 | 0 | 0 | 57618 | 0 | 0 | 0 | 0 | 0 | 0 | 0 | 0 | 0 | 0 | 0 | 5327.927 | 0 | 0 | 0 | 0 | 0 | 3201 | 3201 | 57618 | 57618 | 5327.927 | 2020
Vintage1973 | petroleum | TRUE | 56155.1832.MI.ST | 1832 | N | . | Erickson Station | Lansing Board of Water and Light | 56155 | MI | ENC | RFC |  | 22 | 1 | Electric Utility | ST | DFO | DFO | MISO | AM | barrels | 72 | 304 | 7 | 9 | 0 | 236 | 79 | 89 | 73 | 334 | 136 | 3 | 72 | 304 | 7 | 9 | 0 | 236 | 79 | 89 | 73 | 334 | 136 | 3 | 5.8 | 5.8 | 5.8 | 5.8 | 0 | 5.8 | 5.8 | 5.8 | 5.8 | 5.8 | 5.8 | 5.8 | 418 | 1763 | 41 | 52 | 0 | 1369 | 458 | 516 | 423 | 1937 | 789 | 17 | 418 | 1763 | 41 | 52 | 0 | 1369 | 458 | 516 | 423 | 1937 | 789 | 17 | 37.596 | 150.411 | 3.596 | 4.644 | 0 | 121.968 | 40.483 | 46.172 | 35.99 | 163.776 | 26.168 | 1.509 | 1342 | 1342 | 7783 | 7783 | 632.313 | 2020
Vintage1973 | hard coal | TRUE | 56155.1832.MI.ST | 1832 | N | . | Erickson Station | Lansing Board of Water and Light | 56155 | MI | ENC | RFC |  | 22 | 1 | Electric Utility | ST | SUB | COL | MISO | AM | short tons | 45935 | 36656 | 42886 | 8694 | 0 | 23911 | 51892 | 49925 | 35697 | 17412 | 1741 | 44381 | 45935 | 36656 | 42886 | 8694 | 0 | 23911 | 51892 | 49925 | 35697 | 17412 | 1741 | 44381 | 18 | 18.2 | 18.1 | 18 | 0 | 18 | 18 | 17.8 | 18 | 18.1 | 17.9 | 17.9 | 826830 | 667139 | 776237 | 156492 | 0 | 430398 | 934056 | 888665 | 642546 | 315157 | 31164 | 794420 | 826830 | 667139 | 776237 | 156492 | 0 | 430398 | 934056 | 888665 | 642546 | 315157 | 31164 | 794420 | 74439.404 | 56910.589 | 68759.404 | 13922.356 | 0 | 38351.032 | 82526.517 | 79487.828 | 54618.01 | 26644.224 | 1033.832 | 68875.491 | 359130 | 359130 | 6463104 | 6463104 | 565568.69 | 2020
Vintage1979 | petroleum | TRUE | 11701.1840.MI.GT | 1840 | N | . | Plant Four | City of Marquette - (MI) | 11701 | MI | ENC | RFC |  | 22 | 1 | Electric Utility | GT | DFO | DFO | MISO | A | barrels | 38 | 16 | 34 | 19 | 41 | 39 | 44 | 64 | 27 | 11 | 14 | 47 | 38 | 16 | 34 | 19 | 41 | 39 | 44 | 64 | 27 | 11 | 14 | 47 | 5.8 | 5.8 | 5.8 | 5.8 | 5.8 | 5.8 | 5.8 | 5.8 | 5.8 | 5.8 | 5.8 | 5.8 | 220 | 93 | 197 | 110 | 238 | 226 | 255 | 371 | 157 | 64 | 81 | 273 | 220 | 93 | 197 | 110 | 238 | 226 | 255 | 371 | 157 | 64 | 81 | 273 | -2.734 | -1.167 | -2.515 | -1.398 | -3.008 | -2.846 | -3.26 | -4.747 | -2.022 | -0.833 | -1.044 | -3.426 | 394 | 394 | 2285 | 2285 | -29 | 2020
Vintage1922 | hydro | TRUE | 11701.1842.MI.HY | 1842 | N | . | James R Smith | City of Marquette - (MI) | 11701 | MI | ENC | RFC |  | 22 | 1 | Electric Utility | HY | WAT | HYC | MISO | A |  | 0 | 0 | 0 | 0 | 0 | 0 | 0 | 0 | 0 | 0 | 0 | 0 | 0 | 0 | 0 | 0 | 0 | 0 | 0 | 0 | 0 | 0 | 0 | 0 | 0 | 0 | 0 | 0 | 0 | 0 | 0 | 0 | 0 | 0 | 0 | 0 | 15308 | 14825 | 16029 | 16117 | 17870 | 15741 | 16925 | 15098 | 16140 | 15942 | 15826 | 17747 | 15308 | 14825 | 16029 | 16117 | 17870 | 15741 | 16925 | 15098 | 16140 | 15942 | 15826 | 17747 | 1746.076 | 1690.973 | 1828.34 | 1838.318 | 2038.326 | 1795.523 | 1930.561 | 1722.128 | 1840.979 | 1818.362 | 1805.168 | 2024.246 | 0 | 0 | 193568 | 193568 | 22079 | 2020
Vintage1929 | hydro | TRUE | 11713.1844.MI.HY | 1844 | N | . | Marshall (MI) | City of Marshall - (MI) | 11713 | MI | ENC | RFC |  | 22 | 1 | Electric Utility | HY | WAT | HYC | MISO | A |  | 0 | 0 | 0 | 0 | 0 | 0 | 0 | 0 | 0 | 0 | 0 | 0 | 0 | 0 | 0 | 0 | 0 | 0 | 0 | 0 | 0 | 0 | 0 | 0 | 0 | 0 | 0 | 0 | 0 | 0 | 0 | 0 | 0 | 0 | 0 | 0 | 168 | 163 | 176 | 177 | 197 | 173 | 186 | 166 | 178 | 175 | 174 | 195 | 168 | 163 | 176 | 177 | 197 | 173 | 186 | 166 | 178 | 175 | 174 | 195 | 19.215 | 18.611 | 20.123 | 20.232 | 22.434 | 19.761 | 21.248 | 18.954 | 20.262 | 20.013 | 19.868 | 22.279 | 0 | 0 | 2128 | 2128 | 243 | 2020
Vintage1978 | petroleum | TRUE | 11713.1844.MI.IC | 1844 | N | . | Marshall (MI) | City of Marshall - (MI) | 11713 | MI | ENC | RFC |  | 22 | 1 | Electric Utility | IC | DFO | DFO | MISO | A | barrels | 4 | 1 | 3 | 2 | 3 | 3 | 4 | 5 | 2 | 1 | 1 | 4 | 4 | 1 | 3 | 2 | 3 | 3 | 4 | 5 | 2 | 1 | 1 | 4 | 5.81 | 5.81 | 5.81 | 5.81 | 5.81 | 5.81 | 5.81 | 5.81 | 5.81 | 5.81 | 5.81 | 5.81 | 23 | 6 | 17 | 12 | 17 | 17 | 23 | 29 | 12 | 6 | 6 | 23 | 23 | 6 | 17 | 12 | 17 | 17 | 23 | 29 | 12 | 6 | 6 | 23 | 0.497 | 0.213 | 0.459 | 0.255 | 0.549 | 0.519 | 0.594 | 0.866 | 0.369 | 0.152 | 0.19 | 0.625 | 33 | 33 | 191 | 191 | 5.288 | 2020
Vintage1978 | natural gas peaker | TRUE | 11713.1844.MI.IC | 1844 | N | . | Marshall (MI) | City of Marshall - (MI) | 11713 | MI | ENC | RFC |  | 22 | 1 | Electric Utility | IC | NG | NG | MISO | A | mcf | 119 | 106 | 101 | 89 | 91 | 99 | 133 | 106 | 92 | 101 | 77 | 96 | 119 | 106 | 101 | 89 | 91 | 99 | 133 | 106 | 92 | 101 | 77 | 96 | 1.22 | 1.22 | 1.22 | 1.22 | 1.22 | 1.22 | 1.22 | 1.22 | 1.22 | 1.22 | 1.22 | 1.22 | 145 | 129 | 123 | 109 | 111 | 121 | 162 | 129 | 112 | 123 | 94 | 117 | 145 | 129 | 123 | 109 | 111 | 121 | 162 | 129 | 112 | 123 | 94 | 117 | 4.04 | 3.555 | 3.383 | 3.01 | 3.049 | 3.325 | 4.474 | 3.574 | 3.098 | 3.388 | 2.591 | 3.225 | 1210 | 1210 | 1475 | 1475 | 40.712 | 2020
Vintage1988 | petroleum | TRUE | 13525.1846.MI.IC | 1846 | N | . | Newberry | Newberry Water & Light Board | 13525 | MI | ENC | RFC |  | 22 | 1 | Electric Utility | IC | DFO | DFO | MISO | A | barrels | 4 | 1 | 3 | 2 | 4 | 4 | 4 | 6 | 3 | 1 | 1 | 4 | 4 | 1 | 3 | 2 | 4 | 4 | 4 | 6 | 3 | 1 | 1 | 4 | 6.2 | 6.2 | 6.2 | 6.2 | 6.2 | 6.2 | 6.2 | 6.2 | 6.2 | 6.2 | 6.2 | 6.2 | 25 | 6 | 19 | 12 | 25 | 25 | 25 | 37 | 19 | 6 | 6 | 25 | 25 | 6 | 19 | 12 | 25 | 25 | 25 | 37 | 19 | 6 | 6 | 25 | 1.603 | 0.684 | 1.474 | 0.82 | 1.763 | 1.668 | 1.911 | 2.783 | 1.185 | 0.489 | 0.612 | 2.008 | 37 | 37 | 230 | 230 | 17 | 2020
Vintage1988 | hydro | TRUE | 13826.1848.MI.HY | 1848 | N | . | Norway (MI) | City of Norway | 13826 | MI | ENC | RFC |  | 22 | 1 | Electric Utility | HY | WAT | HYC | MISO | A |  | 0 | 0 | 0 | 0 | 0 | 0 | 0 | 0 | 0 | 0 | 0 | 0 | 0 | 0 | 0 | 0 | 0 | 0 | 0 | 0 | 0 | 0 | 0 | 0 | 0 | 0 | 0 | 0 | 0 | 0 | 0 | 0 | 0 | 0 | 0 | 0 | 26729 | 25885 | 27988 | 28141 | 31203 | 27486 | 29553 | 26362 | 28182 | 27835 | 27634 | 30987 | 26729 | 25885 | 27988 | 28141 | 31203 | 27486 | 29553 | 26362 | 28182 | 27835 | 27634 | 30987 | 3048.81 | 2952.598 | 3192.453 | 3209.876 | 3559.108 | 3135.151 | 3370.941 | 3006.996 | 3214.522 | 3175.03 | 3151.993 | 3534.522 | 0 | 0 | 337985 | 337985 | 38552 | 2020
Vintage2002 | petroleum | TRUE | 15246.1851.MI.IC | 1851 | N | . | Frank Jenkins | City of Portland - (MI) | 15246 | MI | ENC | RFC |  | 22 | 1 | Electric Utility | IC | DFO | DFO | MISO | A | barrels | 0 | 0 | 0 | 0 | 0 | 0 | 0 | 0 | 0 | 0 | 0 | 0 | 0 | 0 | 0 | 0 | 0 | 0 | 0 | 0 | 0 | 0 | 0 | 0 | 0 | 0 | 0 | 0 | 0 | 0 | 0 | 0 | 0 | 0 | 0 | 0 | 0 | 0 | 0 | 0 | 0 | 0 | 0 | 0 | 0 | 0 | 0 | 0 | 0 | 0 | 0 | 0 | 0 | 0 | 0 | 0 | 0 | 0 | 0 | 0 | 0 | 0 | 0 | 0 | 0 | 0 | 0 | 0 | 0 | 0 | 0 | 0 | 0 | 0 | 0 | 0 | 0 | 2020
Vintage2002 | natural gas peaker | TRUE | 15246.1851.MI.IC | 1851 | N | . | Frank Jenkins | City of Portland - (MI) | 15246 | MI | ENC | RFC |  | 22 | 1 | Electric Utility | IC | NG | NG | MISO | A | mcf | 0 | 0 | 0 | 0 | 0 | 0 | 0 | 0 | 0 | 0 | 0 | 0 | 0 | 0 | 0 | 0 | 0 | 0 | 0 | 0 | 0 | 0 | 0 | 0 | 0 | 0 | 0 | 0 | 0 | 0 | 0 | 0 | 0 | 0 | 0 | 0 | 0 | 0 | 0 | 0 | 0 | 0 | 0 | 0 | 0 | 0 | 0 | 0 | 0 | 0 | 0 | 0 | 0 | 0 | 0 | 0 | 0 | 0 | 0 | 0 | 0 | 0 | 0 | 0 | 0 | 0 | 0 | 0 | 0 | 0 | 0 | 0 | 0 | 0 | 0 | 0 | 0 | 2020
Vintage1919 | hydro | TRUE | 17886.1852.MI.HY | 1852 | N | . | St Louis | City of St Louis - (MI) | 17886 | MI | ENC | RFC |  | 22 | 1 | Electric Utility | HY | WAT | HYC | MISO | A |  | 0 | 0 | 0 | 0 | 0 | 0 | 0 | 0 | 0 | 0 | 0 | 0 | 0 | 0 | 0 | 0 | 0 | 0 | 0 | 0 | 0 | 0 | 0 | 0 | 0 | 0 | 0 | 0 | 0 | 0 | 0 | 0 | 0 | 0 | 0 | 0 | 496 | 481 | 520 | 523 | 580 | 510 | 549 | 490 | 523 | 517 | 513 | 576 | 496 | 481 | 520 | 523 | 580 | 510 | 549 | 490 | 523 | 517 | 513 | 576 | 56.623 | 54.837 | 59.291 | 59.615 | 66.101 | 58.227 | 62.606 | 55.847 | 59.701 | 58.968 | 58.54 | 65.644 | 0 | 0 | 6278 | 6278 | 716 | 2020
Vintage2003 | petroleum | TRUE | 17886.1852.MI.IC | 1852 | N | . | St Louis | City of St Louis - (MI) | 17886 | MI | ENC | RFC |  | 22 | 1 | Electric Utility | IC | DFO | DFO | MISO | A | barrels | 1 | 0 | 1 | 1 | 1 | 1 | 1 | 3 | 1 | 0 | 0 | 1 | 1 | 0 | 1 | 1 | 1 | 1 | 1 | 3 | 1 | 0 | 0 | 1 | 6.2 | 0 | 6.2 | 6.2 | 6.2 | 6.2 | 6.2 | 6.2 | 6.2 | 0 | 0 | 6.2 | 6 | 0 | 6 | 6 | 6 | 6 | 6 | 19 | 6 | 0 | 0 | 6 | 6 | 0 | 6 | 6 | 6 | 6 | 6 | 19 | 6 | 0 | 0 | 6 | 0.375 | 0.161 | 0.347 | 0.193 | 0.415 | 0.393 | 0.45 | 0.655 | 0.279 | 0.115 | 0.144 | 0.473 | 11 | 11 | 67 | 67 | 4 | 2020
Vintage2003 | natural gas peaker | TRUE | 17886.1852.MI.IC | 1852 | N | . | St Louis | City of St Louis - (MI) | 17886 | MI | ENC | RFC |  | 22 | 1 | Electric Utility | IC | NG | NG | MISO | A | mcf | 0 | 0 | 0 | 0 | 0 | 0 | 0 | 0 | 0 | 0 | 0 | 0 | 0 | 0 | 0 | 0 | 0 | 0 | 0 | 0 | 0 | 0 | 0 | 0 | 0 | 0 | 0 | 0 | 0 | 0 | 0 | 0 | 0 | 0 | 0 | 0 | 0 | 0 | 0 | 0 | 0 | 0 | 0 | 0 | 0 | 0 | 0 | 0 | 0 | 0 | 0 | 0 | 0 | 0 | 0 | 0 | 0 | 0 | 0 | 0 | 0 | 0 | 0 | 0 | 0 | 0 | 0 | 0 | 0 | 0 | 0 | 0 | 0 | 0 | 0 | 0 | 0 | 2020
Vintage1979 | petroleum | TRUE | 16873.1853.MI.IC | 1853 | N | . | Main Street (MI) | City of Sebewaing - (MI) | 16873 | MI | ENC | RFC |  | 22 | 1 | Electric Utility | IC | DFO | DFO | MISO | A | barrels | 8 | 4 | 8 | 5 | 10 | 9 | 11 | 16 | 7 | 3 | 3 | 11 | 8 | 4 | 8 | 5 | 10 | 9 | 11 | 16 | 7 | 3 | 3 | 11 | 5.76 | 5.76 | 5.76 | 5.76 | 5.76 | 5.76 | 5.76 | 5.76 | 5.76 | 5.76 | 5.76 | 5.76 | 46 | 23 | 46 | 29 | 58 | 52 | 63 | 92 | 40 | 17 | 17 | 63 | 46 | 23 | 46 | 29 | 58 | 52 | 63 | 92 | 40 | 17 | 17 | 63 | 3.866 | 1.65 | 3.555 | 1.977 | 4.253 | 4.024 | 4.608 | 6.711 | 2.859 | 1.178 | 1.475 | 4.844 | 95 | 95 | 546 | 546 | 41 | 2020
Vintage1979 | natural gas peaker | TRUE | 16873.1853.MI.IC | 1853 | N | . | Main Street (MI) | City of Sebewaing - (MI) | 16873 | MI | ENC | RFC |  | 22 | 1 | Electric Utility | IC | NG | NG | MISO | A | mcf | 0 | 0 | 0 | 0 | 0 | 0 | 0 | 0 | 0 | 0 | 0 | 0 | 0 | 0 | 0 | 0 | 0 | 0 | 0 | 0 | 0 | 0 | 0 | 0 | 0 | 0 | 0 | 0 | 0 | 0 | 0 | 0 | 0 | 0 | 0 | 0 | 0 | 0 | 0 | 0 | 0 | 0 | 0 | 0 | 0 | 0 | 0 | 0 | 0 | 0 | 0 | 0 | 0 | 0 | 0 | 0 | 0 | 0 | 0 | 0 | 0 | 0 | 0 | 0 | 0 | 0 | 0 | 0 | 0 | 0 | 0 | 0 | 0 | 0 | 0 | 0 | 0 | 2020
Vintage1981 | petroleum | TRUE | 18252.1855.MI.IC | 1855 | N | . | Sturgis City Diesel Plant | City of Sturgis | 18252 | MI | ENC | RFC |  | 22 | 1 | Electric Utility | IC | DFO | DFO | PJM | A | barrels | 19 | 9 | 18 | 10 | 22 | 21 | 24 | 35 | 15 | 6 | 8 | 25 | 19 | 9 | 18 | 10 | 22 | 21 | 24 | 35 | 15 | 6 | 8 | 25 | 5.778 | 5.778 | 5.778 | 5.778 | 5.778 | 5.778 | 5.778 | 5.778 | 5.778 | 5.778 | 5.778 | 5.778 | 110 | 52 | 104 | 58 | 127 | 121 | 139 | 202 | 87 | 35 | 46 | 144 | 110 | 52 | 104 | 58 | 127 | 121 | 139 | 202 | 87 | 35 | 46 | 144 | 8.267 | 3.526 | 7.6 | 4.226 | 9.091 | 8.601 | 9.851 | 14.346 | 6.111 | 2.519 | 3.154 | 10.354 | 212 | 212 | 1225 | 1225 | 87.646 | 2020
Vintage1981 | natural gas peaker | TRUE | 18252.1855.MI.IC | 1855 | N | . | Sturgis City Diesel Plant | City of Sturgis | 18252 | MI | ENC | RFC |  | 22 | 1 | Electric Utility | IC | NG | NG | PJM | A | mcf | 457 | 401 | 382 | 340 | 344 | 375 | 505 | 403 | 350 | 382 | 292 | 364 | 457 | 401 | 382 | 340 | 344 | 375 | 505 | 403 | 350 | 382 | 292 | 364 | 1.02 | 1.02 | 1.02 | 1.02 | 1.02 | 1.02 | 1.02 | 1.02 | 1.02 | 1.02 | 1.02 | 1.02 | 466 | 409 | 390 | 347 | 351 | 383 | 515 | 411 | 357 | 390 | 298 | 371 | 466 | 409 | 390 | 347 | 351 | 383 | 515 | 411 | 357 | 390 | 298 | 371 | 33.273 | 29.284 | 27.866 | 24.79 | 25.119 | 27.392 | 36.857 | 29.44 | 25.515 | 27.91 | 21.342 | 26.566 | 4595 | 4595 | 4688 | 4688 | 335.354 | 2020
Vintage1983 | hydro | TRUE | 18252.1856.MI.HY | 1856 | N | . | Hydro Plant | City of Sturgis | 18252 | MI | ENC | RFC |  | 22 | 1 | Electric Utility | HY | WAT | HYC | PJM | A |  | 0 | 0 | 0 | 0 | 0 | 0 | 0 | 0 | 0 | 0 | 0 | 0 | 0 | 0 | 0 | 0 | 0 | 0 | 0 | 0 | 0 | 0 | 0 | 0 | 0 | 0 | 0 | 0 | 0 | 0 | 0 | 0 | 0 | 0 | 0 | 0 | 2227 | 2157 | 2332 | 2345 | 2600 | 2290 | 2462 | 2196 | 2348 | 2319 | 2302 | 2582 | 2227 | 2157 | 2332 | 2345 | 2600 | 2290 | 2462 | 2196 | 2348 | 2319 | 2302 | 2582 | 254.015 | 245.999 | 265.983 | 267.434 | 296.531 | 261.208 | 280.853 | 250.531 | 267.821 | 264.531 | 262.612 | 294.482 | 0 | 0 | 28160 | 28160 | 3212 | 2020
Vintage1954 | hydro | TRUE | 21264.1865.MI.HY | 1865 | N | . | Saint Marys Falls | USACE-Detroit District | 21264 | MI | ENC | MRO |  | 22 | 1 | Electric Utility | HY | WAT | HYC | MISO | A |  | 0 | 0 | 0 | 0 | 0 | 0 | 0 | 0 | 0 | 0 | 0 | 0 | 0 | 0 | 0 | 0 | 0 | 0 | 0 | 0 | 0 | 0 | 0 | 0 | 0 | 0 | 0 | 0 | 0 | 0 | 0 | 0 | 0 | 0 | 0 | 0 | 102920 | 99672 | 107769 | 108357 | 120146 | 105835 | 113794 | 101509 | 108514 | 107181 | 106403 | 119316 | 102920 | 99672 | 107769 | 108357 | 120146 | 105835 | 113794 | 101509 | 108514 | 107181 | 106403 | 119316 | 11739.489 | 11369.018 | 12292.583 | 12359.67 | 13704.393 | 12071.941 | 12979.853 | 11578.479 | 12377.56 | 12225.496 | 12136.792 | 13609.726 | 0 | 0 | 1301416 | 1301416 | 148445 | 2020
Vintage2007 | petroleum | TRUE | 21048.1866.MI.IC | 1866 | N | . | Wyandotte | Wyandotte Municipal Serv Comm | 21048 | MI | ENC | RFC |  | 22 | 1 | Electric Utility | IC | DFO | DFO | MISO | M | barrels | 8 | 8 | 8 | 8 | 7 | 8 | 7 | 0 | 8 | 8 | 8 | 0 | 8 | 8 | 8 | 8 | 7 | 8 | 7 | 0 | 8 | 8 | 8 | 0 | 5.85 | 5.85 | 5.85 | 5.85 | 5.85 | 5.85 | 5.85 | 0 | 5.85 | 5.85 | 5.85 | 0 | 47 | 47 | 47 | 47 | 41 | 47 | 41 | 0 | 47 | 47 | 47 | 0 | 47 | 47 | 47 | 47 | 41 | 47 | 41 | 0 | 47 | 47 | 47 | 0 | 5 | 5 | 5 | 5 | 5 | 5 | 5 | 0 | 5 | 5 | 5 | 0 | 78 | 78 | 458 | 458 | 50 | 2020
Vintage1986 | hard coal | TRUE | 21048.1866.MI.ST | 1866 | N | . | Wyandotte | Wyandotte Municipal Serv Comm | 21048 | MI | ENC | RFC |  | 22 | 1 | Electric Utility | ST | BIT | COL | MISO | M | short tons | 0 | 0 | 0 | 0 | 0 | 0 | 0 | 0 | 0 | 0 | 0 | 0 | 0 | 0 | 0 | 0 | 0 | 0 | 0 | 0 | 0 | 0 | 0 | 0 | 0 | 0 | 0 | 0 | 0 | 0 | 0 | 0 | 0 | 0 | 0 | 0 | 0 | 0 | 0 | 0 | 0 | 0 | 0 | 0 | 0 | 0 | 0 | 0 | 0 | 0 | 0 | 0 | 0 | 0 | 0 | 0 | 0 | 0 | 0 | 0 | 0 | 0 | 0 | 0 | 0 | 0 | 0 | 0 | 0 | 0 | 0 | 0 | 0 | 0 | 0 | 0 | 0 | 2020
Vintage1986 | natural gas steam turbine | TRUE | 21048.1866.MI.ST | 1866 | N | . | Wyandotte | Wyandotte Municipal Serv Comm | 21048 | MI | ENC | RFC |  | 22 | 1 | Electric Utility | ST | NG | NG | MISO | M | mcf | 24079 | 22647 | 21031 | 19746 | 12574 | 0 | 69525 | 143398 | 139814 | 20917 | 1650 | 0 | 24079 | 22647 | 21031 | 19746 | 12574 | 0 | 69525 | 143398 | 139814 | 20917 | 1650 | 0 | 1 | 1 | 1 | 1 | 1 | 0 | 1.05 | 1.05 | 1.05 | 1.05 | 1.05 | 0 | 24079 | 22647 | 21031 | 19746 | 12574 | 0 | 73001 | 150568 | 146805 | 21963 | 1733 | 0 | 24079 | 22647 | 21031 | 19746 | 12574 | 0 | 73001 | 150568 | 146805 | 21963 | 1733 | 0 | 0 | 0 | 0 | 0 | 0 | 0 | 4893 | 10466 | 10361 | 1392 | 0 | 0 | 475381 | 475381 | 494147 | 494147 | 27112 | 2020
Vintage1986 | other | TRUE | 21048.1866.MI.ST | 1866 | N | . | Wyandotte | Wyandotte Municipal Serv Comm | 21048 | MI | ENC | RFC |  | 22 | 1 | Electric Utility | ST | TDF | OTH | MISO | M | short tons | 0 | 0 | 0 | 0 | 0 | 0 | 0 | 0 | 0 | 0 | 0 | 0 | 0 | 0 | 0 | 0 | 0 | 0 | 0 | 0 | 0 | 0 | 0 | 0 | 0 | 0 | 0 | 0 | 0 | 0 | 0 | 0 | 0 | 0 | 0 | 0 | 0 | 0 | 0 | 0 | 0 | 0 | 0 | 0 | 0 | 0 | 0 | 0 | 0 | 0 | 0 | 0 | 0 | 0 | 0 | 0 | 0 | 0 | 0 | 0 | 0 | 0 | 0 | 0 | 0 | 0 | 0 | 0 | 0 | 0 | 0 | 0 | 0 | 0 | 0 | 0 | 0 | 2020
Vintage1980 | petroleum | TRUE | 21158.1867.MI.IC | 1867 | N | . | Zeeland | City of Zeeland - (MI) | 21158 | MI | ENC | RFC |  | 22 | 1 | Electric Utility | IC | DFO | DFO | MISO | A | barrels | 17 | 8 | 17 | 9 | 20 | 19 | 22 | 32 | 14 | 6 | 7 | 23 | 17 | 8 | 17 | 9 | 20 | 19 | 22 | 32 | 14 | 6 | 7 | 23 | 5.8 | 5.8 | 5.8 | 5.8 | 5.8 | 5.8 | 5.8 | 5.8 | 5.8 | 5.8 | 5.8 | 5.8 | 99 | 46 | 99 | 52 | 116 | 110 | 128 | 186 | 81 | 35 | 41 | 133 | 99 | 46 | 99 | 52 | 116 | 110 | 128 | 186 | 81 | 35 | 41 | 133 | 3.539 | 1.51 | 3.254 | 1.81 | 3.893 | 3.683 | 4.218 | 6.143 | 2.617 | 1.079 | 1.351 | 4.434 | 194 | 194 | 1126 | 1126 | 37.531 | 2020
Vintage1980 | natural gas peaker | TRUE | 21158.1867.MI.IC | 1867 | N | . | Zeeland | City of Zeeland - (MI) | 21158 | MI | ENC | RFC |  | 22 | 1 | Electric Utility | IC | NG | NG | MISO | A | mcf | 867 | 762 | 725 | 645 | 654 | 713 | 959 | 766 | 664 | 727 | 556 | 692 | 867 | 762 | 725 | 645 | 654 | 713 | 959 | 766 | 664 | 727 | 556 | 692 | 1.025 | 1.025 | 1.025 | 1.025 | 1.025 | 1.025 | 1.025 | 1.025 | 1.025 | 1.025 | 1.025 | 1.025 | 889 | 781 | 743 | 661 | 670 | 731 | 983 | 785 | 681 | 745 | 570 | 709 | 889 | 781 | 743 | 661 | 670 | 731 | 983 | 785 | 681 | 745 | 570 | 709 | 29.612 | 26.063 | 24.801 | 22.064 | 22.357 | 24.379 | 32.803 | 26.202 | 22.709 | 24.84 | 18.995 | 23.644 | 8730 | 8730 | 8948 | 8948 | 298.469 | 2020
Vintage1960 | petroleum | TRUE | 3828.1868.MI.IC | 1868 | N | . | Dafter | Cloverland Electric Co-op | 3828 | MI | ENC | RFC |  | 22 | 1 | Electric Utility | IC | DFO | DFO | MISO | A | barrels | 53 | 23 | 49 | 27 | 59 | 56 | 64 | 93 | 39 | 16 | 20 | 67 | 53 | 23 | 49 | 27 | 59 | 56 | 64 | 93 | 39 | 16 | 20 | 67 | 6.2 | 6.2 | 6.2 | 6.2 | 6.2 | 6.2 | 6.2 | 6.2 | 6.2 | 6.2 | 6.2 | 6.2 | 329 | 143 | 304 | 167 | 366 | 347 | 397 | 577 | 242 | 99 | 124 | 415 | 329 | 143 | 304 | 167 | 366 | 347 | 397 | 577 | 242 | 99 | 124 | 415 | -3.396 | -1.448 | -3.121 | -1.736 | -3.734 | -3.533 | -4.046 | -5.893 | -2.51 | -1.035 | -1.295 | -4.253 | 566 | 566 | 3510 | 3510 | -36 | 2020
Vintage1949 | hydro | TRUE | 19037.1871.MI.HY | 1871 | N | . | Kleber | Tower Kleber Ltd Partnership | 19037 | MI | ENC | RFC |  | 22 | 2 | NAICS-22 Non-Cogen | HY | WAT | HYC | MISO | A |  | 0 | 0 | 0 | 0 | 0 | 0 | 0 | 0 | 0 | 0 | 0 | 0 | 0 | 0 | 0 | 0 | 0 | 0 | 0 | 0 | 0 | 0 | 0 | 0 | 0 | 0 | 0 | 0 | 0 | 0 | 0 | 0 | 0 | 0 | 0 | 0 | 4481 | 4340 | 4692 | 4718 | 5231 | 4608 | 4954 | 4419 | 4724 | 4666 | 4633 | 5195 | 4481 | 4340 | 4692 | 4718 | 5231 | 4608 | 4954 | 4419 | 4724 | 4666 | 4633 | 5195 | 511.115 | 494.984 | 535.195 | 538.115 | 596.662 | 525.588 | 565.117 | 504.104 | 538.894 | 532.274 | 528.412 | 592.54 | 0 | 0 | 56661 | 56661 | 6463 | 2020
Vintage1971 | petroleum | TRUE | 20910.1873.MI.GT | 1873 | N | . | Tower | Wolverine Power Supply Coop | 20910 | MI | ENC | RFC |  | 22 | 1 | Electric Utility | GT | DFO | DFO | MISO | A | barrels | 30 | 13 | 28 | 16 | 33 | 32 | 36 | 53 | 22 | 9 | 12 | 38 | 30 | 13 | 28 | 16 | 33 | 32 | 36 | 53 | 22 | 9 | 12 | 38 | 5.763 | 5.763 | 5.763 | 5.763 | 5.763 | 5.763 | 5.763 | 5.763 | 5.763 | 5.763 | 5.763 | 5.763 | 173 | 75 | 161 | 92 | 190 | 184 | 207 | 305 | 127 | 52 | 69 | 219 | 173 | 75 | 161 | 92 | 190 | 184 | 207 | 305 | 127 | 52 | 69 | 219 | 11.507 | 4.908 | 10.578 | 5.882 | 12.655 | 11.973 | 13.713 | 19.969 | 8.506 | 3.506 | 4.39 | 14.413 | 322 | 322 | 1854 | 1854 | 122 | 2020
Vintage1971 | natural gas peaker | TRUE | 20910.1873.MI.GT | 1873 | N | . | Tower | Wolverine Power Supply Coop | 20910 | MI | ENC | RFC |  | 22 | 1 | Electric Utility | GT | NG | NG | MISO | A | mcf | 0 | 0 | 0 | 0 | 0 | 0 | 0 | 0 | 0 | 0 | 0 | 0 | 0 | 0 | 0 | 0 | 0 | 0 | 0 | 0 | 0 | 0 | 0 | 0 | 0 | 0 | 0 | 0 | 0 | 0 | 0 | 0 | 0 | 0 | 0 | 0 | 0 | 0 | 0 | 0 | 0 | 0 | 0 | 0 | 0 | 0 | 0 | 0 | 0 | 0 | 0 | 0 | 0 | 0 | 0 | 0 | 0 | 0 | 0 | 0 | 0 | 0 | 0 | 0 | 0 | 0 | 0 | 0 | 0 | 0 | 0 | 0 | 0 | 0 | 0 | 0 | 0 | 2020
Vintage2000 | petroleum | TRUE | 18895.1874.MI.IC | 1874 | N | . | Caro | Thumb Electric Coop of Mich | 18895 | MI | ENC | RFC |  | 22 | 1 | Electric Utility | IC | DFO | DFO | MISO | A | barrels | 0 | 0 | 0 | 0 | 0 | 0 | 0 | 0 | 0 | 0 | 0 | 0 | 0 | 0 | 0 | 0 | 0 | 0 | 0 | 0 | 0 | 0 | 0 | 0 | 0 | 0 | 0 | 0 | 0 | 0 | 0 | 0 | 0 | 0 | 0 | 0 | 0 | 0 | 0 | 0 | 0 | 0 | 0 | 0 | 0 | 0 | 0 | 0 | 0 | 0 | 0 | 0 | 0 | 0 | 0 | 0 | 0 | 0 | 0 | 0 | 0 | 0 | 0 | 0 | 0 | 0 | 0 | 0 | 0 | 0 | 0 | 0 | 0 | 0 | 0 | 0 | 0 | 2020
Vintage2002 | petroleum | TRUE | 18895.1875.MI.IC | 1875 | N | . | Ubly | Thumb Electric Coop of Mich | 18895 | MI | ENC | RFC |  | 22 | 1 | Electric Utility | IC | DFO | DFO | MISO | A | barrels | 0 | 0 | 0 | 0 | 0 | 0 | 0 | 0 | 0 | 0 | 0 | 0 | 0 | 0 | 0 | 0 | 0 | 0 | 0 | 0 | 0 | 0 | 0 | 0 | 0 | 0 | 0 | 0 | 0 | 0 | 0 | 0 | 0 | 0 | 0 | 0 | 0 | 0 | 0 | 0 | 0 | 0 | 0 | 0 | 0 | 0 | 0 | 0 | 0 | 0 | 0 | 0 | 0 | 0 | 0 | 0 | 0 | 0 | 0 | 0 | 0 | 0 | 0 | 0 | 0 | 0 | 0 | 0 | 0 | 0 | 0 | 0 | 0 | 0 | 0 | 0 | 0 | 2020
Vintage2002 | natural gas peaker | TRUE | 18895.1875.MI.IC | 1875 | N | . | Ubly | Thumb Electric Coop of Mich | 18895 | MI | ENC | RFC |  | 22 | 1 | Electric Utility | IC | NG | NG | MISO | A | mcf | 0 | 0 | 0 | 0 | 0 | 0 | 0 | 0 | 0 | 0 | 0 | 0 | 0 | 0 | 0 | 0 | 0 | 0 | 0 | 0 | 0 | 0 | 0 | 0 | 0 | 0 | 0 | 0 | 0 | 0 | 0 | 0 | 0 | 0 | 0 | 0 | 0 | 0 | 0 | 0 | 0 | 0 | 0 | 0 | 0 | 0 | 0 | 0 | 0 | 0 | 0 | 0 | 0 | 0 | 0 | 0 | 0 | 0 | 0 | 0 | 0 | 0 | 0 | 0 | 0 | 0 | 0 | 0 | 0 | 0 | 0 | 0 | 0 | 0 | 0 | 0 | 0 | 2020
Vintage2000 | natural gas peaker | TRUE | 20910.1877.MI.GT | 1877 | N | . | George Johnson | Wolverine Power Supply Coop | 20910 | MI | ENC | RFC |  | 22 | 1 | Electric Utility | GT | NG | NG | MISO | A | mcf | 23626 | 20795 | 19787 | 17604 | 17837 | 19451 | 26172 | 20906 | 18118 | 19819 | 15155 | 18864 | 23626 | 20795 | 19787 | 17604 | 17837 | 19451 | 26172 | 20906 | 18118 | 19819 | 15155 | 18864 | 1.061 | 1.061 | 1.061 | 1.061 | 1.061 | 1.061 | 1.061 | 1.061 | 1.061 | 1.061 | 1.061 | 1.061 | 25067 | 22063 | 20994 | 18678 | 18925 | 20638 | 27768 | 22181 | 19223 | 21028 | 16079 | 20015 | 25067 | 22063 | 20994 | 18678 | 18925 | 20638 | 27768 | 22181 | 19223 | 21028 | 16079 | 20015 | 2059.121 | 1812.408 | 1724.601 | 1534.273 | 1554.631 | 1695.305 | 2281.09 | 1822.061 | 1579.133 | 1727.343 | 1320.868 | 1644.166 | 238134 | 238134 | 252659 | 252659 | 20755 | 2020
Vintage1993 | petroleum | TRUE | 20910.1877.MI.IC | 1877 | N | . | George Johnson | Wolverine Power Supply Coop | 20910 | MI | ENC | RFC |  | 22 | 1 | Electric Utility | IC | DFO | DFO | MISO | A | barrels | 0 | 0 | 0 | 0 | 0 | 0 | 0 | 0 | 0 | 0 | 0 | 0 | 0 | 0 | 0 | 0 | 0 | 0 | 0 | 0 | 0 | 0 | 0 | 0 | 0 | 0 | 0 | 0 | 0 | 0 | 0 | 0 | 0 | 0 | 0 | 0 | 0 | 0 | 0 | 0 | 0 | 0 | 0 | 0 | 0 | 0 | 0 | 0 | 0 | 0 | 0 | 0 | 0 | 0 | 0 | 0 | 0 | 0 | 0 | 0 | 0 | 0 | 0 | 0 | 0 | 0 | 0 | 0 | 0 | 0 | 0 | 0 | 0 | 0 | 0 | 0 | 0 | 2020
Vintage2001 | natural gas peaker | TRUE | 20910.1880.MI.GT | 1880 | N | . | Claude Vandyke | Wolverine Power Supply Coop | 20910 | MI | ENC | RFC |  | 22 | 1 | Electric Utility | GT | NG | NG | MISO | A | mcf | 5052 | 4446 | 4230 | 3763 | 3813 | 4158 | 5595 | 4469 | 3873 | 4237 | 3240 | 4033 | 5052 | 4446 | 4230 | 3763 | 3813 | 4158 | 5595 | 4469 | 3873 | 4237 | 3240 | 4033 | 1.063 | 1.063 | 1.063 | 1.063 | 1.063 | 1.063 | 1.063 | 1.063 | 1.063 | 1.063 | 1.063 | 1.063 | 5370 | 4726 | 4496 | 4000 | 4053 | 4420 | 5947 | 4751 | 4117 | 4504 | 3444 | 4287 | 5370 | 4726 | 4496 | 4000 | 4053 | 4420 | 5947 | 4751 | 4117 | 4504 | 3444 | 4287 | 384.047 | 338.031 | 321.654 | 286.156 | 289.953 | 316.19 | 425.444 | 339.831 | 294.523 | 322.165 | 246.354 | 306.652 | 50909 | 50909 | 54115 | 54115 | 3871 | 2020
Vintage1972 | petroleum | TRUE | 20910.1881.MI.GT | 1881 | N | . | Vestaburg | Wolverine Power Supply Coop | 20910 | MI | ENC | RFC |  | 22 | 1 | Electric Utility | GT | DFO | DFO | MISO | A | barrels | 0 | 0 | 0 | 0 | 0 | 0 | 0 | 0 | 0 | 0 | 0 | 0 | 0 | 0 | 0 | 0 | 0 | 0 | 0 | 0 | 0 | 0 | 0 | 0 | 0 | 0 | 0 | 0 | 0 | 0 | 0 | 0 | 0 | 0 | 0 | 0 | 0 | 0 | 0 | 0 | 0 | 0 | 0 | 0 | 0 | 0 | 0 | 0 | 0 | 0 | 0 | 0 | 0 | 0 | 0 | 0 | 0 | 0 | 0 | 0 | 0 | 0 | 0 | 0 | 0 | 0 | 0 | 0 | 0 | 0 | 0 | 0 | 0 | 0 | 0 | 0 | 0 | 2020
Vintage1972 | natural gas peaker | TRUE | 20910.1881.MI.GT | 1881 | N | . | Vestaburg | Wolverine Power Supply Coop | 20910 | MI | ENC | RFC |  | 22 | 1 | Electric Utility | GT | NG | NG | MISO | A | mcf | 3654 | 3217 | 3061 | 2723 | 2759 | 3009 | 4048 | 3234 | 2803 | 3066 | 2344 | 2918 | 3654 | 3217 | 3061 | 2723 | 2759 | 3009 | 4048 | 3234 | 2803 | 3066 | 2344 | 2918 | 1.052 | 1.052 | 1.052 | 1.052 | 1.052 | 1.052 | 1.052 | 1.052 | 1.052 | 1.052 | 1.052 | 1.052 | 3844 | 3384 | 3220 | 2865 | 2902 | 3165 | 4258 | 3402 | 2949 | 3225 | 2466 | 3070 | 3844 | 3384 | 3220 | 2865 | 2902 | 3165 | 4258 | 3402 | 2949 | 3225 | 2466 | 3070 | 231.757 | 203.989 | 194.106 | 172.684 | 174.976 | 190.809 | 256.739 | 205.075 | 177.733 | 194.414 | 148.665 | 185.053 | 36836 | 36836 | 38750 | 38750 | 2336 | 2020
Vintage0 | petroleum | TRUE | 20910.1881.MI.IC | 1881 | N | . | Vestaburg | Wolverine Power Supply Coop | 20910 | MI | ENC | RFC |  | 22 | 1 | Electric Utility | IC | DFO | DFO | MISO | A | barrels | 0 | 0 | 0 | 0 | 0 | 0 | 0 | 0 | 0 | 0 | 0 | 0 | 0 | 0 | 0 | 0 | 0 | 0 | 0 | 0 | 0 | 0 | 0 | 0 | 0 | 0 | 0 | 0 | 0 | 0 | 0 | 0 | 0 | 0 | 0 | 0 | 0 | 0 | 0 | 0 | 0 | 0 | 0 | 0 | 0 | 0 | 0 | 0 | 0 | 0 | 0 | 0 | 0 | 0 | 0 | 0 | 0 | 0 | 0 | 0 | 0 | 0 | 0 | 0 | 0 | 0 | 0 | 0 | 0 | 0 | 0 | 0 | 0 | 0 | 0 | 0 | 0 | 2020
Vintage1953 | petroleum | TRUE | 12647.1891.MN.ST | 1891 | N | . | Syl Laskin | ALLETE, Inc. | 12647 | MN | WNC | MRO |  | 22 | 1 | Electric Utility | ST | DFO | DFO | MISO | A | barrels | 0 | 0 | 0 | 0 | 0 | 0 | 0 | 0 | 0 | 0 | 0 | 0 | 0 | 0 | 0 | 0 | 0 | 0 | 0 | 0 | 0 | 0 | 0 | 0 | 0 | 0 | 0 | 0 | 0 | 0 | 0 | 0 | 0 | 0 | 0 | 0 | 0 | 0 | 0 | 0 | 0 | 0 | 0 | 0 | 0 | 0 | 0 | 0 | 0 | 0 | 0 | 0 | 0 | 0 | 0 | 0 | 0 | 0 | 0 | 0 | 0 | 0 | 0 | 0 | 0 | 0 | 0 | 0 | 0 | 0 | 0 | 0 | 0 | 0 | 0 | 0 | 0 | 2020
Vintage1953 | natural gas steam turbine | TRUE | 12647.1891.MN.ST | 1891 | N | . | Syl Laskin | ALLETE, Inc. | 12647 | MN | WNC | MRO |  | 22 | 1 | Electric Utility | ST | NG | NG | MISO | AM | mcf | 21727 | 0 | 0 | 0 | 0 | 0 | 180268 | 48736 | 0 | 0 | 0 | 0 | 21727 | 0 | 0 | 0 | 0 | 0 | 180268 | 48736 | 0 | 0 | 0 | 0 | 0.94 | 0 | 0 | 0 | 0 | 0 | 0.94 | 0.94 | 0 | 0 | 0 | 0 | 20423 | 0 | 0 | 0 | 0 | 0 | 169452 | 45812 | 0 | 0 | 0 | 0 | 20423 | 0 | 0 | 0 | 0 | 0 | 169452 | 45812 | 0 | 0 | 0 | 0 | 1407 | 0 | 0 | 0 | 0 | 0 | 12022 | 3044 | 0 | 0 | 0 | 0 | 250731 | 250731 | 235687 | 235687 | 16473 | 2020
Vintage1953 | hard coal | TRUE | 12647.1891.MN.ST | 1891 | N | . | Syl Laskin | ALLETE, Inc. | 12647 | MN | WNC | MRO |  | 22 | 1 | Electric Utility | ST | SUB | COL | MISO | A | short tons | 0 | 0 | 0 | 0 | 0 | 0 | 0 | 0 | 0 | 0 | 0 | 0 | 0 | 0 | 0 | 0 | 0 | 0 | 0 | 0 | 0 | 0 | 0 | 0 | 0 | 0 | 0 | 0 | 0 | 0 | 0 | 0 | 0 | 0 | 0 | 0 | 0 | 0 | 0 | 0 | 0 | 0 | 0 | 0 | 0 | 0 | 0 | 0 | 0 | 0 | 0 | 0 | 0 | 0 | 0 | 0 | 0 | 0 | 0 | 0 | 0 | 0 | 0 | 0 | 0 | 0 | 0 | 0 | 0 | 0 | 0 | 0 | 0 | 0 | 0 | 0 | 0 | 2020
Vintage1988 | hydro | TRUE | 12647.1892.MN.HY | 1892 | N | . | Blanchard | ALLETE, Inc. | 12647 | MN | WNC | MRO |  | 22 | 1 | Electric Utility | HY | WAT | HYC | MISO | A |  | 0 | 0 | 0 | 0 | 0 | 0 | 0 | 0 | 0 | 0 | 0 | 0 | 0 | 0 | 0 | 0 | 0 | 0 | 0 | 0 | 0 | 0 | 0 | 0 | 0 | 0 | 0 | 0 | 0 | 0 | 0 | 0 | 0 | 0 | 0 | 0 | 121385 | 110040 | 89516 | 118902 | 90360 | 95717 | 80215 | 63210 | 39565 | 44292 | 59245 | 60857 | 121385 | 110040 | 89516 | 118902 | 90360 | 95717 | 80215 | 63210 | 39565 | 44292 | 59245 | 60857 | 13845.687 | 12551.566 | 10210.568 | 13562.451 | 10306.806 | 10917.875 | 9149.608 | 7209.991 | 4512.993 | 5052.08 | 6757.753 | 6941.622 | 0 | 0 | 973304 | 973304 | 111019 | 2020
Vintage1980 | petroleum | TRUE | 12647.1893.MN.IC | 1893 | N | . | Clay Boswell | ALLETE, Inc. | 12647 | MN | WNC | MRO |  | 22 | 1 | Electric Utility | IC | DFO | DFO | MISO | M | barrels | 0 | 0 | 0 | 0 | 0 | 0 | 0 | 0 | 0 | 0 | 0 | 0 | 0 | 0 | 0 | 0 | 0 | 0 | 0 | 0 | 0 | 0 | 0 | 0 | 0 | 0 | 0 | 0 | 0 | 0 | 0 | 0 | 0 | 0 | 0 | 0 | 0 | 0 | 0 | 0 | 0 | 0 | 0 | 0 | 0 | 0 | 0 | 0 | 0 | 0 | 0 | 0 | 0 | 0 | 0 | 0 | 0 | 0 | 0 | 0 | 0 | 0 | 0 | 0 | 0 | 0 | 0 | 0 | 0 | 0 | 0 | 0 | 0 | 0 | 0 | 0 | 0 | 2020
Vintage1980 | natural gas steam turbine | TRUE | 12647.1893.MN.ST | 1893 | N | . | Clay Boswell | ALLETE, Inc. | 12647 | MN | WNC | MRO |  | 22 | 1 | Electric Utility | ST | NG | NG | MISO | M | mcf | 5936 | 44379 | 2064 | 13816 | 6461 | 10153 | 52332 | 18046 | 13187 | 11272 | 8388 | 4143 | 5936 | 44379 | 2064 | 13816 | 6461 | 10153 | 52332 | 18046 | 13187 | 11272 | 8388 | 4143 | 1.031 | 1.039 | 1.033 | 1.041 | 1.054 | 1.033 | 1.035 | 1.037 | 1.035 | 1.031 | 1.032 | 1.038 | 6120 | 46110 | 2132 | 14382 | 6810 | 10488 | 54164 | 18714 | 13649 | 11621 | 8656 | 4300 | 6120 | 46110 | 2132 | 14382 | 6810 | 10488 | 54164 | 18714 | 13649 | 11621 | 8656 | 4300 | 567.641 | 4287.997 | 200.356 | 1300.055 | 611.362 | 952.382 | 4909.712 | 1707.318 | 1209.774 | 1001.556 | 784.561 | 429.353 | 190177 | 190177 | 197146 | 197146 | 17962.067 | 2020
Vintage1980 | hard coal | TRUE | 12647.1893.MN.ST | 1893 | N | . | Clay Boswell | ALLETE, Inc. | 12647 | MN | WNC | MRO |  | 22 | 1 | Electric Utility | ST | RC | COL | MISO | M | short tons | 300091 | 246709 | 221427 | 90546 | 119209 | 174089 | 262010 | 226475 | 181435 | 213529 | 228730 | 255953 | 300091 | 246709 | 221427 | 90546 | 119209 | 174089 | 262010 | 226475 | 181435 | 213529 | 228730 | 255953 | 18.057 | 18.06 | 18.037 | 18.019 | 17.998 | 17.976 | 17.973 | 17.919 | 17.918 | 18.281 | 17.896 | 17.868 | 5418743 | 4455565 | 3993879 | 1631548 | 2145524 | 3129424 | 4709106 | 4058206 | 3250952 | 3903524 | 4093352 | 4573368 | 5418743 | 4455565 | 3993879 | 1631548 | 2145524 | 3129424 | 4709106 | 4058206 | 3250952 | 3903524 | 4093352 | 4573368 | 502597.15 | 414346.98 | 375308.41 | 147478.48 | 192615.64 | 284171.61 | 426861.29 | 370244.68 | 288156.58 | 336412.86 | 370994.69 | 456602.65 | 2520203 | 2520203 | 45363191 | 45363191 | 4165791 | 2020
Vintage1980 | hard coal | TRUE | 12647.1893.MN.ST | 1893 | N | . | Clay Boswell | ALLETE, Inc. | 12647 | MN | WNC | MRO |  | 22 | 1 | Electric Utility | ST | SUB | COL | MISO | M | short tons | 972 | 1605 | 1155 | 1137 | 0 | 1534 | 0 | 0 | 643 | 654 | 4284 | 0 | 972 | 1605 | 1155 | 1137 | 0 | 1534 | 0 | 0 | 643 | 654 | 4284 | 0 | 18.038 | 18.016 | 18.033 | 18.112 | 0 | 18.055 | 0 | 0 | 17.908 | 18.196 | 17.845 | 0 | 17533 | 28916 | 20828 | 20593 | 0 | 27696 | 0 | 0 | 11515 | 11900 | 76448 | 0 | 17533 | 28916 | 20828 | 20593 | 0 | 27696 | 0 | 0 | 11515 | 11900 | 76448 | 0 | 1626.208 | 2689.025 | 1957.237 | 1861.468 | 0 | 2515.007 | 0 | 0 | 1020.648 | 1025.58 | 6928.746 | 0 | 11984 | 11984 | 215429 | 215429 | 19623.919 | 2020
Vintage1924 | hydro | TRUE | 12647.1894.MN.HY | 1894 | N | . | Fond Du Lac | ALLETE, Inc. | 12647 | MN | WNC | MRO |  | 22 | 1 | Electric Utility | HY | WAT | HYC | MISO | A |  | 0 | 0 | 0 | 0 | 0 | 0 | 0 | 0 | 0 | 0 | 0 | 0 | 0 | 0 | 0 | 0 | 0 | 0 | 0 | 0 | 0 | 0 | 0 | 0 | 0 | 0 | 0 | 0 | 0 | 0 | 0 | 0 | 0 | 0 | 0 | 0 | 55023 | 49880 | 40577 | 53897 | 40959 | 43388 | 36361 | 28653 | 17935 | 20077 | 26855 | 27586 | 55023 | 49880 | 40577 | 53897 | 40959 | 43388 | 36361 | 28653 | 17935 | 20077 | 26855 | 27586 | 6276.135 | 5689.522 | 4628.367 | 6147.748 | 4671.99 | 4948.983 | 4147.442 | 3268.23 | 2045.703 | 2290.066 | 3063.234 | 3146.58 | 0 | 0 | 441191 | 441191 | 50324 | 2020
Vintage1922 | hydro | TRUE | 12647.1895.MN.HY | 1895 | N | . | Knife Falls | ALLETE, Inc. | 12647 | MN | WNC | MRO |  | 22 | 1 | Electric Utility | HY | WAT | HYC | MISO | A |  | 0 | 0 | 0 | 0 | 0 | 0 | 0 | 0 | 0 | 0 | 0 | 0 | 0 | 0 | 0 | 0 | 0 | 0 | 0 | 0 | 0 | 0 | 0 | 0 | 0 | 0 | 0 | 0 | 0 | 0 | 0 | 0 | 0 | 0 | 0 | 0 | 12782 | 11587 | 9426 | 12520 | 9515 | 10079 | 8446 | 6656 | 4166 | 4664 | 6238 | 6408 | 12782 | 11587 | 9426 | 12520 | 9515 | 10079 | 8446 | 6656 | 4166 | 4664 | 6238 | 6408 | 1457.913 | 1321.646 | 1075.145 | 1428.089 | 1085.279 | 1149.623 | 963.429 | 759.193 | 475.206 | 531.97 | 711.573 | 730.934 | 0 | 0 | 102487 | 102487 | 11690 | 2020
Vintage1979 | hydro | TRUE | 12647.1896.MN.HY | 1896 | N | . | Little Falls (MN) | ALLETE, Inc. | 12647 | MN | WNC | MRO |  | 22 | 1 | Electric Utility | HY | WAT | HYC | MISO | A |  | 0 | 0 | 0 | 0 | 0 | 0 | 0 | 0 | 0 | 0 | 0 | 0 | 0 | 0 | 0 | 0 | 0 | 0 | 0 | 0 | 0 | 0 | 0 | 0 | 0 | 0 | 0 | 0 | 0 | 0 | 0 | 0 | 0 | 0 | 0 | 0 | 36838 | 33395 | 27166 | 36084 | 27422 | 29048 | 24343 | 19183 | 12007 | 13442 | 17980 | 18469 | 36838 | 33395 | 27166 | 36084 | 27422 | 29048 | 24343 | 19183 | 12007 | 13442 | 17980 | 18469 | 4201.885 | 3809.144 | 3098.699 | 4115.927 | 3127.905 | 3313.352 | 2776.719 | 2188.085 | 1369.601 | 1533.203 | 2050.84 | 2106.64 | 0 | 0 | 295377 | 295377 | 33692 | 2020
Vintage1951 | natural gas steam turbine | FALSE | 12647.1897.MN.ST | 1897 | Y | . | M L Hibbard | ALLETE, Inc. | 12647 | MN | WNC | MRO |  | 22133 | 5 | Commercial NAICS Cogen | ST | NG | NG | MISO | M | mcf | 0 | 4 | 13 | 458 | 971 | 510 | 1843 | 6518 | 609 | 580 | 557 | 1524 | 0 | 0 | 0 | 0 | 0 | 15 | 575 | 2316 | 217 | 219 | 203 | 551 | 0 | 1.021 | 1.021 | 1.021 | 1.021 | 1.021 | 1.021 | 1.021 | 1.021 | 1.021 | 1.021 | 1.021 | 0 | 4 | 13 | 468 | 991 | 521 | 1882 | 6655 | 622 | 592 | 569 | 1556 | 0 | 0 | 0 | 0 | 0 | 15 | 587 | 2365 | 222 | 224 | 207 | 563 | 0 | 0 | 0 | 0 | 0 | 2.152 | 91.984 | 367.189 | 34.685 | 35.623 | 33.019 | 90.02 | 13587 | 4096 | 13873 | 4183 | 654.672 | 2020
Vintage1951 | hard coal | FALSE | 12647.1897.MN.ST | 1897 | Y | . | M L Hibbard | ALLETE, Inc. | 12647 | MN | WNC | MRO |  | 22133 | 5 | Commercial NAICS Cogen | ST | SUB | COL | MISO | M | short tons | 309 | 250 | 436 | 297 | 1631 | 556 | 553 | 262 | 47 | 237 | 11 | 178 | 0 | 0 | 0 | 0 | 0 | 16 | 173 | 93 | 17 | 90 | 4 | 64 | 18.016 | 17.994 | 18 | 18.488 | 18.532 | 18.912 | 18.378 | 17.906 | 18.136 | 17.052 | 17.025 | 18.122 | 5567 | 4499 | 7848 | 5491 | 30226 | 10515 | 10163 | 4691 | 852 | 4041 | 187 | 3226 | 0 | 0 | 0 | 0 | 0 | 308 | 3171 | 1667 | 304 | 1528 | 68 | 1167 | 0 | 0 | 0 | 0 | 0 | 43.449 | 496.805 | 258.851 | 47.549 | 243.106 | 10.873 | 186.618 | 4767 | 457 | 87306 | 8213 | 1287.251 | 2020
Vintage1951 | biomass | FALSE | 12647.1897.MN.ST | 1897 | Y | . | M L Hibbard | ALLETE, Inc. | 12647 | MN | WNC | MRO |  | 22133 | 5 | Commercial NAICS Cogen | ST | WDS | WWW | MISO | M | short tons | 22732 | 20925 | 20026 | 19199 | 16608 | 20177 | 12198 | 10316 | 2428 | 11007 | 4366 | 8304 | 0 | 0 | 0 | 0 | 0 | 591 | 3806 | 3667 | 867 | 4161 | 1591 | 3005 | 11.234 | 11.148 | 10.306 | 9.884 | 11.558 | 10.26 | 10.108 | 10.636 | 10.586 | 10.586 | 10.269 | 10.269 | 255371 | 233272 | 206388 | 189763 | 191955 | 207016 | 123297 | 109721 | 25703 | 116520 | 44834 | 85274 | 0 | 0 | 0 | 0 | 0 | 6063 | 38476 | 38998 | 9181 | 44049 | 16341 | 30860 | 0 | 0 | 0 | 0 | 0 | 855.399 | 6027.211 | 6053.96 | 1433.766 | 7009.271 | 2603.108 | 4933.362 | 168286 | 17688 | 1789114 | 183968 | 28916.077 | 2020
Vintage1917 | hydro | TRUE | 12647.1898.MN.HY | 1898 | N | . | Pillager | ALLETE, Inc. | 12647 | MN | WNC | MRO |  | 22 | 1 | Electric Utility | HY | WAT | HYC | MISO | A |  | 0 | 0 | 0 | 0 | 0 | 0 | 0 | 0 | 0 | 0 | 0 | 0 | 0 | 0 | 0 | 0 | 0 | 0 | 0 | 0 | 0 | 0 | 0 | 0 | 0 | 0 | 0 | 0 | 0 | 0 | 0 | 0 | 0 | 0 | 0 | 0 | 13181 | 11949 | 9720 | 12911 | 9812 | 10393 | 8710 | 6864 | 4296 | 4809 | 6433 | 6608 | 13181 | 11949 | 9720 | 12911 | 9812 | 10393 | 8710 | 6864 | 4296 | 4809 | 6433 | 6608 | 1503.434 | 1362.912 | 1108.715 | 1472.679 | 1119.165 | 1185.518 | 993.51 | 782.897 | 490.043 | 548.58 | 733.791 | 753.756 | 0 | 0 | 105686 | 105686 | 12055 | 2020
Vintage1923 | hydro | TRUE | 12647.1899.MN.HY | 1899 | N | . | Scanlon | ALLETE, Inc. | 12647 | MN | WNC | MRO |  | 22 | 1 | Electric Utility | HY | WAT | HYC | MISO | A |  | 0 | 0 | 0 | 0 | 0 | 0 | 0 | 0 | 0 | 0 | 0 | 0 | 0 | 0 | 0 | 0 | 0 | 0 | 0 | 0 | 0 | 0 | 0 | 0 | 0 | 0 | 0 | 0 | 0 | 0 | 0 | 0 | 0 | 0 | 0 | 0 | 8123 | 7363 | 5990 | 7956 | 6047 | 6405 | 5368 | 4230 | 2648 | 2964 | 3964 | 4072 | 8123 | 7363 | 5990 | 7956 | 6047 | 6405 | 5368 | 4230 | 2648 | 2964 | 3964 | 4072 | 926.504 | 839.907 | 683.255 | 907.551 | 689.695 | 730.586 | 612.26 | 482.467 | 301.994 | 338.067 | 452.205 | 464.509 | 0 | 0 | 65130 | 65130 | 7429 | 2020
Vintage1915 | hydro | TRUE | 12647.1900.MN.HY | 1900 | N | . | Sylvan | ALLETE, Inc. | 12647 | MN | WNC | MRO |  | 22 | 1 | Electric Utility | HY | WAT | HYC | MISO | A |  | 0 | 0 | 0 | 0 | 0 | 0 | 0 | 0 | 0 | 0 | 0 | 0 | 0 | 0 | 0 | 0 | 0 | 0 | 0 | 0 | 0 | 0 | 0 | 0 | 0 | 0 | 0 | 0 | 0 | 0 | 0 | 0 | 0 | 0 | 0 | 0 | 13189 | 11957 | 9727 | 12920 | 9818 | 10400 | 8716 | 6868 | 4299 | 4813 | 6437 | 6613 | 13189 | 11957 | 9727 | 12920 | 9818 | 10400 | 8716 | 6868 | 4299 | 4813 | 6437 | 6613 | 1504.433 | 1363.816 | 1109.45 | 1473.656 | 1119.907 | 1186.304 | 994.17 | 783.417 | 490.369 | 548.944 | 734.278 | 754.256 | 0 | 0 | 105757 | 105757 | 12063 | 2020
Vintage1949 | hydro | TRUE | 12647.1901.MN.HY | 1901 | N | . | Thomson | ALLETE, Inc. | 12647 | MN | WNC | MRO |  | 22 | 1 | Electric Utility | HY | WAT | HYC | MISO | A |  | 0 | 0 | 0 | 0 | 0 | 0 | 0 | 0 | 0 | 0 | 0 | 0 | 0 | 0 | 0 | 0 | 0 | 0 | 0 | 0 | 0 | 0 | 0 | 0 | 0 | 0 | 0 | 0 | 0 | 0 | 0 | 0 | 0 | 0 | 0 | 0 | 317077 | 287441 | 233830 | 310591 | 236034 | 250028 | 209533 | 165114 | 103351 | 115697 | 154758 | 158969 | 317077 | 287441 | 233830 | 310591 | 236034 | 250028 | 209533 | 165114 | 103351 | 115697 | 154758 | 158969 | 36167.1 | 32786.654 | 26671.602 | 35427.245 | 26922.99 | 28519.198 | 23900.208 | 18833.625 | 11788.644 | 13196.823 | 17652.309 | 18132.602 | 0 | 0 | 2542423 | 2542423 | 289999 | 2020
Vintage1923 | hydro | TRUE | 12647.1902.MN.HY | 1902 | N | . | Winton | ALLETE, Inc. | 12647 | MN | WNC | MRO |  | 22 | 1 | Electric Utility | HY | WAT | HYC | MISO | A |  | 0 | 0 | 0 | 0 | 0 | 0 | 0 | 0 | 0 | 0 | 0 | 0 | 0 | 0 | 0 | 0 | 0 | 0 | 0 | 0 | 0 | 0 | 0 | 0 | 0 | 0 | 0 | 0 | 0 | 0 | 0 | 0 | 0 | 0 | 0 | 0 | 17777 | 16116 | 13110 | 17413 | 13233 | 14018 | 11748 | 9257 | 5794 | 6487 | 8677 | 8913 | 17777 | 16116 | 13110 | 17413 | 13233 | 14018 | 11748 | 9257 | 5794 | 6487 | 8677 | 8913 | 2027.734 | 1838.207 | 1495.362 | 1986.254 | 1509.457 | 1598.949 | 1339.982 | 1055.921 | 660.939 | 739.889 | 989.689 | 1016.617 | 0 | 0 | 142543 | 142543 | 16259 | 2020
Vintage1954 | natural gas combined cycle | TRUE | 13781.1904.MN.CA | 1904 | N | . | Black Dog | Northern States Power Co - Minnesota | 13781 | MN | WNC | MRO |  | 22 | 1 | Electric Utility | CA | NG | NG | MISO | AM | mcf | 17468 | 8627 | 9050 | 5626 | 15311 | 93640 | 106252 | 51283 | 19503 | 49593 | 0 | 1792 | 17468 | 8627 | 9050 | 5626 | 15311 | 93640 | 106252 | 51283 | 19503 | 49593 | 0 | 1792 | 1.091 | 1.089 | 1.086 | 1.101 | 1.085 | 1.08 | 1.084 | 1.1 | 1.118 | 1.1 | 0 | 1.108 | 19058 | 9395 | 9828 | 6194 | 16612 | 101131 | 115177 | 56411 | 21804 | 54552 | 0 | 1986 | 19058 | 9395 | 9828 | 6194 | 16612 | 101131 | 115177 | 56411 | 21804 | 54552 | 0 | 1986 | 47255 | 37143 | 34109 | 28645 | 31460 | 44929 | 58095 | 41875 | 25260 | 33600 | -706 | 10195 | 378145 | 378145 | 412148 | 412148 | 391860 | 2020
Vintage2002 | petroleum | TRUE | 13781.1904.MN.CT | 1904 | N | . | Black Dog | Northern States Power Co - Minnesota | 13781 | MN | WNC | MRO |  | 22 | 1 | Electric Utility | CT | DFO | DFO | MISO | A | barrels | 0 | 0 | 0 | 0 | 0 | 0 | 0 | 0 | 0 | 0 | . | . | 0 | 0 | 0 | 0 | 0 | 0 | 0 | 0 | 0 | 0 | . | . | 0 | 0 | 0 | 0 | 0 | 0 | 0 | 0 | 0 | 0 | . | . | 0 | 0 | 0 | 0 | 0 | 0 | 0 | 0 | 0 | 0 | . | . | 0 | 0 | 0 | 0 | 0 | 0 | 0 | 0 | 0 | 0 | . | . | 0 | 0 | 0 | 0 | 0 | 0 | 0 | 0 | 0 | 0 | . | . | 0 | 0 | 0 | 0 | 0 | 2020
Vintage2002 | natural gas combined cycle | TRUE | 13781.1904.MN.CT | 1904 | N | . | Black Dog | Northern States Power Co - Minnesota | 13781 | MN | WNC | MRO |  | 22 | 1 | Electric Utility | CT | NG | NG | MISO | AM | mcf | 1051756 | 866401 | 745133 | 641926 | 685564 | 791923 | 1023937 | 769143 | 479332 | 572657 | 0 | 257595 | 1051756 | 866401 | 745133 | 641926 | 685564 | 791923 | 1023937 | 769143 | 479332 | 572657 | 0 | 257595 | 1.091 | 1.089 | 1.086 | 1.101 | 1.085 | 1.08 | 1.084 | 1.1 | 1.118 | 1.1 | 0 | 1.108 | 1147466 | 943511 | 809214 | 706761 | 743837 | 855277 | 1109948 | 846057 | 535893 | 629923 | 0 | 285415 | 1147466 | 943511 | 809214 | 706761 | 743837 | 855277 | 1109948 | 846057 | 535893 | 629923 | 0 | 285415 | 111252 | 89907 | 75207 | 66950 | 69541 | 79029 | 102968 | 78866 | 50297 | 65555 | 0 | 25174 | 7885367 | 7885367 | 8613302 | 8613302 | 814746 | 2020
Vintage2018 | petroleum | TRUE | 13781.1904.MN.GT | 1904 | N | . | Black Dog | Northern States Power Co - Minnesota | 13781 | MN | WNC | MRO |  | 22 | 1 | Electric Utility | GT | DFO | DFO | MISO | A | barrels | . | . | . | . | . | . | . | . | . | . | 0 | 0 | . | . | . | . | . | . | . | . | . | . | 0 | 0 | . | . | . | . | . | . | . | . | . | . | 0 | 0 | . | . | . | . | . | . | . | . | . | . | 0 | 0 | . | . | . | . | . | . | . | . | . | . | 0 | 0 | . | . | . | . | . | . | . | . | . | . | 0 | 0 | 0 | 0 | 0 | 0 | 0 | 2020
Vintage2018 | natural gas peaker | TRUE | 13781.1904.MN.GT | 1904 | N | . | Black Dog | Northern States Power Co - Minnesota | 13781 | MN | WNC | MRO |  | 22 | 1 | Electric Utility | GT | NG | NG | MISO | A | mcf | 387885 | 272782 | 264639 | 239186 | 189827 | 281542 | 371978 | 277274 | 170202 | 237834 | 184859 | 291960 | 387885 | 272782 | 264639 | 239186 | 189827 | 281542 | 371978 | 277274 | 170202 | 237834 | 184859 | 291960 | 1.092 | 1.092 | 1.092 | 1.092 | 1.092 | 1.092 | 1.092 | 1.092 | 1.092 | 1.092 | 1.092 | 1.092 | 423570 | 297878 | 288986 | 261191 | 207291 | 307444 | 406200 | 302783 | 185861 | 259715 | 201866 | 318820 | 423570 | 297878 | 288986 | 261191 | 207291 | 307444 | 406200 | 302783 | 185861 | 259715 | 201866 | 318820 | 43718.65 | 30745.388 | 29827.623 | 26958.788 | 21395.532 | 31732.747 | 41925.916 | 31251.679 | 19183.606 | 26806.469 | 20835.578 | 32907.024 | 3169968 | 3169968 | 3461605 | 3461605 | 357289 | 2020
Vintage1955 | hydro | TRUE | 13781.1911.MN.HY | 1911 | N | . | Hennepin Island | Northern States Power Co - Minnesota | 13781 | MN | WNC | MRO |  | 22 | 1 | Electric Utility | HY | WAT | HYC | MISO | A |  | 0 | 0 | 0 | 0 | 0 | 0 | 0 | 0 | 0 | 0 | 0 | 0 | 0 | 0 | 0 | 0 | 0 | 0 | 0 | 0 | 0 | 0 | 0 | 0 | 0 | 0 | 0 | 0 | 0 | 0 | 0 | 0 | 0 | 0 | 0 | 0 | 73102 | 66269 | 53909 | 71606 | 54417 | 57644 | 48308 | 38067 | 23827 | 26674 | 35679 | 36650 | 73102 | 66269 | 53909 | 71606 | 54417 | 57644 | 48308 | 38067 | 23827 | 26674 | 35679 | 36650 | 8338.292 | 7558.933 | 6149.113 | 8167.718 | 6207.07 | 6575.075 | 5510.171 | 4342.075 | 2717.861 | 3042.515 | 4069.723 | 4180.454 | 0 | 0 | 586152 | 586152 | 66859 | 2020
Vintage2008 | natural gas combined cycle | TRUE | 13781.1912.MN.CA | 1912 | N | . | High Bridge | Northern States Power Co - Minnesota | 13781 | MN | WNC | MRO |  | 22 | 1 | Electric Utility | CA | NG | NG | MISO | M | mcf | 661 | 1205 | 1057 | 407 | 79 | 137 | 0 | 53 | 101 | 216 | 389 | 376 | 661 | 1205 | 1057 | 407 | 79 | 137 | 0 | 53 | 101 | 216 | 389 | 376 | 1.1 | 1.09 | 1.087 | 1.096 | 1.076 | 1.08 | 0 | 1.113 | 1.109 | 1.106 | 1.105 | 1.104 | 727 | 1313 | 1149 | 446 | 85 | 148 | 0 | 59 | 112 | 239 | 430 | 415 | 727 | 1313 | 1149 | 446 | 85 | 148 | 0 | 59 | 112 | 239 | 430 | 415 | 140338 | 64886 | 45282 | 91623 | 95668 | 98328 | 116514 | 86545 | 58341 | 99200 | 32545 | 100739 | 4681 | 4681 | 5123 | 5123 | 1030009 | 2020
Vintage2008 | natural gas combined cycle | TRUE | 13781.1912.MN.CT | 1912 | N | . | High Bridge | Northern States Power Co - Minnesota | 13781 | MN | WNC | MRO |  | 22 | 1 | Electric Utility | CT | NG | NG | MISO | M | mcf | 2481448 | 1071017 | 781946 | 1533917 | 1575825 | 1631384 | 1849394 | 1420767 | 960191 | 1678457 | 572423 | 1605786 | 2481448 | 1071017 | 781946 | 1533917 | 1575825 | 1631384 | 1849394 | 1420767 | 960191 | 1678457 | 572423 | 1605786 | 1.092 | 1.089 | 1.091 | 1.101 | 1.084 | 1.084 | 1.085 | 1.1 | 1.121 | 1.108 | 1.111 | 1.112 | 2709741 | 1166338 | 853103 | 1688843 | 1708194 | 1768420 | 2006592 | 1562844 | 1076374 | 1859730 | 635962 | 1785634 | 2709741 | 1166338 | 853103 | 1688843 | 1708194 | 1768420 | 2006592 | 1562844 | 1076374 | 1859730 | 635962 | 1785634 | 247397 | 111622 | 73933 | 149729 | 156779 | 147430 | 174510 | 133741 | 95374 | 163744 | 55671 | 168151 | 17162555 | 17162555 | 18821775 | 18821775 | 1678081 | 2020
Vintage1997 | petroleum | TRUE | 13781.1913.MN.GT | 1913 | N | . | Inver Hills | Northern States Power Co - Minnesota | 13781 | MN | WNC | MRO |  | 22 | 1 | Electric Utility | GT | DFO | DFO | MISO | A | barrels | 39 | 49 | 4 | 20 | 129 | 86 | 36 | 151 | 37 | 46 | 26 | 93 | 39 | 49 | 4 | 20 | 129 | 86 | 36 | 151 | 37 | 46 | 26 | 93 | 5.872 | 5.872 | 5.872 | 5.872 | 5.872 | 5.872 | 5.872 | 5.872 | 5.872 | 5.872 | 5.872 | 5.872 | 229 | 288 | 23 | 117 | 757 | 505 | 211 | 887 | 217 | 270 | 153 | 546 | 229 | 288 | 23 | 117 | 757 | 505 | 211 | 887 | 217 | 270 | 153 | 546 | 13.046 | 17.145 | 1.542 | 7.085 | 45.089 | 29.873 | 12.488 | 52.712 | 13.003 | 16.007 | 9.141 | 32.396 | 716 | 716 | 4203 | 4203 | 249.527 | 2020
Vintage1997 | natural gas peaker | TRUE | 13781.1913.MN.GT | 1913 | N | . | Inver Hills | Northern States Power Co - Minnesota | 13781 | MN | WNC | MRO |  | 22 | 1 | Electric Utility | GT | NG | NG | MISO | A | mcf | 32488 | 22848 | 22166 | 20034 | 15900 | 23581 | 31156 | 23224 | 14256 | 19921 | 15483 | 24454 | 32488 | 22848 | 22166 | 20034 | 15900 | 23581 | 31156 | 23224 | 14256 | 19921 | 15483 | 24454 | 1.089 | 1.089 | 1.089 | 1.089 | 1.089 | 1.089 | 1.089 | 1.089 | 1.089 | 1.089 | 1.089 | 1.089 | 35379 | 24881 | 24139 | 21817 | 17315 | 25680 | 33929 | 25291 | 15525 | 21694 | 16861 | 26630 | 35379 | 24881 | 24139 | 21817 | 17315 | 25680 | 33929 | 25291 | 15525 | 21694 | 16861 | 26630 | 2099.792 | 1476.691 | 1432.611 | 1294.822 | 1027.62 | 1524.113 | 2013.688 | 1501.008 | 921.382 | 1287.506 | 1000.726 | 1580.514 | 265511 | 265511 | 289141 | 289141 | 17160.473 | 2020
Vintage1958 | petroleum | TRUE | 13781.1915.MN.ST | 1915 | N | . | Allen S King | Northern States Power Co - Minnesota | 13781 | MN | WNC | MRO |  | 22 | 1 | Electric Utility | ST | DFO | DFO | MISO | M | barrels | 3 | 5 | 4 | 0 | 0 | 0 | 4 | 0 | 3 | 7 | 5 | 0 | 3 | 5 | 4 | 0 | 0 | 0 | 4 | 0 | 3 | 7 | 5 | 0 | 5.804 | 5.804 | 5.804 | 0 | 0 | 0 | 5.804 | 0 | 5.804 | 5.804 | 5.804 | 0 | 17 | 29 | 23 | 0 | 0 | 0 | 23 | 0 | 17 | 41 | 29 | 0 | 17 | 29 | 23 | 0 | 0 | 0 | 23 | 0 | 17 | 41 | 29 | 0 | 1.676 | -11.926 | -11.789 | 0 | -0.085 | 0 | 2.291 | 0 | 1.28 | -20.995 | -9.271 | 0 | 31 | 31 | 179 | 179 | -48.819 | 2020
Vintage1958 | natural gas steam turbine | TRUE | 13781.1915.MN.ST | 1915 | N | . | Allen S King | Northern States Power Co - Minnesota | 13781 | MN | WNC | MRO |  | 22 | 1 | Electric Utility | ST | NG | NG | MISO | M | mcf | 14134 | 12512 | 9852 | 8674 | 0 | 7410 | 19514 | 16138 | 3067 | 8254 | 12800 | 19985 | 14134 | 12512 | 9852 | 8674 | 0 | 7410 | 19514 | 16138 | 3067 | 8254 | 12800 | 19985 | 1.082 | 1.079 | 1.075 | 1.091 | 0 | 1.081 | 1.085 | 1.1 | 1.119 | 1.108 | 1.109 | 1.111 | 15293 | 13500 | 10591 | 9463 | 0 | 8010 | 21173 | 17752 | 3432 | 9145 | 14195 | 22203 | 15293 | 13500 | 10591 | 9463 | 0 | 8010 | 21173 | 17752 | 3432 | 9145 | 14195 | 22203 | 1471.887 | -5548.074 | -5378.211 | -5236 | -11.643 | 662.362 | 2089.386 | 1689.274 | 252.241 | -4726.005 | -4534.729 | -5402 | 132340 | 132340 | 144757 | 144757 | -24671.51 | 2020
Vintage1958 | hard coal | TRUE | 13781.1915.MN.ST | 1915 | N | . | Allen S King | Northern States Power Co - Minnesota | 13781 | MN | WNC | MRO |  | 22 | 1 | Electric Utility | ST | SUB | COL | MISO | M | short tons | 68033 | 0 | 0 | 0 | 0 | 26925 | 164097 | 204056 | 11401 | 0 | 0 | 0 | 68033 | 0 | 0 | 0 | 0 | 26925 | 164097 | 204056 | 11401 | 0 | 0 | 0 | 17.484 | 0 | 0 | 0 | 0 | 16.83 | 17.022 | 17.784 | 17.886 | 0 | 0 | 0 | 1189489 | 0 | 0 | 0 | 0 | 453148 | 2793259 | 3628932 | 203918 | 0 | 0 | 0 | 1189489 | 0 | 0 | 0 | 0 | 453148 | 2793259 | 3628932 | 203918 | 0 | 0 | 0 | 114483.44 | 0 | 0 | 0 | -1900.272 | 37470.638 | 275647.32 | 345331.73 | 14987.479 | 0 | 0 | 0 | 474512 | 474512 | 8268746 | 8268746 | 786020.33 | 2020
Vintage1971 | nuclear | TRUE | 13781.1922.MN.ST | 1922 | N | 1 | Monticello Nuclear Facility | Northern States Power Co - Minnesota | 13781 | MN | WNC | MRO |  | 22 | 1 | Electric Utility | ST | NUC | NUC | MISO | M |  | 0 | 0 | 0 | 0 | 0 | 0 | 0 | 0 | 0 | 0 | 0 | 0 | 0 | 0 | 0 | 0 | 0 | 0 | 0 | 0 | 0 | 0 | 0 | 0 | 0 | 0 | 0 | 0 | 0 | 0 | 0 | 0 | 0 | 0 | 0 | 0 | 5113171 | 4773039 | 5052782 | 4895278 | 4950422 | 4641670 | 4657329 | 4867272 | 4774533 | 4656598 | 4955645 | 5089897 | 5113171 | 4773039 | 5052782 | 4895278 | 4950422 | 4641670 | 4657329 | 4867272 | 4774533 | 4656598 | 4955645 | 5089897 | 489487 | 456926 | 483706 | 468628 | 473907 | 444350 | 445849 | 465947 | 457069 | 445779 | 474407 | 487259 | 0 | 0 | 58427636 | 58427636 | 5593314 | 2020
Vintage1974 | nuclear | TRUE | 13781.1925.MN.ST | 1925 | N | 2 | Prairie Island | Northern States Power Co - Minnesota | 13781 | MN | WNC | MRO |  | 22 | 1 | Electric Utility | ST | NUC | NUC | MISO | M |  | 0 | 0 | 0 | 0 | 0 | 0 | 0 | 0 | 0 | 0 | 0 | 0 | 0 | 0 | 0 | 0 | 0 | 0 | 0 | 0 | 0 | 0 | 0 | 0 | 0 | 0 | 0 | 0 | 0 | 0 | 0 | 0 | 0 | 0 | 0 | 0 | 4343156 | 4054680 | 4314011 | 4096934 | 4103588 | 3885914 | 4108476 | 4145560 | 3758139 | 4269501 | 4167580 | 4333232 | 4343156 | 4054680 | 4314011 | 4096934 | 4103588 | 3885914 | 4108476 | 4145560 | 3758139 | 4269501 | 4167580 | 4333232 | 415773 | 388157 | 412983 | 392202 | 392839 | 372001 | 393307 | 396857 | 359769 | 408722 | 398965 | 414823 | 0 | 0 | 49580771 | 49580771 | 4746398 | 2020
Vintage1974 | nuclear | TRUE | 13781.1925.MN.ST | 1925 | N | 1 | Prairie Island | Northern States Power Co - Minnesota | 13781 | MN | WNC | MRO |  | 22 | 1 | Electric Utility | ST | NUC | NUC | MISO | M |  | 0 | 0 | 0 | 0 | 0 | 0 | 0 | 0 | 0 | 0 | 0 | 0 | 0 | 0 | 0 | 0 | 0 | 0 | 0 | 0 | 0 | 0 | 0 | 0 | 0 | 0 | 0 | 0 | 0 | 0 | 0 | 0 | 0 | 0 | 0 | 0 | 4333598 | 4056069 | 4260497 | 4047587 | 4122610 | 3964008 | 4108790 | 3432642 | 2155193 | 2316688 | 4196881 | 4315662 | 4333598 | 4056069 | 4260497 | 4047587 | 4122610 | 3964008 | 4108790 | 3432642 | 2155193 | 2316688 | 4196881 | 4315662 | 414858 | 388290 | 407860 | 387478 | 394660 | 379477 | 393337 | 328609 | 206318 | 221778 | 401770 | 413141 | 0 | 0 | 45310225 | 45310225 | 4337576 | 2020
Vintage1949 | municipal solid waste | TRUE | 13781.1926.MN.ST | 1926 | N | . | Red Wing | Northern States Power Co - Minnesota | 13781 | MN | WNC | MRO |  | 22 | 1 | Electric Utility | ST | MSB | MLG | MISO | M | short tons | 13560 | 4880 | 13060 | 13115 | 13768 | 13254 | 13822 | 13609 | 13325 | 10914 | 12612 | 11693 | 13560 | 4880 | 13060 | 13115 | 13768 | 13254 | 13822 | 13609 | 13325 | 10914 | 12612 | 11693 | 7.887 | 7.888 | 7.888 | 7.887 | 7.887 | 7.887 | 7.888 | 7.888 | 7.888 | 7.888 | 7.887 | 7.887 | 106948 | 38493 | 103017 | 103438 | 108588 | 104534 | 109028 | 107348 | 105108 | 86090 | 99471 | 92223 | 106948 | 38493 | 103017 | 103438 | 108588 | 104534 | 109028 | 107348 | 105108 | 86090 | 99471 | 92223 | 5602.506 | 2328.51 | 5993.54 | 5782.772 | 6294.257 | 5614.502 | 5624.757 | 5706.825 | 5773.126 | 4870.181 | 5670.543 | 5444.32 | 147612 | 147612 | 1164286 | 1164286 | 64705.839 | 2020
Vintage1949 | municipal solid waste | TRUE | 13781.1926.MN.ST | 1926 | N | . | Red Wing | Northern States Power Co - Minnesota | 13781 | MN | WNC | MRO |  | 22 | 1 | Electric Utility | ST | MSN | OTH | MISO | M | short tons | 8670 | 3120 | 8351 | 8384 | 8802 | 8474 | 8837 | 8702 | 8520 | 6978 | 8062 | 7476 | 8670 | 3120 | 8351 | 8384 | 8802 | 8474 | 8837 | 8702 | 8520 | 6978 | 8062 | 7476 | 15.078 | 15.079 | 15.078 | 15.08 | 15.079 | 15.079 | 15.078 | 15.078 | 15.077 | 15.078 | 15.08 | 15.079 | 130726 | 47046 | 125916 | 126431 | 132725 | 127779 | 133244 | 131209 | 128456 | 105214 | 121575 | 112731 | 130726 | 47046 | 125916 | 126431 | 132725 | 127779 | 133244 | 131209 | 128456 | 105214 | 121575 | 112731 | 6848.156 | 2845.894 | 7325.808 | 7068.196 | 7693.354 | 6862.993 | 6874.08 | 6975.322 | 7055.559 | 5952.083 | 6930.634 | 6654.993 | 94376 | 94376 | 1423052 | 1423052 | 79087.072 | 2020
Vintage1949 | natural gas steam turbine | TRUE | 13781.1926.MN.ST | 1926 | N | . | Red Wing | Northern States Power Co - Minnesota | 13781 | MN | WNC | MRO |  | 22 | 1 | Electric Utility | ST | NG | NG | MISO | M | mcf | 1010 | 1005 | 1361 | 1091 | 2601 | 1570 | 2555 | 663 | 1502 | 1807 | 4449 | 1934 | 1010 | 1005 | 1361 | 1091 | 2601 | 1570 | 2555 | 663 | 1502 | 1807 | 4449 | 1934 | 1.082 | 1.079 | 1.099 | 1.091 | 1.081 | 1.081 | 1.085 | 1.1 | 1.119 | 1.108 | 1.11 | 1.111 | 1093 | 1084 | 1496 | 1190 | 2812 | 1697 | 2772 | 729 | 1681 | 2002 | 4938 | 2149 | 1093 | 1084 | 1496 | 1190 | 2812 | 1697 | 2772 | 729 | 1681 | 2002 | 4938 | 2149 | 57.248 | 65.596 | 87.022 | 66.543 | 162.978 | 91.154 | 143.017 | 38.771 | 92.316 | 113.264 | 281.523 | 126.846 | 21548 | 21548 | 23643 | 23643 | 1326.278 | 2020
Vintage1949 | biomass | TRUE | 13781.1926.MN.ST | 1926 | N | . | Red Wing | Northern States Power Co - Minnesota | 13781 | MN | WNC | MRO |  | 22 | 1 | Electric Utility | ST | WDS | WWW | MISO | M | short tons | 2 | 0 | 6 | 6 | 4 | 6 | 4 | 11 | 7 | 11 | 14 | 8 | 2 | 0 | 6 | 6 | 4 | 6 | 4 | 11 | 7 | 11 | 14 | 8 | 10.4 | 0 | 10.4 | 10.4 | 10.4 | 10.4 | 10.4 | 10.4 | 10.4 | 10.4 | 10.4 | 10.25 | 21 | 0 | 62 | 62 | 42 | 62 | 42 | 114 | 73 | 114 | 146 | 82 | 21 | 0 | 62 | 62 | 42 | 62 | 42 | 114 | 73 | 114 | 146 | 82 | 1.09 | 0 | 3.63 | 3.489 | 2.411 | 3.351 | 2.146 | 6.082 | 3.999 | 6.472 | 8.3 | 4.841 | 79 | 79 | 820 | 820 | 45.811 | 2020
Vintage1987 | petroleum | TRUE | 13781.1927.MN.CA | 1927 | N | . | Riverside (MN) | Northern States Power Co - Minnesota | 13781 | MN | WNC | MRO |  | 22 | 1 | Electric Utility | CA | DFO | DFO | MISO | M | barrels | 0 | 0 | 0 | 0 | 0 | 0 | 0 | 0 | 0 | 0 | 0 | 0 | 0 | 0 | 0 | 0 | 0 | 0 | 0 | 0 | 0 | 0 | 0 | 0 | 0 | 0 | 0 | 0 | 0 | 0 | 0 | 0 | 0 | 0 | 0 | 0 | 0 | 0 | 0 | 0 | 0 | 0 | 0 | 0 | 0 | 0 | 0 | 0 | 0 | 0 | 0 | 0 | 0 | 0 | 0 | 0 | 0 | 0 | 0 | 0 | 0.261 | 0 | 0 | 0.271 | 0 | 0 | 0 | 0 | 0 | 0.26 | 0 | 0 | 0 | 0 | 0 | 0 | 0.792 | 2020
Vintage1987 | natural gas combined cycle | TRUE | 13781.1927.MN.CA | 1927 | N | . | Riverside (MN) | Northern States Power Co - Minnesota | 13781 | MN | WNC | MRO |  | 22 | 1 | Electric Utility | CA | NG | NG | MISO | M | mcf | 0 | 0 | 0 | 0 | 0 | 0 | 0 | 0 | 0 | 0 | 0 | 0 | 0 | 0 | 0 | 0 | 0 | 0 | 0 | 0 | 0 | 0 | 0 | 0 | 0 | 0 | 0 | 0 | 0 | 0 | 0 | 0 | 0 | 0 | 0 | 0 | 0 | 0 | 0 | 0 | 0 | 0 | 0 | 0 | 0 | 0 | 0 | 0 | 0 | 0 | 0 | 0 | 0 | 0 | 0 | 0 | 0 | 0 | 0 | 0 | 95066.739 | 80529 | 65173 | 33662.729 | 36097 | 68262 | 84645 | 74980 | 38586 | 33446.74 | 57169 | 78592 | 0 | 0 | 0 | 0 | 746209.21 | 2020
Vintage2009 | petroleum | TRUE | 13781.1927.MN.CT | 1927 | N | . | Riverside (MN) | Northern States Power Co - Minnesota | 13781 | MN | WNC | MRO |  | 22 | 1 | Electric Utility | CT | DFO | DFO | MISO | M | barrels | 1 | 0 | 0 | 1 | 0 | 0 | 0 | 0 | 0 | 1 | 0 | 0 | 1 | 0 | 0 | 1 | 0 | 0 | 0 | 0 | 0 | 1 | 0 | 0 | 5.793 | 0 | 0 | 5.793 | 0 | 0 | 0 | 0 | 0 | 5.793 | 0 | 0 | 6 | 0 | 0 | 6 | 0 | 0 | 0 | 0 | 0 | 6 | 0 | 0 | 6 | 0 | 0 | 6 | 0 | 0 | 0 | 0 | 0 | 6 | 0 | 0 | 0.539 | 0 | 0 | 0.514 | 0 | 0 | 0 | 0 | 0 | 0.484 | 0 | 0 | 3 | 3 | 18 | 18 | 1.537 | 2020
Vintage2009 | natural gas combined cycle | TRUE | 13781.1927.MN.CT | 1927 | N | . | Riverside (MN) | Northern States Power Co - Minnesota | 13781 | MN | WNC | MRO |  | 22 | 1 | Electric Utility | CT | NG | NG | MISO | M | mcf | 1941517 | 1612683 | 1296616 | 654310 | 700732 | 1337865 | 1647737 | 1384676 | 721665 | 689812 | 1102195 | 1540986 | 1941517 | 1612683 | 1296616 | 654310 | 700732 | 1337865 | 1647737 | 1384676 | 721665 | 689812 | 1102195 | 1540986 | 1.088 | 1.09 | 1.091 | 1.1 | 1.085 | 1.08 | 1.086 | 1.094 | 1.119 | 1.081 | 1.098 | 1.09 | 2112370 | 1757824 | 1414608 | 719741 | 760294 | 1444894 | 1789442 | 1514836 | 807543 | 745687 | 1210210 | 1679675 | 2112370 | 1757824 | 1414608 | 719741 | 760294 | 1444894 | 1789442 | 1514836 | 807543 | 745687 | 1210210 | 1679675 | 196429.46 | 165384 | 127408 | 63907.486 | 66439 | 126773 | 155890 | 133117 | 68503 | 62362.516 | 108687 | 158213 | 14630794 | 14630794 | 15957124 | 15957124 | 1433113.5 | 2020
Vintage2002 | petroleum | TRUE | 17876.1929.MN.IC | 1929 | N | . | St James | City of St James - (MN) | 17876 | MN | WNC | MRO |  | 22 | 1 | Electric Utility | IC | DFO | DFO | MISO | A | barrels | 6 | 5 | 0 | 2 | 14 | 9 | 4 | 16 | 4 | 5 | 3 | 10 | 6 | 5 | 0 | 2 | 14 | 9 | 4 | 16 | 4 | 5 | 3 | 10 | 6.2 | 6.2 | 0 | 6.2 | 6.2 | 6.2 | 6.2 | 6.2 | 6.2 | 6.2 | 6.2 | 6.2 | 37 | 31 | 0 | 12 | 87 | 56 | 25 | 99 | 25 | 31 | 19 | 62 | 37 | 31 | 0 | 12 | 87 | 56 | 25 | 99 | 25 | 31 | 19 | 62 | 2.664 | 3.502 | 0.315 | 1.447 | 9.208 | 6.101 | 2.55 | 10.765 | 2.656 | 3.269 | 1.867 | 6.616 | 78 | 78 | 484 | 484 | 50.96 | 2020
Vintage1951 | municipal solid waste | TRUE | 13781.1934.MN.ST | 1934 | N | . | Wilmarth | Northern States Power Co - Minnesota | 13781 | MN | WNC | MRO |  | 22 | 1 | Electric Utility | ST | MSB | MLG | MISO | M | short tons | 2559 | 6830 | 10141 | 9261 | 7722 | 9854 | 9849 | 10249 | 6743 | 10267 | 9243 | 7837 | 2559 | 6830 | 10141 | 9261 | 7722 | 9854 | 9849 | 10249 | 6743 | 10267 | 9243 | 7837 | 8.927 | 8.927 | 8.928 | 8.928 | 8.928 | 8.928 | 8.928 | 8.928 | 8.927 | 8.928 | 8.927 | 8.928 | 22844 | 60971 | 90539 | 82682 | 68942 | 87977 | 87932 | 91503 | 60195 | 91664 | 82512 | 69969 | 22844 | 60971 | 90539 | 82682 | 68942 | 87977 | 87932 | 91503 | 60195 | 91664 | 82512 | 69969 | 575.907 | 3428.098 | 5086.388 | 4797.493 | 4407.903 | 4713.639 | 4589.149 | 5028.601 | 3246.176 | 5639.755 | 4686.417 | 4010.73 | 100555 | 100555 | 897730 | 897730 | 50210.256 | 2020
Vintage1951 | municipal solid waste | TRUE | 13781.1934.MN.ST | 1934 | N | . | Wilmarth | Northern States Power Co - Minnesota | 13781 | MN | WNC | MRO |  | 22 | 1 | Electric Utility | ST | MSN | OTH | MISO | M | short tons | 1636 | 4366 | 6484 | 5921 | 4937 | 6300 | 6297 | 6553 | 4311 | 6565 | 5909 | 5011 | 1636 | 4366 | 6484 | 5921 | 4937 | 6300 | 6297 | 6553 | 4311 | 6565 | 5909 | 5011 | 17.067 | 17.069 | 17.066 | 17.067 | 17.067 | 17.067 | 17.067 | 17.066 | 17.068 | 17.066 | 17.068 | 17.066 | 27922 | 74523 | 110656 | 101054 | 84260 | 107522 | 107471 | 111833 | 73580 | 112038 | 100855 | 85518 | 27922 | 74523 | 110656 | 101054 | 84260 | 107522 | 107471 | 111833 | 73580 | 112038 | 100855 | 85518 | 703.911 | 4190.046 | 6216.548 | 5863.467 | 5387.264 | 5760.861 | 5608.888 | 6145.87 | 3968.022 | 6893.329 | 5728.211 | 4902.025 | 64290 | 64290 | 1097232 | 1097232 | 61368.442 | 2020
Vintage1951 | natural gas steam turbine | TRUE | 13781.1934.MN.ST | 1934 | N | . | Wilmarth | Northern States Power Co - Minnesota | 13781 | MN | WNC | MRO |  | 22 | 1 | Electric Utility | ST | NG | NG | MISO | M | mcf | 5570 | 3817 | 1151 | 1067 | 5121 | 2488 | 7845 | 1234 | 1279 | 2365 | 1592 | 7163 | 5570 | 3817 | 1151 | 1067 | 5121 | 2488 | 7845 | 1234 | 1279 | 2365 | 1592 | 7163 | 1.098 | 1.099 | 1.099 | 1.099 | 1.099 | 1.099 | 1.099 | 1.099 | 1.099 | 1.099 | 1.099 | 1.099 | 6116 | 4195 | 1265 | 1173 | 5628 | 2734 | 8622 | 1356 | 1406 | 2599 | 1750 | 7872 | 6116 | 4195 | 1265 | 1173 | 5628 | 2734 | 8622 | 1356 | 1406 | 2599 | 1750 | 7872 | 154.182 | 235.856 | 71.064 | 68.04 | 359.833 | 146.5 | 449.963 | 74.529 | 75.802 | 159.916 | 99.372 | 451.245 | 40692 | 40692 | 44716 | 44716 | 2346.302 | 2020
Vintage1914 | hydro | TRUE | 14232.1943.MN.HY | 1943 | N | . | Hoot Lake | Otter Tail Power Co | 14232 | MN | WNC | MRO |  | 22 | 1 | Electric Utility | HY | WAT | HYC | MISO | A |  | 0 | 0 | 0 | 0 | 0 | 0 | 0 | 0 | 0 | 0 | 0 | 0 | 0 | 0 | 0 | 0 | 0 | 0 | 0 | 0 | 0 | 0 | 0 | 0 | 0 | 0 | 0 | 0 | 0 | 0 | 0 | 0 | 0 | 0 | 0 | 0 | 5604 | 5080 | 4132 | 5489 | 4171 | 4419 | 3703 | 2918 | 1826 | 2045 | 2735 | 2809 | 5604 | 5080 | 4132 | 5489 | 4171 | 4419 | 3703 | 2918 | 1826 | 2045 | 2735 | 2809 | 639.161 | 579.421 | 471.353 | 626.087 | 475.796 | 504.005 | 422.376 | 332.837 | 208.335 | 233.221 | 311.96 | 320.448 | 0 | 0 | 44931 | 44931 | 5125 | 2020
Vintage1967 | petroleum | TRUE | 14232.1943.MN.IC | 1943 | N | . | Hoot Lake | Otter Tail Power Co | 14232 | MN | WNC | MRO |  | 22 | 1 | Electric Utility | IC | DFO | DFO | MISO | A | barrels | 0 | 0 | 0 | 0 | 0 | 0 | 0 | 0 | 0 | 0 | 0 | 0 | 0 | 0 | 0 | 0 | 0 | 0 | 0 | 0 | 0 | 0 | 0 | 0 | 0 | 0 | 0 | 0 | 0 | 0 | 0 | 0 | 0 | 0 | 0 | 0 | 0 | 0 | 0 | 0 | 0 | 0 | 0 | 0 | 0 | 0 | 0 | 0 | 0 | 0 | 0 | 0 | 0 | 0 | 0 | 0 | 0 | 0 | 0 | 0 | 0 | 0 | 0 | 0 | 0 | 0 | 0 | 0 | 0 | 0 | 0 | 0 | 0 | 0 | 0 | 0 | 0 | 2020
Vintage1964 | petroleum | TRUE | 14232.1943.MN.ST | 1943 | N | . | Hoot Lake | Otter Tail Power Co | 14232 | MN | WNC | MRO |  | 22 | 1 | Electric Utility | ST | DFO | DFO | MISO | AM | barrels | 175 | 227 | 197 | 63 | 54 | 140 | 419 | 472 | 0 | 398 | 178 | 151 | 175 | 227 | 197 | 63 | 54 | 140 | 419 | 472 | 0 | 398 | 178 | 151 | 6 | 6 | 6 | 6 | 6 | 6 | 6 | 6 | 0 | 6 | 6 | 6 | 1050 | 1362 | 1182 | 378 | 324 | 840 | 2514 | 2832 | 0 | 2388 | 1068 | 906 | 1050 | 1362 | 1182 | 378 | 324 | 840 | 2514 | 2832 | 0 | 2388 | 1068 | 906 | 88.646 | 116.617 | 100.68 | 35.137 | 21.978 | 72.402 | 205.486 | 231.196 | 0 | 197.267 | 87.087 | 76.802 | 2474 | 2474 | 14844 | 14844 | 1233.298 | 2020
Vintage1964 | hard coal | TRUE | 14232.1943.MN.ST | 1943 | N | . | Hoot Lake | Otter Tail Power Co | 14232 | MN | WNC | MRO |  | 22 | 1 | Electric Utility | ST | SUB | COL | MISO | AM | short tons | 24555 | 20898 | 13651 | 2018 | 1463 | 3411 | 12713 | 6557 | 0 | 12912 | 8401 | 19860 | 24555 | 20898 | 13651 | 2018 | 1463 | 3411 | 12713 | 6557 | 0 | 12912 | 8401 | 19860 | 18.662 | 18.748 | 18.969 | 18.988 | 18.964 | 18.097 | 17.448 | 18.468 | 0 | 18.846 | 18.666 | 18.605 | 458245 | 391796 | 258946 | 38318 | 27744 | 61729 | 221816 | 121095 | 0 | 243340 | 156813 | 369495 | 458245 | 391796 | 258946 | 38318 | 27744 | 61729 | 221816 | 121095 | 0 | 243340 | 156813 | 369495 | 38687.354 | 33546.383 | 22056.32 | 3561.863 | 1882.022 | 5320.598 | 18130.514 | 9885.804 | 0 | 20101.733 | 12786.913 | 31322.198 | 126439 | 126439 | 2349337 | 2349337 | 197281.7 | 2020
Vintage2005 | petroleum | TRUE | 150.1956.MN.IC | 1956 | N | . | Adrian | Adrian Public Utilities Comm | 150 | MN | WNC | MRO |  | 22 | 1 | Electric Utility | IC | DFO | DFO | SWPP | A | barrels | 1 | 2 | 0 | 1 | 4 | 3 | 1 | 5 | 1 | 2 | 1 | 3 | 1 | 2 | 0 | 1 | 4 | 3 | 1 | 5 | 1 | 2 | 1 | 3 | 6.2 | 6.2 | 0 | 6.2 | 6.2 | 6.2 | 6.2 | 6.2 | 6.2 | 6.2 | 6.2 | 6.2 | 6 | 12 | 0 | 6 | 25 | 19 | 6 | 31 | 6 | 12 | 6 | 19 | 6 | 12 | 0 | 6 | 25 | 19 | 6 | 31 | 6 | 12 | 6 | 19 | 0.626 | 0.825 | 0.074 | 0.341 | 2.168 | 1.437 | 0.601 | 2.535 | 0.625 | 0.77 | 0.44 | 1.558 | 24 | 24 | 148 | 148 | 12 | 2020
Vintage1967 | petroleum | TRUE | 295.1958.MN.IC | 1958 | N | . | Alexandria | City of Alexandria - (MN) | 295 | MN | WNC | MRO |  | 22 | 1 | Electric Utility | IC | DFO | DFO | MISO | A | barrels | 4 | 6 | 1 | 2 | 16 | 11 | 4 | 19 | 5 | 6 | 3 | 11 | 4 | 6 | 1 | 2 | 16 | 11 | 4 | 19 | 5 | 6 | 3 | 11 | 5.892 | 5.892 | 5.892 | 5.892 | 5.892 | 5.892 | 5.892 | 5.892 | 5.892 | 5.892 | 5.892 | 5.892 | 24 | 35 | 6 | 12 | 94 | 65 | 24 | 112 | 29 | 35 | 18 | 65 | 24 | 35 | 6 | 12 | 94 | 65 | 24 | 112 | 29 | 35 | 18 | 65 | 3.345 | 4.398 | 0.396 | 1.817 | 11.565 | 7.662 | 3.203 | 13.52 | 3.335 | 4.105 | 2.345 | 8.309 | 88 | 88 | 519 | 519 | 64 | 2020
Vintage1967 | natural gas peaker | TRUE | 295.1958.MN.IC | 1958 | N | . | Alexandria | City of Alexandria - (MN) | 295 | MN | WNC | MRO |  | 22 | 1 | Electric Utility | IC | NG | NG | MISO | A | mcf | 0 | 0 | 0 | 0 | 0 | 0 | 0 | 0 | 0 | 0 | 0 | 0 | 0 | 0 | 0 | 0 | 0 | 0 | 0 | 0 | 0 | 0 | 0 | 0 | 0 | 0 | 0 | 0 | 0 | 0 | 0 | 0 | 0 | 0 | 0 | 0 | 0 | 0 | 0 | 0 | 0 | 0 | 0 | 0 | 0 | 0 | 0 | 0 | 0 | 0 | 0 | 0 | 0 | 0 | 0 | 0 | 0 | 0 | 0 | 0 | 0 | 0 | 0 | 0 | 0 | 0 | 0 | 0 | 0 | 0 | 0 | 0 | 0 | 0 | 0 | 0 | 0 | 2020
Vintage2002 | petroleum | TRUE | 1573.1964.MN.IC | 1964 | N | . | Benson City of | City of Benson - (MN) | 1573 | MN | WNC | MRO |  | 22 | 1 | Electric Utility | IC | DFO | DFO | MISO | A | barrels | 6 | 9 | 1 | 4 | 23 | 16 | 7 | 27 | 7 | 8 | 5 | 17 | 6 | 9 | 1 | 4 | 23 | 16 | 7 | 27 | 7 | 8 | 5 | 17 | 5.8 | 5.8 | 5.8 | 5.8 | 5.8 | 5.8 | 5.8 | 5.8 | 5.8 | 5.8 | 5.8 | 5.8 | 35 | 52 | 6 | 23 | 133 | 93 | 41 | 157 | 41 | 46 | 29 | 99 | 35 | 52 | 6 | 23 | 133 | 93 | 41 | 157 | 41 | 46 | 29 | 99 | 4.183 | 5.497 | 0.494 | 2.271 | 14.456 | 9.577 | 4.004 | 16.9 | 4.169 | 5.132 | 2.931 | 10.386 | 130 | 130 | 755 | 755 | 80 | 2020
Vintage2012 | petroleum | TRUE | 1871.1966.MN.IC | 1966 | N | . | Blooming Prairie | City of Blooming Prairie - (MN) | 1871 | MN | WNC | MRO |  | 22 | 1 | Electric Utility | IC | DFO | DFO | MISO | A | barrels | 13 | 19 | 2 | 8 | 49 | 32 | 14 | 57 | 14 | 17 | 10 | 35 | 13 | 19 | 2 | 8 | 49 | 32 | 14 | 57 | 14 | 17 | 10 | 35 | 5.78 | 5.78 | 5.78 | 5.78 | 5.78 | 5.78 | 5.78 | 5.78 | 5.78 | 5.78 | 5.78 | 5.78 | 75 | 110 | 12 | 46 | 283 | 185 | 81 | 329 | 81 | 98 | 58 | 202 | 75 | 110 | 12 | 46 | 283 | 185 | 81 | 329 | 81 | 98 | 58 | 202 | 8.05 | 10.582 | 0.952 | 4.373 | 27.828 | 18.436 | 7.707 | 32.532 | 8.025 | 9.879 | 5.642 | 19.994 | 270 | 270 | 1560 | 1560 | 154 | 2020
Vintage2015 | petroleum | TRUE | 1883.1967.MN.IC | 1967 | N | . | Blue Earth | Blue Earth Light & Water | 1883 | MN | WNC | MRO |  | 22 | 1 | Electric Utility | IC | DFO | DFO | MISO | A | barrels | 5 | 7 | 1 | 3 | 18 | 12 | 5 | 21 | 5 | 6 | 4 | 13 | 5 | 7 | 1 | 3 | 18 | 12 | 5 | 21 | 5 | 6 | 4 | 13 | 5.8 | 5.8 | 5.8 | 5.8 | 5.8 | 5.8 | 5.8 | 5.8 | 5.8 | 5.8 | 5.8 | 5.8 | 29 | 41 | 6 | 17 | 104 | 70 | 29 | 122 | 29 | 35 | 23 | 75 | 29 | 41 | 6 | 17 | 104 | 70 | 29 | 122 | 29 | 35 | 23 | 75 | 3.713 | 4.878 | 0.439 | 2.016 | 12.83 | 8.5 | 3.553 | 14.998 | 3.7 | 4.554 | 2.601 | 9.218 | 100 | 100 | 580 | 580 | 71 | 2020
Vintage2015 | natural gas peaker | TRUE | 1883.1967.MN.IC | 1967 | N | . | Blue Earth | Blue Earth Light & Water | 1883 | MN | WNC | MRO |  | 22 | 1 | Electric Utility | IC | NG | NG | MISO | A | mcf | 0 | 0 | 0 | 0 | 0 | 0 | 0 | 0 | 0 | 0 | 0 | 0 | 0 | 0 | 0 | 0 | 0 | 0 | 0 | 0 | 0 | 0 | 0 | 0 | 0 | 0 | 0 | 0 | 0 | 0 | 0 | 0 | 0 | 0 | 0 | 0 | 0 | 0 | 0 | 0 | 0 | 0 | 0 | 0 | 0 | 0 | 0 | 0 | 0 | 0 | 0 | 0 | 0 | 0 | 0 | 0 | 0 | 0 | 0 | 0 | 0 | 0 | 0 | 0 | 0 | 0 | 0 | 0 | 0 | 0 | 0 | 0 | 0 | 0 | 0 | 0 | 0 | 2020
Vintage2002 | petroleum | TRUE | 5015.1969.MN.GT | 1969 | N | . | Delano | Delano Municipal Utilities | 5015 | MN | WNC | MRO |  | 22 | 1 | Electric Utility | GT | DFO | DFO | MISO | A | barrels | 0 | 0 | 0 | 0 | 0 | 0 | 0 | 0 | 0 | 0 | 0 | 0 | 0 | 0 | 0 | 0 | 0 | 0 | 0 | 0 | 0 | 0 | 0 | 0 | 0 | 0 | 0 | 0 | 0 | 0 | 0 | 0 | 0 | 0 | 0 | 0 | 0 | 0 | 0 | 0 | 0 | 0 | 0 | 0 | 0 | 0 | 0 | 0 | 0 | 0 | 0 | 0 | 0 | 0 | 0 | 0 | 0 | 0 | 0 | 0 | 0 | 0 | 0 | 0 | 0 | 0 | 0 | 0 | 0 | 0 | 0 | 0 | 0 | 0 | 0 | 0 | 0 | 2020
Vintage1999 | petroleum | TRUE | 5015.1969.MN.IC | 1969 | N | . | Delano | Delano Municipal Utilities | 5015 | MN | WNC | MRO |  | 22 | 1 | Electric Utility | IC | DFO | DFO | MISO | A | barrels | 4 | 6 | 1 | 2 | 16 | 11 | 4 | 19 | 5 | 6 | 3 | 11 | 4 | 6 | 1 | 2 | 16 | 11 | 4 | 19 | 5 | 6 | 3 | 11 | 6 | 6 | 6 | 6 | 6 | 6 | 6 | 6 | 6 | 6 | 6 | 6 | 24 | 36 | 6 | 12 | 96 | 66 | 24 | 114 | 30 | 36 | 18 | 66 | 24 | 36 | 6 | 12 | 96 | 66 | 24 | 114 | 30 | 36 | 18 | 66 | 2.195 | 2.886 | 0.26 | 1.193 | 7.589 | 5.028 | 2.102 | 8.872 | 2.189 | 2.694 | 1.539 | 5.453 | 88 | 88 | 528 | 528 | 42 | 2020
Vintage1999 | natural gas peaker | TRUE | 5015.1969.MN.IC | 1969 | N | . | Delano | Delano Municipal Utilities | 5015 | MN | WNC | MRO |  | 22 | 1 | Electric Utility | IC | NG | NG | MISO | A | mcf | 0 | 0 | 0 | 0 | 0 | 0 | 0 | 0 | 0 | 0 | 0 | 0 | 0 | 0 | 0 | 0 | 0 | 0 | 0 | 0 | 0 | 0 | 0 | 0 | 0 | 0 | 0 | 0 | 0 | 0 | 0 | 0 | 0 | 0 | 0 | 0 | 0 | 0 | 0 | 0 | 0 | 0 | 0 | 0 | 0 | 0 | 0 | 0 | 0 | 0 | 0 | 0 | 0 | 0 | 0 | 0 | 0 | 0 | 0 | 0 | 0 | 0 | 0 | 0 | 0 | 0 | 0 | 0 | 0 | 0 | 0 | 0 | 0 | 0 | 0 | 0 | 0 | 2020
Vintage1968 | petroleum | TRUE | 5111.1970.MN.GT | 1970 | N | . | Detroit Lakes | City of Detroit Lakes - (MN) | 5111 | MN | WNC | MRO |  | 22 | 1 | Electric Utility | GT | DFO | DFO | MISO | A | barrels | 2 | 4 | 0 | 2 | 10 | 6 | 3 | 11 | 3 | 3 | 2 | 7 | 2 | 4 | 0 | 2 | 10 | 6 | 3 | 11 | 3 | 3 | 2 | 7 | 5.57 | 5.57 | 0 | 5.57 | 5.57 | 5.57 | 5.57 | 5.57 | 5.57 | 5.57 | 5.57 | 5.57 | 11 | 22 | 0 | 11 | 56 | 33 | 17 | 61 | 17 | 17 | 11 | 39 | 11 | 22 | 0 | 11 | 56 | 33 | 17 | 61 | 17 | 17 | 11 | 39 | 0.838 | 1.099 | 0.099 | 0.454 | 2.891 | 1.915 | 0.801 | 3.38 | 0.834 | 1.026 | 0.586 | 2.077 | 53 | 53 | 295 | 295 | 16 | 2020
Vintage2006 | petroleum | TRUE | 5773.1971.MN.IC | 1971 | N | . | Elk River City of | City of Elk River | 5773 | MN | WNC | MRO |  | 22 | 1 | Electric Utility | IC | DFO | DFO | MISO | A | barrels | 5 | 7 | 1 | 3 | 17 | 11 | 5 | 20 | 5 | 6 | 3 | 12 | 5 | 7 | 1 | 3 | 17 | 11 | 5 | 20 | 5 | 6 | 3 | 12 | 5.88 | 5.88 | 5.88 | 5.88 | 5.88 | 5.88 | 5.88 | 5.88 | 5.88 | 5.88 | 5.88 | 5.88 | 29 | 41 | 6 | 18 | 100 | 65 | 29 | 118 | 29 | 35 | 18 | 71 | 29 | 41 | 6 | 18 | 100 | 65 | 29 | 118 | 29 | 35 | 18 | 71 | 2.228 | 2.931 | 0.264 | 1.211 | 7.708 | 5.107 | 2.135 | 9.011 | 2.223 | 2.736 | 1.563 | 5.538 | 95 | 95 | 559 | 559 | 42.655 | 2020
Vintage2006 | biomass | TRUE | 5773.1971.MN.IC | 1971 | N | . | Elk River City of | City of Elk River | 5773 | MN | WNC | MRO |  | 22 | 1 | Electric Utility | IC | LFG | MLG | MISO | A | mcf | 42148 | 36997 | 53017 | 53862 | 56115 | 55582 | 53342 | 57173 | 47324 | 54152 | 51625 | 47270 | 42148 | 36997 | 53017 | 53862 | 56115 | 55582 | 53342 | 57173 | 47324 | 54152 | 51625 | 47270 | 0.524 | 0.524 | 0.524 | 0.524 | 0.524 | 0.524 | 0.524 | 0.524 | 0.524 | 0.524 | 0.524 | 0.524 | 22086 | 19386 | 27781 | 28224 | 29404 | 29125 | 27951 | 29959 | 24798 | 28376 | 27052 | 24769 | 22086 | 19386 | 27781 | 28224 | 29404 | 29125 | 27951 | 29959 | 24798 | 28376 | 27052 | 24769 | 1686.495 | 1480.357 | 2121.376 | 2155.189 | 2245.341 | 2224.021 | 2134.381 | 2287.691 | 1893.591 | 2166.796 | 2065.681 | 1891.426 | 608607 | 608607 | 318911 | 318911 | 24352.345 | 2020
Vintage2006 | natural gas peaker | TRUE | 5773.1971.MN.IC | 1971 | N | . | Elk River City of | City of Elk River | 5773 | MN | WNC | MRO |  | 22 | 1 | Electric Utility | IC | NG | NG | MISO | A | mcf | 0 | 0 | 0 | 0 | 0 | 0 | 0 | 0 | 0 | 0 | 0 | 0 | 0 | 0 | 0 | 0 | 0 | 0 | 0 | 0 | 0 | 0 | 0 | 0 | 0 | 0 | 0 | 0 | 0 | 0 | 0 | 0 | 0 | 0 | 0 | 0 | 0 | 0 | 0 | 0 | 0 | 0 | 0 | 0 | 0 | 0 | 0 | 0 | 0 | 0 | 0 | 0 | 0 | 0 | 0 | 0 | 0 | 0 | 0 | 0 | 0 | 0 | 0 | 0 | 0 | 0 | 0 | 0 | 0 | 0 | 0 | 0 | 0 | 0 | 0 | 0 | 0 | 2020
Vintage2001 | petroleum | TRUE | 6138.1972.MN.IC | 1972 | N | . | Fairfax | City of Fairfax - (MN) | 6138 | MN | WNC | MRO |  | 22 | 1 | Electric Utility | IC | DFO | DFO | MISO | A | barrels | 1 | 1 | 0 | 0 | 1 | 1 | 1 | 2 | 1 | 1 | 0 | 1 | 1 | 1 | 0 | 0 | 1 | 1 | 1 | 2 | 1 | 1 | 0 | 1 | 6.2 | 6.2 | 0 | 0 | 6.2 | 6.2 | 6.2 | 6.2 | 6.2 | 6.2 | 0 | 6.2 | 6 | 6 | 0 | 0 | 6 | 6 | 6 | 12 | 6 | 6 | 0 | 6 | 6 | 6 | 0 | 0 | 6 | 6 | 6 | 12 | 6 | 6 | 0 | 6 | 0.525 | 0.687 | 0.062 | 0.284 | 1.807 | 1.197 | 0.5 | 2.112 | 0.521 | 0.641 | 0.366 | 1.298 | 10 | 10 | 60 | 60 | 10 | 2020
Vintage2014 | petroleum | TRUE | 40580.1973.MN.IC | 1973 | N | . | Fairmont (MN) | Southern Minnesota Mun P Agny | 40580 | MN | WNC | MRO |  | 22 | 1 | Electric Utility | IC | DFO | DFO | MISO | A | barrels | 3 | 5 | 0 | 2 | 13 | 8 | 4 | 15 | 4 | 5 | 3 | 9 | 3 | 5 | 0 | 2 | 13 | 8 | 4 | 15 | 4 | 5 | 3 | 9 | 5.75 | 5.75 | 0 | 5.75 | 5.75 | 5.75 | 5.75 | 5.75 | 5.75 | 5.75 | 5.75 | 5.75 | 17 | 29 | 0 | 12 | 75 | 46 | 23 | 86 | 23 | 29 | 17 | 52 | 17 | 29 | 0 | 12 | 75 | 46 | 23 | 86 | 23 | 29 | 17 | 52 | 2.487 | 3.268 | 0.294 | 1.35 | 8.593 | 5.693 | 2.38 | 10.046 | 2.478 | 3.051 | 1.742 | 6.174 | 71 | 71 | 409 | 409 | 47.556 | 2020
Vintage2014 | natural gas peaker | TRUE | 40580.1973.MN.IC | 1973 | N | . | Fairmont (MN) | Southern Minnesota Mun P Agny | 40580 | MN | WNC | MRO |  | 22 | 1 | Electric Utility | IC | NG | NG | MISO | A | mcf | 15375 | 10812 | 10490 | 9481 | 7524 | 11160 | 14744 | 10990 | 6746 | 9427 | 7327 | 11573 | 15375 | 10812 | 10490 | 9481 | 7524 | 11160 | 14744 | 10990 | 6746 | 9427 | 7327 | 11573 | 1 | 1 | 1 | 1 | 1 | 1 | 1 | 1 | 1 | 1 | 1 | 1 | 15375 | 10812 | 10490 | 9481 | 7524 | 11160 | 14744 | 10990 | 6746 | 9427 | 7327 | 11573 | 15375 | 10812 | 10490 | 9481 | 7524 | 11160 | 14744 | 10990 | 6746 | 9427 | 7327 | 11573 | 1790.947 | 1259.493 | 1221.897 | 1104.374 | 876.474 | 1299.941 | 1717.507 | 1280.234 | 785.862 | 1098.135 | 853.535 | 1348.045 | 125649 | 125649 | 125649 | 125649 | 14636.444 | 2020
Vintage2006 | petroleum | TRUE | 7292.1975.MN.IC | 1975 | N | . | Glencoe | Glencoe Light & Power Comm | 7292 | MN | WNC | MRO |  | 22 | 1 | Electric Utility | IC | DFO | DFO | MISO | A | barrels | 13 | 19 | 2 | 8 | 50 | 33 | 14 | 58 | 14 | 18 | 10 | 36 | 13 | 19 | 2 | 8 | 50 | 33 | 14 | 58 | 14 | 18 | 10 | 36 | 5.8 | 5.8 | 5.8 | 5.8 | 5.8 | 5.8 | 5.8 | 5.8 | 5.8 | 5.8 | 5.8 | 5.8 | 75 | 110 | 12 | 46 | 290 | 191 | 81 | 336 | 81 | 104 | 58 | 209 | 75 | 110 | 12 | 46 | 290 | 191 | 81 | 336 | 81 | 104 | 58 | 209 | 8.056 | 10.589 | 0.952 | 4.376 | 27.847 | 18.449 | 7.712 | 32.554 | 8.031 | 9.886 | 5.646 | 20.008 | 275 | 275 | 1593 | 1593 | 154.106 | 2020
Vintage2006 | natural gas peaker | TRUE | 7292.1975.MN.IC | 1975 | N | . | Glencoe | Glencoe Light & Power Comm | 7292 | MN | WNC | MRO |  | 22 | 1 | Electric Utility | IC | NG | NG | MISO | A | mcf | 3 | 2 | 2 | 2 | 2 | 3 | 3 | 3 | 2 | 2 | 2 | 3 | 3 | 2 | 2 | 2 | 2 | 3 | 3 | 3 | 2 | 2 | 2 | 3 | 1.033 | 1.033 | 1.033 | 1.033 | 1.033 | 1.033 | 1.033 | 1.033 | 1.033 | 1.033 | 1.033 | 1.033 | 3 | 2 | 2 | 2 | 2 | 3 | 3 | 3 | 2 | 2 | 2 | 3 | 3 | 2 | 2 | 2 | 2 | 3 | 3 | 3 | 2 | 2 | 2 | 3 | 0.354 | 0.249 | 0.242 | 0.218 | 0.173 | 0.257 | 0.34 | 0.253 | 0.155 | 0.217 | 0.169 | 0.267 | 29 | 29 | 29 | 29 | 2.894 | 2020
Vintage2004 | petroleum | TRUE | 7487.1976.MN.IC | 1976 | N | . | Grand Marais | City of Grand Marais - (MN) | 7487 | MN | WNC | MRO |  | 22 | 1 | Electric Utility | IC | DFO | DFO | MISO | A | barrels | 13 | 17 | 2 | 7 | 45 | 30 | 12 | 53 | 13 | 16 | 9 | 32 | 13 | 17 | 2 | 7 | 45 | 30 | 12 | 53 | 13 | 16 | 9 | 32 | 5.8 | 5.8 | 5.8 | 5.8 | 5.8 | 5.8 | 5.8 | 5.8 | 5.8 | 5.8 | 5.8 | 5.8 | 75 | 99 | 12 | 41 | 261 | 174 | 70 | 307 | 75 | 93 | 52 | 186 | 75 | 99 | 12 | 41 | 261 | 174 | 70 | 307 | 75 | 93 | 52 | 186 | 7.582 | 9.963 | 0.896 | 4.117 | 26.201 | 17.359 | 7.257 | 30.631 | 7.556 | 9.301 | 5.312 | 18.825 | 249 | 249 | 1445 | 1445 | 145 | 2020
Vintage1986 | hydro | TRUE | 7494.1977.MN.HY | 1977 | N | . | Granite Falls | City of Granite Falls - (MN) | 7494 | MN | WNC | MRO |  | 22 | 1 | Electric Utility | HY | WAT | HYC | MISO | A |  | 0 | 0 | 0 | 0 | 0 | 0 | 0 | 0 | 0 | 0 | 0 | 0 | 0 | 0 | 0 | 0 | 0 | 0 | 0 | 0 | 0 | 0 | 0 | 0 | 0 | 0 | 0 | 0 | 0 | 0 | 0 | 0 | 0 | 0 | 0 | 0 | 3234 | 2932 | 2385 | 3168 | 2408 | 2550 | 2137 | 1684 | 1054 | 1180 | 1579 | 1621 | 3234 | 2932 | 2385 | 3168 | 2408 | 2550 | 2137 | 1684 | 1054 | 1180 | 1579 | 1621 | 368.906 | 334.425 | 272.051 | 361.359 | 274.615 | 290.897 | 243.783 | 192.104 | 120.245 | 134.608 | 180.054 | 184.953 | 0 | 0 | 25932 | 25932 | 2958 | 2020
Vintage1996 | hard coal | TRUE | 8543.1979.MN.ST | 1979 | Y | . | Hibbing | Hibbing Public Utilities Comm | 8543 | MN | WNC | MRO |  | 22 | 1 | Electric Utility | ST | BIT | COL | MISO | AM | short tons | 0 | 0 | 0 | 0 | 0 | 0 | 0 | 0 | 0 | 0 | 0 | 0 | 0 | 0 | 0 | 0 | 0 | 0 | 0 | 0 | 0 | 0 | 0 | 0 | 0 | 0 | 0 | 0 | 0 | 0 | 0 | 0 | 0 | 0 | 0 | 0 | 0 | 0 | 0 | 0 | 0 | 0 | 0 | 0 | 0 | 0 | 0 | 0 | 0 | 0 | 0 | 0 | 0 | 0 | 0 | 0 | 0 | 0 | 0 | 0 | 0 | 0 | 0 | 0 | 0 | 0 | 0 | 0 | 0 | 0 | 0 | 0 | 0 | 0 | 0 | 0 | 0 | 2020
Vintage1996 | petroleum | TRUE | 8543.1979.MN.ST | 1979 | Y | . | Hibbing | Hibbing Public Utilities Comm | 8543 | MN | WNC | MRO |  | 22 | 1 | Electric Utility | ST | DFO | DFO | MISO | AM | barrels | 0 | 0 | 0 | 0 | 0 | 0 | 0 | 0 | 0 | 0 | 0 | 0 | 0 | 0 | 0 | 0 | 0 | 0 | 0 | 0 | 0 | 0 | 0 | 0 | 0 | 0 | 0 | 0 | 0 | 0 | 0 | 0 | 0 | 0 | 0 | 0 | 0 | 0 | 0 | 0 | 0 | 0 | 0 | 0 | 0 | 0 | 0 | 0 | 0 | 0 | 0 | 0 | 0 | 0 | 0 | 0 | 0 | 0 | 0 | 0 | 0 | 0 | 0 | 0 | 0 | 0 | 0 | 0 | 0 | 0 | 0 | 0 | 0 | 0 | 0 | 0 | 0 | 2020
Vintage1996 | lignite | TRUE | 8543.1979.MN.ST | 1979 | Y | . | Hibbing | Hibbing Public Utilities Comm | 8543 | MN | WNC | MRO |  | 22 | 1 | Electric Utility | ST | LIG | COL | MISO | AM | short tons | 0 | 0 | 0 | 0 | 0 | 0 | 0 | 0 | 0 | 0 | 0 | 0 | 0 | 0 | 0 | 0 | 0 | 0 | 0 | 0 | 0 | 0 | 0 | 0 | 0 | 0 | 0 | 0 | 0 | 0 | 0 | 0 | 0 | 0 | 0 | 0 | 0 | 0 | 0 | 0 | 0 | 0 | 0 | 0 | 0 | 0 | 0 | 0 | 0 | 0 | 0 | 0 | 0 | 0 | 0 | 0 | 0 | 0 | 0 | 0 | 0 | 0 | 0 | 0 | 0 | 0 | 0 | 0 | 0 | 0 | 0 | 0 | 0 | 0 | 0 | 0 | 0 | 2020
Vintage1996 | natural gas steam turbine | TRUE | 8543.1979.MN.ST | 1979 | Y | . | Hibbing | Hibbing Public Utilities Comm | 8543 | MN | WNC | MRO |  | 22 | 1 | Electric Utility | ST | NG | NG | MISO | AM | mcf | 55590 | 43928 | 43654 | 42026 | 46747 | 38855 | 38327 | 39497 | 40202 | 38578 | 23414 | 28750 | 0 | 0 | 0 | 0 | 0 | 0 | 0 | 0 | 0 | 0 | 0 | 0 | 1.037 | 1.038 | 1.055 | 1.09 | 1.082 | 1.073 | 1.077 | 1.058 | 1.079 | 1.036 | 1.034 | 1.039 | 57647 | 45597 | 46055 | 45808 | 50580 | 41691 | 41278 | 41788 | 43378 | 39967 | 24210 | 29871 | 0 | 0 | 0 | 0 | 0 | 0 | 0 | 0 | 0 | 0 | 0 | 0 | 0 | 0 | 0 | 0 | 0 | 0 | 0 | 0 | 0 | 0 | 0 | 0 | 479568 | 0 | 507870 | 0 | 0 | 2020
Vintage1996 | hard coal | TRUE | 8543.1979.MN.ST | 1979 | Y | . | Hibbing | Hibbing Public Utilities Comm | 8543 | MN | WNC | MRO |  | 22 | 1 | Electric Utility | ST | SUB | COL | MISO | AM | short tons | 2842 | 2389 | 1248 | 149 | 0 | 0 | 0 | 0 | 0 | 1429 | 2410 | 2958 | 0 | 0 | 0 | 0 | 0 | 0 | 0 | 0 | 0 | 0 | 0 | 0 | 16.86 | 17.19 | 17.26 | 17.51 | 0 | 0 | 0 | 0 | 0 | 16.83 | 17.41 | 17.33 | 47916 | 41067 | 21540 | 2609 | 0 | 0 | 0 | 0 | 0 | 24050 | 41958 | 51262 | 0 | 0 | 0 | 0 | 0 | 0 | 0 | 0 | 0 | 0 | 0 | 0 | 0 | 0 | 0 | 0 | 0 | 0 | 0 | 0 | 0 | 0 | 0 | 0 | 13425 | 0 | 230402 | 0 | 0 | 2020
Vintage1996 | biomass | TRUE | 8543.1979.MN.ST | 1979 | Y | . | Hibbing | Hibbing Public Utilities Comm | 8543 | MN | WNC | MRO |  | 22 | 1 | Electric Utility | ST | WDS | WWW | MISO | AM | short tons | 0 | 0 | 0 | 0 | 0 | 0 | 0 | 0 | 0 | 0 | 0 | 0 | 0 | 0 | 0 | 0 | 0 | 0 | 0 | 0 | 0 | 0 | 0 | 0 | 0 | 0 | 0 | 0 | 0 | 0 | 0 | 0 | 0 | 0 | 0 | 0 | 0 | 0 | 0 | 0 | 0 | 0 | 0 | 0 | 0 | 0 | 0 | 0 | 0 | 0 | 0 | 0 | 0 | 0 | 0 | 0 | 0 | 0 | 0 | 0 | 0 | 0 | 0 | 0 | 0 | 0 | 0 | 0 | 0 | 0 | 0 | 0 | 0 | 0 | 0 | 0 | 0 | 2020
Vintage2019 | petroleum | TRUE | 9130.1980.MN.IC | 1980 | N | . | Hutchinson Plant #1 | Hutchinson Utilities Comm | 9130 | MN | WNC | MRO |  | 22 | 1 | Electric Utility | IC | DFO | DFO | MISO | A | barrels | 1 | 1 | 0 | 1 | 4 | 3 | 1 | 5 | 1 | 1 | 1 | 3 | 1 | 1 | 0 | 1 | 4 | 3 | 1 | 5 | 1 | 1 | 1 | 3 | 5.8 | 5.8 | 0 | 5.8 | 5.8 | 5.8 | 5.8 | 5.8 | 5.8 | 5.8 | 5.8 | 5.8 | 6 | 6 | 0 | 6 | 23 | 17 | 6 | 29 | 6 | 6 | 6 | 17 | 6 | 6 | 0 | 6 | 23 | 17 | 6 | 29 | 6 | 6 | 6 | 17 | 0.774 | 1.019 | 0.092 | 0.421 | 2.679 | 1.775 | 0.742 | 3.132 | 0.773 | 0.951 | 0.543 | 1.925 | 22 | 22 | 128 | 128 | 14.826 | 2020
Vintage2019 | natural gas peaker | TRUE | 9130.1980.MN.IC | 1980 | N | . | Hutchinson Plant #1 | Hutchinson Utilities Comm | 9130 | MN | WNC | MRO |  | 22 | 1 | Electric Utility | IC | NG | NG | MISO | A | mcf | 9560 | 6723 | 6522 | 5895 | 4678 | 6939 | 9167 | 6833 | 4195 | 5861 | 4556 | 7195 | 9560 | 6723 | 6522 | 5895 | 4678 | 6939 | 9167 | 6833 | 4195 | 5861 | 4556 | 7195 | 1.102 | 1.102 | 1.102 | 1.102 | 1.102 | 1.102 | 1.102 | 1.102 | 1.102 | 1.102 | 1.102 | 1.102 | 10535 | 7409 | 7187 | 6496 | 5155 | 7647 | 10102 | 7530 | 4623 | 6459 | 5021 | 7929 | 10535 | 7409 | 7187 | 6496 | 5155 | 7647 | 10102 | 7530 | 4623 | 6459 | 5021 | 7929 | 1224.009 | 860.792 | 835.097 | 754.777 | 599.02 | 888.435 | 1173.818 | 874.967 | 537.092 | 750.512 | 583.343 | 921.312 | 78124 | 78124 | 86093 | 86093 | 10003.174 | 2020
Vintage1998 | petroleum | TRUE | 9650.1982.MN.IC | 1982 | N | . | Janesville | City of Janesville - (MN) | 9650 | MN | WNC | MRO |  | 22 | 1 | Electric Utility | IC | DFO | DFO | MISO | A | barrels | 1 | 1 | 0 | 0 | 2 | 1 | 1 | 2 | 1 | 1 | 0 | 1 | 1 | 1 | 0 | 0 | 2 | 1 | 1 | 2 | 1 | 1 | 0 | 1 | 5.8 | 5.8 | 0 | 0 | 5.8 | 5.8 | 5.8 | 5.8 | 5.8 | 5.8 | 0 | 5.8 | 6 | 6 | 0 | 0 | 12 | 6 | 6 | 12 | 6 | 6 | 0 | 6 | 6 | 6 | 0 | 0 | 12 | 6 | 6 | 12 | 6 | 6 | 0 | 6 | 0.335 | 0.438 | 0.039 | 0.181 | 1.153 | 0.764 | 0.319 | 1.348 | 0.332 | 0.409 | 0.234 | 0.828 | 11 | 11 | 66 | 66 | 6.38 | 2020
Vintage1998 | natural gas peaker | TRUE | 9650.1982.MN.IC | 1982 | N | . | Janesville | City of Janesville - (MN) | 9650 | MN | WNC | MRO |  | 22 | 1 | Electric Utility | IC | NG | NG | MISO | A | mcf | 7 | 5 | 5 | 4 | 3 | 5 | 6 | 5 | 3 | 4 | 3 | 5 | 7 | 5 | 5 | 4 | 3 | 5 | 6 | 5 | 3 | 4 | 3 | 5 | 0.8 | 0.8 | 0.8 | 0.8 | 0.8 | 0.8 | 0.8 | 0.8 | 0.8 | 0.8 | 0.8 | 0.8 | 6 | 4 | 4 | 3 | 2 | 4 | 5 | 4 | 2 | 3 | 2 | 4 | 6 | 4 | 4 | 3 | 2 | 4 | 5 | 4 | 2 | 3 | 2 | 4 | 0.539 | 0.379 | 0.367 | 0.332 | 0.263 | 0.391 | 0.516 | 0.385 | 0.236 | 0.33 | 0.257 | 0.405 | 55 | 55 | 43 | 43 | 4.4 | 2020
Vintage1997 | petroleum | TRUE | 10179.1983.MN.IC | 1983 | N | . | Kenyon Municipal | Kenyon Municipal Utilities | 10179 | MN | WNC | MRO |  | 22 | 1 | Electric Utility | IC | DFO | DFO | MISO | A | barrels | 5 | 5 | 0 | 2 | 14 | 9 | 4 | 16 | 4 | 5 | 3 | 10 | 5 | 5 | 0 | 2 | 14 | 9 | 4 | 16 | 4 | 5 | 3 | 10 | 5.85 | 5.85 | 0 | 5.85 | 5.85 | 5.85 | 5.85 | 5.85 | 5.85 | 5.85 | 5.85 | 5.85 | 29 | 29 | 0 | 12 | 82 | 53 | 23 | 94 | 23 | 29 | 18 | 59 | 29 | 29 | 0 | 12 | 82 | 53 | 23 | 94 | 23 | 29 | 18 | 59 | 1.986 | 2.611 | 0.235 | 1.079 | 6.867 | 4.549 | 1.902 | 8.027 | 1.98 | 2.438 | 1.392 | 4.934 | 77 | 77 | 451 | 451 | 38 | 2020
Vintage1999 | petroleum | TRUE | 10596.1985.MN.IC | 1985 | N | . | Lake Crystal | City of Lake Crystal - (MN) | 10596 | MN | WNC | MRO |  | 22 | 1 | Electric Utility | IC | DFO | DFO | MISO | A | barrels | 2 | 3 | 0 | 1 | 7 | 5 | 2 | 9 | 2 | 3 | 2 | 5 | 2 | 3 | 0 | 1 | 7 | 5 | 2 | 9 | 2 | 3 | 2 | 5 | 5.75 | 5.75 | 0 | 5.75 | 5.75 | 5.75 | 5.75 | 5.75 | 5.75 | 5.75 | 5.75 | 5.75 | 12 | 17 | 0 | 6 | 40 | 29 | 12 | 52 | 12 | 17 | 12 | 29 | 12 | 17 | 0 | 6 | 40 | 29 | 12 | 52 | 12 | 17 | 12 | 29 | 1.62 | 2.13 | 0.192 | 0.88 | 5.602 | 3.711 | 1.551 | 6.549 | 1.615 | 1.989 | 1.136 | 4.025 | 41 | 41 | 238 | 238 | 31 | 2020
Vintage1999 | natural gas peaker | TRUE | 10596.1985.MN.IC | 1985 | N | . | Lake Crystal | City of Lake Crystal - (MN) | 10596 | MN | WNC | MRO |  | 22 | 1 | Electric Utility | IC | NG | NG | MISO | A | mcf | 0 | 0 | 0 | 0 | 0 | 0 | 0 | 0 | 0 | 0 | 0 | 0 | 0 | 0 | 0 | 0 | 0 | 0 | 0 | 0 | 0 | 0 | 0 | 0 | 0 | 0 | 0 | 0 | 0 | 0 | 0 | 0 | 0 | 0 | 0 | 0 | 0 | 0 | 0 | 0 | 0 | 0 | 0 | 0 | 0 | 0 | 0 | 0 | 0 | 0 | 0 | 0 | 0 | 0 | 0 | 0 | 0 | 0 | 0 | 0 | 0 | 0 | 0 | 0 | 0 | 0 | 0 | 0 | 0 | 0 | 0 | 0 | 0 | 0 | 0 | 0 | 0 | 2020
Vintage1923 | hydro | TRUE | 10685.1987.MN.HY | 1987 | N | . | Lanesboro | Lanesboro Public Utility Comm | 10685 | MN | WNC | MRO |  | 22 | 1 | Electric Utility | HY | WAT | HYC | MISO | A |  | 0 | 0 | 0 | 0 | 0 | 0 | 0 | 0 | 0 | 0 | 0 | 0 | 0 | 0 | 0 | 0 | 0 | 0 | 0 | 0 | 0 | 0 | 0 | 0 | 0 | 0 | 0 | 0 | 0 | 0 | 0 | 0 | 0 | 0 | 0 | 0 | 0 | 0 | 0 | 0 | 0 | 0 | 0 | 0 | 0 | 0 | 0 | 0 | 0 | 0 | 0 | 0 | 0 | 0 | 0 | 0 | 0 | 0 | 0 | 0 | 0 | 0 | 0 | 0 | 0 | 0 | 0 | 0 | 0 | 0 | 0 | 0 | 0 | 0 | 0 | 0 | 0 | 2020
Vintage2004 | petroleum | TRUE | 10685.1987.MN.IC | 1987 | N | . | Lanesboro | Lanesboro Public Utility Comm | 10685 | MN | WNC | MRO |  | 22 | 1 | Electric Utility | IC | DFO | DFO | MISO | A | barrels | 1 | 1 | 0 | 0 | 2 | 2 | 1 | 3 | 1 | 1 | 1 | 2 | 1 | 1 | 0 | 0 | 2 | 2 | 1 | 3 | 1 | 1 | 1 | 2 | 5.8 | 5.8 | 0 | 0 | 5.8 | 5.8 | 5.8 | 5.8 | 5.8 | 5.8 | 5.8 | 5.8 | 6 | 6 | 0 | 0 | 12 | 12 | 6 | 17 | 6 | 6 | 6 | 12 | 6 | 6 | 0 | 0 | 12 | 12 | 6 | 17 | 6 | 6 | 6 | 12 | 0.525 | 0.687 | 0.062 | 0.284 | 1.807 | 1.197 | 0.5 | 2.112 | 0.521 | 0.641 | 0.366 | 1.298 | 15 | 15 | 89 | 89 | 10 | 2020
Vintage2010 | petroleum | TRUE | 11064.1989.MN.IC | 1989 | N | . | Litchfield | Litchfield Public Utilities | 11064 | MN | WNC | MRO |  | 22 | 1 | Electric Utility | IC | DFO | DFO | MISO | A | barrels | 7 | 11 | 1 | 5 | 30 | 20 | 8 | 35 | 9 | 11 | 6 | 21 | 7 | 11 | 1 | 5 | 30 | 20 | 8 | 35 | 9 | 11 | 6 | 21 | 5.8 | 5.8 | 5.8 | 5.8 | 5.8 | 5.8 | 5.8 | 5.8 | 5.8 | 5.8 | 5.8 | 5.8 | 41 | 64 | 6 | 29 | 174 | 116 | 46 | 203 | 52 | 64 | 35 | 122 | 41 | 64 | 6 | 29 | 174 | 116 | 46 | 203 | 52 | 64 | 35 | 122 | 4.928 | 6.477 | 0.583 | 2.676 | 17.033 | 11.284 | 4.717 | 19.912 | 4.912 | 6.047 | 3.453 | 12.238 | 164 | 164 | 952 | 952 | 94.26 | 2020
Vintage2010 | natural gas peaker | TRUE | 11064.1989.MN.IC | 1989 | N | . | Litchfield | Litchfield Public Utilities | 11064 | MN | WNC | MRO |  | 22 | 1 | Electric Utility | IC | NG | NG | MISO | A | mcf | 13 | 8 | 8 | 7 | 6 | 9 | 11 | 9 | 5 | 7 | 6 | 9 | 13 | 8 | 8 | 7 | 6 | 9 | 11 | 9 | 5 | 7 | 6 | 9 | 0.9 | 0.9 | 0.9 | 0.9 | 0.9 | 0.9 | 0.9 | 0.9 | 0.9 | 0.9 | 0.9 | 0.9 | 12 | 7 | 7 | 6 | 5 | 8 | 10 | 8 | 5 | 6 | 5 | 8 | 12 | 7 | 7 | 6 | 5 | 8 | 10 | 8 | 5 | 6 | 5 | 8 | 1.07 | 0.752 | 0.73 | 0.659 | 0.523 | 0.776 | 1.026 | 0.764 | 0.469 | 0.656 | 0.51 | 0.805 | 98 | 98 | 87 | 87 | 8.74 | 2020
Vintage1967 | petroleum | TRUE | 11332.1990.MN.IC | 1990 | N | . | Luverne | City of Luverne - (MN) | 11332 | MN | WNC | MRO |  | 22 | 1 | Electric Utility | IC | DFO | DFO | SWPP | A | barrels | 3 | 5 | 0 | 2 | 13 | 8 | 4 | 15 | 4 | 5 | 3 | 9 | 3 | 5 | 0 | 2 | 13 | 8 | 4 | 15 | 4 | 5 | 3 | 9 | 6.2 | 6.2 | 0 | 6.2 | 6.2 | 6.2 | 6.2 | 6.2 | 6.2 | 6.2 | 6.2 | 6.2 | 19 | 31 | 0 | 12 | 81 | 50 | 25 | 93 | 25 | 31 | 19 | 56 | 19 | 31 | 0 | 12 | 81 | 50 | 25 | 93 | 25 | 31 | 19 | 56 | 1.881 | 2.474 | 0.223 | 1.022 | 6.505 | 4.31 | 1.802 | 7.605 | 1.876 | 2.309 | 1.319 | 4.674 | 71 | 71 | 442 | 442 | 36 | 2020
Vintage1967 | natural gas peaker | TRUE | 11332.1990.MN.IC | 1990 | N | . | Luverne | City of Luverne - (MN) | 11332 | MN | WNC | MRO |  | 22 | 1 | Electric Utility | IC | NG | NG | SWPP | A | mcf | 0 | 0 | 0 | 0 | 0 | 0 | 0 | 0 | 0 | 0 | 0 | 0 | 0 | 0 | 0 | 0 | 0 | 0 | 0 | 0 | 0 | 0 | 0 | 0 | 0 | 0 | 0 | 0 | 0 | 0 | 0 | 0 | 0 | 0 | 0 | 0 | 0 | 0 | 0 | 0 | 0 | 0 | 0 | 0 | 0 | 0 | 0 | 0 | 0 | 0 | 0 | 0 | 0 | 0 | 0 | 0 | 0 | 0 | 0 | 0 | 0 | 0 | 0 | 0 | 0 | 0 | 0 | 0 | 0 | 0 | 0 | 0 | 0 | 0 | 0 | 0 | 0 | 2020
Vintage1969 | petroleum | TRUE | 11731.1993.MN.GT | 1993 | N | . | Marshall (MN) | City of Marshall - (MN) | 11731 | MN | WNC | MRO |  | 22 | 1 | Electric Utility | GT | DFO | DFO | MISO | A | barrels | 10 | 14 | 1 | 6 | 37 | 25 | 10 | 44 | 11 | 13 | 8 | 27 | 10 | 14 | 1 | 6 | 37 | 25 | 10 | 44 | 11 | 13 | 8 | 27 | 6.2 | 6.2 | 6.2 | 6.2 | 6.2 | 6.2 | 6.2 | 6.2 | 6.2 | 6.2 | 6.2 | 6.2 | 62 | 87 | 6 | 37 | 229 | 155 | 62 | 273 | 68 | 81 | 50 | 167 | 62 | 87 | 6 | 37 | 229 | 155 | 62 | 273 | 68 | 81 | 50 | 167 | 3.764 | 4.947 | 0.445 | 2.044 | 13.01 | 8.62 | 3.603 | 15.21 | 3.752 | 4.619 | 2.638 | 9.348 | 206 | 206 | 1277 | 1277 | 72 | 2020
Vintage1969 | petroleum | TRUE | 12286.1994.MN.IC | 1994 | N | . | Melrose | Melrose Public Utilities | 12286 | MN | WNC | MRO |  | 22 | 1 | Electric Utility | IC | DFO | DFO | MISO | A | barrels | 5 | 9 | 1 | 4 | 23 | 15 | 6 | 27 | 7 | 8 | 5 | 16 | 5 | 9 | 1 | 4 | 23 | 15 | 6 | 27 | 7 | 8 | 5 | 16 | 5.6 | 5.6 | 5.6 | 5.6 | 5.6 | 5.6 | 5.6 | 5.6 | 5.6 | 5.6 | 5.6 | 5.6 | 28 | 50 | 6 | 22 | 129 | 84 | 34 | 151 | 39 | 45 | 28 | 90 | 28 | 50 | 6 | 22 | 129 | 84 | 34 | 151 | 39 | 45 | 28 | 90 | 3.451 | 4.535 | 0.408 | 1.874 | 11.926 | 7.901 | 3.303 | 13.942 | 3.439 | 4.234 | 2.418 | 8.569 | 126 | 126 | 706 | 706 | 66 | 2020
Vintage1969 | natural gas peaker | TRUE | 12286.1994.MN.IC | 1994 | N | . | Melrose | Melrose Public Utilities | 12286 | MN | WNC | MRO |  | 22 | 1 | Electric Utility | IC | NG | NG | MISO | A | mcf | 0 | 0 | 0 | 0 | 0 | 0 | 0 | 0 | 0 | 0 | 0 | 0 | 0 | 0 | 0 | 0 | 0 | 0 | 0 | 0 | 0 | 0 | 0 | 0 | 0 | 0 | 0 | 0 | 0 | 0 | 0 | 0 | 0 | 0 | 0 | 0 | 0 | 0 | 0 | 0 | 0 | 0 | 0 | 0 | 0 | 0 | 0 | 0 | 0 | 0 | 0 | 0 | 0 | 0 | 0 | 0 | 0 | 0 | 0 | 0 | 0 | 0 | 0 | 0 | 0 | 0 | 0 | 0 | 0 | 0 | 0 | 0 | 0 | 0 | 0 | 0 | 0 | 2020
Vintage2019 | petroleum | TRUE | 12897.1996.MN.IC | 1996 | N | . | Moose Lake | Moose Lake Water & Light Comm | 12897 | MN | WNC | MRO |  | 22 | 1 | Electric Utility | IC | DFO | DFO | MISO | A | barrels | 10 | 12 | 1 | 5 | 32 | 21 | 9 | 37 | 9 | 11 | 6 | 23 | 10 | 12 | 1 | 5 | 32 | 21 | 9 | 37 | 9 | 11 | 6 | 23 | 5.8 | 5.8 | 5.8 | 5.8 | 5.8 | 5.8 | 5.8 | 5.8 | 5.8 | 5.8 | 5.8 | 5.8 | 58 | 70 | 6 | 29 | 186 | 122 | 52 | 215 | 52 | 64 | 35 | 133 | 58 | 70 | 6 | 29 | 186 | 122 | 52 | 215 | 52 | 64 | 35 | 133 | 4.529 | 5.951 | 0.535 | 2.459 | 15.65 | 10.368 | 4.334 | 18.295 | 4.513 | 5.556 | 3.173 | 11.244 | 176 | 176 | 1022 | 1022 | 86.607 | 2020
Vintage2019 | natural gas peaker | TRUE | 12897.1996.MN.IC | 1996 | N | . | Moose Lake | Moose Lake Water & Light Comm | 12897 | MN | WNC | MRO |  | 22 | 1 | Electric Utility | IC | NG | NG | MISO | A | mcf | 103 | 73 | 71 | 64 | 51 | 75 | 100 | 74 | 46 | 64 | 49 | 78 | 103 | 73 | 71 | 64 | 51 | 75 | 100 | 74 | 46 | 64 | 49 | 78 | 1.034 | 1.034 | 1.034 | 1.034 | 1.034 | 1.034 | 1.034 | 1.034 | 1.034 | 1.034 | 1.034 | 1.034 | 107 | 75 | 73 | 66 | 53 | 78 | 103 | 77 | 48 | 66 | 51 | 81 | 107 | 75 | 73 | 66 | 53 | 78 | 103 | 77 | 48 | 66 | 51 | 81 | 9.102 | 6.402 | 6.211 | 5.613 | 4.455 | 6.607 | 8.73 | 6.507 | 3.994 | 5.582 | 4.338 | 6.852 | 848 | 848 | 878 | 878 | 74.393 | 2020
Vintage1975 | petroleum | TRUE | 12900.1997.MN.IC | 1997 | N | . | Mora | City of Mora - (MN) | 12900 | MN | WNC | MRO |  | 22 | 1 | Electric Utility | IC | DFO | DFO | MISO | A | barrels | 28 | 37 | 3 | 15 | 97 | 64 | 27 | 113 | 28 | 34 | 20 | 69 | 28 | 37 | 3 | 15 | 97 | 64 | 27 | 113 | 28 | 34 | 20 | 69 | 5.754 | 5.754 | 5.754 | 5.754 | 5.754 | 5.754 | 5.754 | 5.754 | 5.754 | 5.754 | 5.754 | 5.754 | 161 | 213 | 17 | 86 | 558 | 368 | 155 | 650 | 161 | 196 | 115 | 397 | 161 | 213 | 17 | 86 | 558 | 368 | 155 | 650 | 161 | 196 | 115 | 397 | 1.293 | 1.7 | 0.153 | 0.702 | 4.469 | 2.961 | 1.238 | 5.225 | 1.289 | 1.587 | 0.906 | 3.211 | 535 | 535 | 3077 | 3077 | 24.734 | 2020
Vintage1975 | natural gas peaker | TRUE | 12900.1997.MN.IC | 1997 | N | . | Mora | City of Mora - (MN) | 12900 | MN | WNC | MRO |  | 22 | 1 | Electric Utility | IC | NG | NG | MISO | A | mcf | 236 | 166 | 161 | 145 | 115 | 171 | 226 | 169 | 104 | 145 | 112 | 178 | 236 | 166 | 161 | 145 | 115 | 171 | 226 | 169 | 104 | 145 | 112 | 178 | 1.05 | 1.05 | 1.05 | 1.05 | 1.05 | 1.05 | 1.05 | 1.05 | 1.05 | 1.05 | 1.05 | 1.05 | 248 | 174 | 169 | 152 | 121 | 180 | 237 | 177 | 109 | 152 | 118 | 187 | 248 | 174 | 169 | 152 | 121 | 180 | 237 | 177 | 109 | 152 | 118 | 187 | 1.99 | 1.4 | 1.358 | 1.227 | 0.974 | 1.445 | 1.909 | 1.423 | 0.873 | 1.22 | 0.949 | 1.498 | 1928 | 1928 | 2024 | 2024 | 16.266 | 2020
Vintage1998 | petroleum | TRUE | 13048.1998.MN.IC | 1998 | N | . | Mountain Lake | City of Mountain Lake - (MN) | 13048 | MN | WNC | MRO |  | 22 | 1 | Electric Utility | IC | DFO | DFO | MISO | A | barrels | 1 | 2 | 0 | 1 | 4 | 3 | 1 | 5 | 1 | 2 | 1 | 3 | 1 | 2 | 0 | 1 | 4 | 3 | 1 | 5 | 1 | 2 | 1 | 3 | 5.796 | 5.796 | 0 | 5.796 | 5.796 | 5.796 | 5.796 | 5.796 | 5.796 | 5.796 | 5.796 | 5.796 | 6 | 12 | 0 | 6 | 23 | 17 | 6 | 29 | 6 | 12 | 6 | 17 | 6 | 12 | 0 | 6 | 23 | 17 | 6 | 29 | 6 | 12 | 6 | 17 | 0.668 | 0.879 | 0.079 | 0.363 | 2.312 | 1.532 | 0.64 | 2.702 | 0.667 | 0.821 | 0.469 | 1.661 | 24 | 24 | 140 | 140 | 12.793 | 2020
Vintage1998 | natural gas peaker | TRUE | 13048.1998.MN.IC | 1998 | N | . | Mountain Lake | City of Mountain Lake - (MN) | 13048 | MN | WNC | MRO |  | 22 | 1 | Electric Utility | IC | NG | NG | MISO | A | mcf | 4 | 2 | 2 | 2 | 1 | 2 | 3 | 2 | 1 | 2 | 1 | 2 | 4 | 2 | 2 | 2 | 1 | 2 | 3 | 2 | 1 | 2 | 1 | 2 | 1 | 1 | 1 | 1 | 1 | 1 | 1 | 1 | 1 | 1 | 1 | 1 | 4 | 2 | 2 | 2 | 1 | 2 | 3 | 2 | 1 | 2 | 1 | 2 | 4 | 2 | 2 | 2 | 1 | 2 | 3 | 2 | 1 | 2 | 1 | 2 | 0.27 | 0.19 | 0.184 | 0.167 | 0.132 | 0.196 | 0.259 | 0.193 | 0.118 | 0.166 | 0.129 | 0.203 | 24 | 24 | 24 | 24 | 2.207 | 2020
Vintage2007 | onshore wind | TRUE | 13048.1998.MN.WT | 1998 | N | . | Mountain Lake | City of Mountain Lake - (MN) | 13048 | MN | WNC | MRO |  | 22 | 1 | Electric Utility | WT | WND | WND | MISO | A |  | 0 | 0 | 0 | 0 | 0 | 0 | 0 | 0 | 0 | 0 | 0 | 0 | 0 | 0 | 0 | 0 | 0 | 0 | 0 | 0 | 0 | 0 | 0 | 0 | 0 | 0 | 0 | 0 | 0 | 0 | 0 | 0 | 0 | 0 | 0 | 0 | 2193 | 2830 | 2813 | 2348 | 2023 | 2199 | 1491 | 1996 | 2104 | 2142 | 2528 | 2309 | 2193 | 2830 | 2813 | 2348 | 2023 | 2199 | 1491 | 1996 | 2104 | 2142 | 2528 | 2309 | 250.177 | 322.842 | 320.892 | 267.867 | 230.758 | 250.799 | 170.015 | 227.623 | 239.946 | 244.282 | 288.38 | 263.419 | 0 | 0 | 26976 | 26976 | 3077 | 2020
Vintage1982 | petroleum | TRUE | 13480.1999.MN.IC | 1999 | N | . | New Prague | New Prague Utilities Comm | 13480 | MN | WNC | MRO |  | 22 | 1 | Electric Utility | IC | DFO | DFO | MISO | A | barrels | 19 | 22 | 2 | 9 | 59 | 39 | 16 | 69 | 17 | 21 | 12 | 42 | 19 | 22 | 2 | 9 | 59 | 39 | 16 | 69 | 17 | 21 | 12 | 42 | 5.7 | 5.7 | 5.7 | 5.7 | 5.7 | 5.7 | 5.7 | 5.7 | 5.7 | 5.7 | 5.7 | 5.7 | 108 | 125 | 11 | 51 | 336 | 222 | 91 | 393 | 97 | 120 | 68 | 239 | 108 | 125 | 11 | 51 | 336 | 222 | 91 | 393 | 97 | 120 | 68 | 239 | -6.798 | -8.935 | -0.804 | -3.692 | -23.496 | -15.567 | -6.507 | -27.468 | -6.776 | -8.341 | -4.764 | -16.882 | 327 | 327 | 1861 | 1861 | -130.03 | 2020
Vintage1982 | natural gas peaker | TRUE | 13480.1999.MN.IC | 1999 | N | . | New Prague | New Prague Utilities Comm | 13480 | MN | WNC | MRO |  | 22 | 1 | Electric Utility | IC | NG | NG | MISO | A | mcf | 690 | 485 | 470 | 425 | 337 | 500 | 661 | 493 | 302 | 423 | 328 | 519 | 690 | 485 | 470 | 425 | 337 | 500 | 661 | 493 | 302 | 423 | 328 | 519 | 1 | 1 | 1 | 1 | 1 | 1 | 1 | 1 | 1 | 1 | 1 | 1 | 690 | 485 | 470 | 425 | 337 | 500 | 661 | 493 | 302 | 423 | 328 | 519 | 690 | 485 | 470 | 425 | 337 | 500 | 661 | 493 | 302 | 423 | 328 | 519 | -48.085 | -33.816 | -32.806 | -29.651 | -23.532 | -34.902 | -46.113 | -34.373 | -21.099 | -29.484 | -22.916 | -36.193 | 5633 | 5633 | 5633 | 5633 | -392.97 | 2020
Vintage2001 | petroleum | TRUE | 13488.2001.MN.GT | 2001 | Y | . | New Ulm | New Ulm Public Utilities Comm | 13488 | MN | WNC | MRO |  | 22 | 1 | Electric Utility | GT | DFO | DFO | MISO | A | barrels | 83 | 107 | 10 | 44 | 283 | 187 | 78 | 330 | 82 | 100 | 57 | 203 | 30 | 39 | 4 | 16 | 103 | 68 | 29 | 120 | 30 | 37 | 21 | 74 | 5.88 | 5.88 | 5.88 | 5.88 | 5.88 | 5.88 | 5.88 | 5.88 | 5.88 | 5.88 | 5.88 | 5.88 | 488 | 629 | 59 | 259 | 1664 | 1100 | 459 | 1940 | 482 | 588 | 335 | 1194 | 175 | 230 | 21 | 95 | 605 | 401 | 168 | 708 | 175 | 215 | 123 | 435 | 33.879 | 44.525 | 4.005 | 18.399 | 117.093 | 77.576 | 32.429 | 136.887 | 33.769 | 41.568 | 23.74 | 84.13 | 1564 | 571 | 9197 | 3351 | 648 | 2020
Vintage1997 | natural gas steam turbine | TRUE | 13488.2001.MN.ST | 2001 | Y | . | New Ulm | New Ulm Public Utilities Comm | 13488 | MN | WNC | MRO |  | 22 | 1 | Electric Utility | ST | NG | NG | MISO | AM | mcf | 26051 | 23204 | 20719 | 20342 | 31365 | 11695 | 12865 | 29169 | 26182 | 16580 | 18588 | 22126 | 0 | 0 | 0 | 941 | 8029 | 0 | 0 | 4312 | 3479 | 0 | 0 | 0 | 1 | 1 | 1 | 1 | 1 | 1 | 1 | 1 | 1 | 1 | 1 | 1 | 26051 | 23204 | 20719 | 20342 | 31365 | 11695 | 12865 | 29169 | 26182 | 16580 | 18588 | 22126 | 0 | 0 | 0 | 941 | 8029 | 0 | 0 | 4312 | 3479 | 0 | 0 | 0 | 0 | 0 | 0 | 167 | 1201 | 0 | 0 | 702 | 575 | 0 | 0 | 0 | 258886 | 16761 | 258886 | 16761 | 2645 | 2020
Vintage2011 | petroleum | TRUE | 13681.2002.MN.IC | 2002 | N | . | North Branch (MN) | North Branch Water & Light Comm | 13681 | MN | WNC | MRO |  | 22 | 1 | Electric Utility | IC | DFO | DFO | MISO | A | barrels | 22 | 28 | 3 | 12 | 74 | 49 | 21 | 87 | 21 | 26 | 15 | 53 | 22 | 28 | 3 | 12 | 74 | 49 | 21 | 87 | 21 | 26 | 15 | 53 | 5.78 | 5.78 | 5.78 | 5.78 | 5.78 | 5.78 | 5.78 | 5.78 | 5.78 | 5.78 | 5.78 | 5.78 | 127 | 162 | 17 | 69 | 428 | 283 | 121 | 503 | 121 | 150 | 87 | 306 | 127 | 162 | 17 | 69 | 428 | 283 | 121 | 503 | 121 | 150 | 87 | 306 | 13.645 | 17.934 | 1.613 | 7.411 | 47.162 | 31.246 | 13.062 | 55.135 | 13.601 | 16.743 | 9.562 | 33.886 | 411 | 411 | 2374 | 2374 | 261 | 2020
Vintage2011 | natural gas peaker | TRUE | 13681.2002.MN.IC | 2002 | N | . | North Branch (MN) | North Branch Water & Light Comm | 13681 | MN | WNC | MRO |  | 22 | 1 | Electric Utility | IC | NG | NG | MISO | A | mcf | 0 | 0 | 0 | 0 | 0 | 0 | 0 | 0 | 0 | 0 | 0 | 0 | 0 | 0 | 0 | 0 | 0 | 0 | 0 | 0 | 0 | 0 | 0 | 0 | 0 | 0 | 0 | 0 | 0 | 0 | 0 | 0 | 0 | 0 | 0 | 0 | 0 | 0 | 0 | 0 | 0 | 0 | 0 | 0 | 0 | 0 | 0 | 0 | 0 | 0 | 0 | 0 | 0 | 0 | 0 | 0 | 0 | 0 | 0 | 0 | 0 | 0 | 0 | 0 | 0 | 0 | 0 | 0 | 0 | 0 | 0 | 0 | 0 | 0 | 0 | 0 | 0 | 2020
Vintage1974 | petroleum | TRUE | 15348.2004.MN.IC | 2004 | N | . | Preston (MN) | Preston Public Utilities Comm | 15348 | MN | WNC | MRO |  | 22 | 1 | Electric Utility | IC | DFO | DFO | MISO | A | barrels | 1 | 2 | 0 | 1 | 5 | 3 | 1 | 6 | 1 | 2 | 1 | 4 | 1 | 2 | 0 | 1 | 5 | 3 | 1 | 6 | 1 | 2 | 1 | 4 | 5.7 | 5.7 | 0 | 5.7 | 5.7 | 5.7 | 5.7 | 5.7 | 5.7 | 5.7 | 5.7 | 5.7 | 6 | 11 | 0 | 6 | 29 | 17 | 6 | 34 | 6 | 11 | 6 | 23 | 6 | 11 | 0 | 6 | 29 | 17 | 6 | 34 | 6 | 11 | 6 | 23 | 0.623 | 0.819 | 0.074 | 0.338 | 2.153 | 1.427 | 0.596 | 2.517 | 0.621 | 0.764 | 0.437 | 1.547 | 27 | 27 | 155 | 155 | 11.916 | 2020
Vintage1974 | natural gas peaker | TRUE | 15348.2004.MN.IC | 2004 | N | . | Preston (MN) | Preston Public Utilities Comm | 15348 | MN | WNC | MRO |  | 22 | 1 | Electric Utility | IC | NG | NG | MISO | A | mcf | 77 | 53 | 52 | 47 | 37 | 55 | 73 | 54 | 33 | 47 | 36 | 57 | 77 | 53 | 52 | 47 | 37 | 55 | 73 | 54 | 33 | 47 | 36 | 57 | 1 | 1 | 1 | 1 | 1 | 1 | 1 | 1 | 1 | 1 | 1 | 1 | 77 | 53 | 52 | 47 | 37 | 55 | 73 | 54 | 33 | 47 | 36 | 57 | 77 | 53 | 52 | 47 | 37 | 55 | 73 | 54 | 33 | 47 | 36 | 57 | 5.883 | 4.138 | 4.014 | 3.628 | 2.879 | 4.271 | 5.642 | 4.206 | 2.582 | 3.608 | 2.804 | 4.429 | 621 | 621 | 621 | 621 | 48.084 | 2020
Vintage2003 | petroleum | TRUE | 15387.2005.MN.IC | 2005 | N | . | Princeton (MN) | Princeton Public Utils Comm | 15387 | MN | WNC | MRO |  | 22 | 1 | Electric Utility | IC | DFO | DFO | MISO | A | barrels | 40 | 54 | 5 | 22 | 143 | 95 | 40 | 167 | 41 | 51 | 29 | 103 | 40 | 54 | 5 | 22 | 143 | 95 | 40 | 167 | 41 | 51 | 29 | 103 | 5.76 | 5.76 | 5.76 | 5.76 | 5.76 | 5.76 | 5.76 | 5.76 | 5.76 | 5.76 | 5.76 | 5.76 | 230 | 311 | 29 | 127 | 824 | 547 | 230 | 962 | 236 | 294 | 167 | 593 | 230 | 311 | 29 | 127 | 824 | 547 | 230 | 962 | 236 | 294 | 167 | 593 | 11.346 | 14.91 | 1.341 | 6.161 | 39.212 | 25.979 | 10.86 | 45.84 | 11.308 | 13.92 | 7.95 | 28.173 | 790 | 790 | 4550 | 4550 | 217 | 2020
Vintage2003 | natural gas peaker | TRUE | 15387.2005.MN.IC | 2005 | N | . | Princeton (MN) | Princeton Public Utils Comm | 15387 | MN | WNC | MRO |  | 22 | 1 | Electric Utility | IC | NG | NG | MISO | A | mcf | 0 | 0 | 0 | 0 | 0 | 0 | 0 | 0 | 0 | 0 | 0 | 0 | 0 | 0 | 0 | 0 | 0 | 0 | 0 | 0 | 0 | 0 | 0 | 0 | 0 | 0 | 0 | 0 | 0 | 0 | 0 | 0 | 0 | 0 | 0 | 0 | 0 | 0 | 0 | 0 | 0 | 0 | 0 | 0 | 0 | 0 | 0 | 0 | 0 | 0 | 0 | 0 | 0 | 0 | 0 | 0 | 0 | 0 | 0 | 0 | 0 | 0 | 0 | 0 | 0 | 0 | 0 | 0 | 0 | 0 | 0 | 0 | 0 | 0 | 0 | 0 | 0 | 2020
Vintage1984 | hydro | TRUE | 16181.2007.MN.HY | 2007 | N | . | Rochester Hydro | Rochester Public Utilities | 16181 | MN | WNC | MRO |  | 22 | 1 | Electric Utility | HY | WAT | HYC | MISO | A |  | 0 | 0 | 0 | 0 | 0 | 0 | 0 | 0 | 0 | 0 | 0 | 0 | 0 | 0 | 0 | 0 | 0 | 0 | 0 | 0 | 0 | 0 | 0 | 0 | 0 | 0 | 0 | 0 | 0 | 0 | 0 | 0 | 0 | 0 | 0 | 0 | 17777 | 16116 | 13110 | 17413 | 13233 | 14018 | 11748 | 9257 | 5794 | 6487 | 8677 | 8913 | 17777 | 16116 | 13110 | 17413 | 13233 | 14018 | 11748 | 9257 | 5794 | 6487 | 8677 | 8913 | 2027.734 | 1838.207 | 1495.362 | 1986.254 | 1509.457 | 1598.949 | 1339.982 | 1055.921 | 660.939 | 739.889 | 989.689 | 1016.617 | 0 | 0 | 142543 | 142543 | 16259 | 2020
Vintage2013 | hydro | TRUE | 15793.2009.MN.HY | 2009 | N | . | Redwood Falls | Redwood Falls Public Util Comm | 15793 | MN | WNC | MRO |  | 22 | 1 | Electric Utility | HY | WAT | HYC | MISO | A |  | 0 | 0 | 0 | 0 | 0 | 0 | 0 | 0 | 0 | 0 | 0 | 0 | 0 | 0 | 0 | 0 | 0 | 0 | 0 | 0 | 0 | 0 | 0 | 0 | 0 | 0 | 0 | 0 | 0 | 0 | 0 | 0 | 0 | 0 | 0 | 0 | 3239 | 2936 | 2388 | 3172 | 2411 | 2554 | 2140 | 1686 | 1056 | 1182 | 1581 | 1624 | 3239 | 2936 | 2388 | 3172 | 2411 | 2554 | 2140 | 1686 | 1056 | 1182 | 1581 | 1624 | 369.405 | 334.877 | 272.419 | 361.848 | 274.987 | 291.29 | 244.113 | 192.363 | 120.407 | 134.79 | 180.298 | 185.203 | 0 | 0 | 25969 | 25969 | 2962 | 2020
Vintage1974 | petroleum | TRUE | 15793.2009.MN.IC | 2009 | N | . | Redwood Falls | Redwood Falls Public Util Comm | 15793 | MN | WNC | MRO |  | 22 | 1 | Electric Utility | IC | DFO | DFO | MISO | A | barrels | 8 | 12 | 1 | 5 | 31 | 20 | 8 | 36 | 9 | 11 | 6 | 22 | 8 | 12 | 1 | 5 | 31 | 20 | 8 | 36 | 9 | 11 | 6 | 22 | 5.75 | 5.75 | 5.75 | 5.75 | 5.75 | 5.75 | 5.75 | 5.75 | 5.75 | 5.75 | 5.75 | 5.75 | 46 | 69 | 6 | 29 | 178 | 115 | 46 | 207 | 52 | 63 | 35 | 127 | 46 | 69 | 6 | 29 | 178 | 115 | 46 | 207 | 52 | 63 | 35 | 127 | 5.829 | 7.66 | 0.689 | 3.165 | 20.144 | 13.346 | 5.579 | 23.549 | 5.809 | 7.151 | 4.084 | 14.473 | 169 | 169 | 973 | 973 | 111.478 | 2020
Vintage1974 | natural gas peaker | TRUE | 15793.2009.MN.IC | 2009 | N | . | Redwood Falls | Redwood Falls Public Util Comm | 15793 | MN | WNC | MRO |  | 22 | 1 | Electric Utility | IC | NG | NG | MISO | A | mcf | 384 | 270 | 262 | 237 | 188 | 279 | 369 | 275 | 169 | 236 | 183 | 289 | 384 | 270 | 262 | 237 | 188 | 279 | 369 | 275 | 169 | 236 | 183 | 289 | 0.97 | 0.97 | 0.97 | 0.97 | 0.97 | 0.97 | 0.97 | 0.97 | 0.97 | 0.97 | 0.97 | 0.97 | 372 | 262 | 254 | 230 | 182 | 271 | 358 | 267 | 164 | 229 | 178 | 280 | 372 | 262 | 254 | 230 | 182 | 271 | 358 | 267 | 164 | 229 | 178 | 280 | 42.767 | 30.077 | 29.179 | 26.373 | 20.93 | 31.043 | 41.015 | 30.572 | 18.767 | 26.224 | 20.383 | 32.192 | 3141 | 3141 | 3047 | 3047 | 349.522 | 2020
Vintage2009 | petroleum | TRUE | 17320.2011.MN.IC | 2011 | N | . | Sleepy Eye | Sleepy Eye Public Utility Comm | 17320 | MN | WNC | MRO |  | 22 | 1 | Electric Utility | IC | DFO | DFO | MISO | A | barrels | 11 | 14 | 1 | 6 | 36 | 24 | 10 | 42 | 10 | 13 | 7 | 26 | 11 | 14 | 1 | 6 | 36 | 24 | 10 | 42 | 10 | 13 | 7 | 26 | 5.7 | 5.7 | 5.7 | 5.7 | 5.7 | 5.7 | 5.7 | 5.7 | 5.7 | 5.7 | 5.7 | 5.7 | 63 | 80 | 6 | 34 | 205 | 137 | 57 | 239 | 57 | 74 | 40 | 148 | 63 | 80 | 6 | 34 | 205 | 137 | 57 | 239 | 57 | 74 | 40 | 148 | 5.28 | 6.94 | 0.624 | 2.868 | 18.251 | 12.091 | 5.055 | 21.336 | 5.263 | 6.479 | 3.7 | 13.113 | 200 | 200 | 1140 | 1140 | 101 | 2020
Vintage2001 | petroleum | TRUE | 17836.2012.MN.IC | 2012 | N | . | Springfield (MN) | Springfield Public Utils Comm - (MN) | 17836 | MN | WNC | MRO |  | 22 | 1 | Electric Utility | IC | DFO | DFO | MISO | A | barrels | 0 | 0 | 0 | 0 | 0 | 0 | 0 | 0 | 0 | 0 | 0 | 0 | 0 | 0 | 0 | 0 | 0 | 0 | 0 | 0 | 0 | 0 | 0 | 0 | 0 | 0 | 0 | 0 | 0 | 0 | 0 | 0 | 0 | 0 | 0 | 0 | 0 | 0 | 0 | 0 | 0 | 0 | 0 | 0 | 0 | 0 | 0 | 0 | 0 | 0 | 0 | 0 | 0 | 0 | 0 | 0 | 0 | 0 | 0 | 0 | 0 | 0 | 0 | 0 | 0 | 0 | 0 | 0 | 0 | 0 | 0 | 0 | 0 | 0 | 0 | 0 | 0 | 2020
Vintage2009 | petroleum | TRUE | 17824.2013.MN.IC | 2013 | N | . | Spring Valley | Spring Valley Pub Utils Comm | 17824 | MN | WNC | MRO |  | 22 | 1 | Electric Utility | IC | DFO | DFO | MISO | A | barrels | 12 | 17 | 2 | 7 | 45 | 30 | 12 | 52 | 13 | 16 | 9 | 32 | 12 | 17 | 2 | 7 | 45 | 30 | 12 | 52 | 13 | 16 | 9 | 32 | 5.7 | 5.7 | 5.7 | 5.7 | 5.7 | 5.7 | 5.7 | 5.7 | 5.7 | 5.7 | 5.7 | 5.7 | 68 | 97 | 11 | 40 | 257 | 171 | 68 | 296 | 74 | 91 | 51 | 182 | 68 | 97 | 11 | 40 | 257 | 171 | 68 | 296 | 74 | 91 | 51 | 182 | -0.229 | -0.3 | -0.027 | -0.124 | -0.79 | -0.523 | -0.219 | -0.923 | -0.228 | -0.28 | -0.16 | -0.567 | 247 | 247 | 1406 | 1406 | -4.37 | 2020
Vintage2009 | natural gas peaker | TRUE | 17824.2013.MN.IC | 2013 | N | . | Spring Valley | Spring Valley Pub Utils Comm | 17824 | MN | WNC | MRO |  | 22 | 1 | Electric Utility | IC | NG | NG | MISO | A | mcf | 25 | 17 | 17 | 15 | 12 | 18 | 24 | 18 | 11 | 15 | 12 | 19 | 25 | 17 | 17 | 15 | 12 | 18 | 24 | 18 | 11 | 15 | 12 | 19 | 1 | 1 | 1 | 1 | 1 | 1 | 1 | 1 | 1 | 1 | 1 | 1 | 25 | 17 | 17 | 15 | 12 | 18 | 24 | 18 | 11 | 15 | 12 | 19 | 25 | 17 | 17 | 15 | 12 | 18 | 24 | 18 | 11 | 15 | 12 | 19 | -0.076 | -0.054 | -0.053 | -0.048 | -0.038 | -0.056 | -0.074 | -0.055 | -0.034 | -0.047 | -0.037 | -0.058 | 203 | 203 | 203 | 203 | -0.63 | 2020
Vintage1927 | hydro | TRUE | 18820.2014.MN.HY | 2014 | N | . | Thief River Falls | City of Thief River Falls | 18820 | MN | WNC | MRO |  | 22 | 1 | Electric Utility | HY | WAT | HYC | MISO | A |  | 0 | 0 | 0 | 0 | 0 | 0 | 0 | 0 | 0 | 0 | 0 | 0 | 0 | 0 | 0 | 0 | 0 | 0 | 0 | 0 | 0 | 0 | 0 | 0 | 0 | 0 | 0 | 0 | 0 | 0 | 0 | 0 | 0 | 0 | 0 | 0 | 1527 | 1385 | 1126 | 1496 | 1137 | 1204 | 1009 | 795 | 498 | 557 | 746 | 766 | 1527 | 1385 | 1126 | 1496 | 1137 | 1204 | 1009 | 795 | 498 | 557 | 746 | 766 | 174.228 | 157.942 | 128.484 | 170.662 | 129.695 | 137.384 | 115.133 | 90.726 | 56.789 | 63.572 | 85.036 | 87.349 | 0 | 0 | 12246 | 12246 | 1397 | 2020
Vintage2001 | petroleum | TRUE | 18820.2014.MN.IC | 2014 | N | . | Thief River Falls | City of Thief River Falls | 18820 | MN | WNC | MRO |  | 22 | 1 | Electric Utility | IC | DFO | DFO | MISO | A | barrels | 1 | 1 | 0 | 0 | 1 | 2 | 1 | 3 | 1 | 1 | 1 | 2 | 1 | 1 | 0 | 0 | 1 | 2 | 1 | 3 | 1 | 1 | 1 | 2 | 5.8 | 5.8 | 0 | 0 | 5.8 | 5.8 | 5.8 | 5.8 | 5.8 | 5.8 | 5.8 | 5.8 | 6 | 6 | 0 | 0 | 6 | 12 | 6 | 17 | 6 | 6 | 6 | 12 | 6 | 6 | 0 | 0 | 6 | 12 | 6 | 17 | 6 | 6 | 6 | 12 | 0.418 | 0.55 | 0.049 | 0.227 | 1.446 | 0.958 | 0.4 | 1.69 | 0.417 | 0.513 | 0.293 | 1.039 | 14 | 14 | 83 | 83 | 8 | 2020
Vintage2005 | petroleum | TRUE | 63000.2015.MN.IC | 2015 | N | . | Truman | City of Truman | 63000 | MN | WNC | MRO |  | 22 | 1 | Electric Utility | IC | DFO | DFO | MISO | A | barrels | 1 | 3 | 0 | 1 | 5 | 3 | 1 | 5 | 1 | 2 | 1 | 3 | 1 | 3 | 0 | 1 | 5 | 3 | 1 | 5 | 1 | 2 | 1 | 3 | 5.6 | 5.6 | 0 | 5.6 | 5.6 | 5.6 | 5.6 | 5.6 | 5.6 | 5.6 | 5.6 | 5.6 | 6 | 17 | 0 | 6 | 28 | 17 | 6 | 28 | 6 | 11 | 6 | 17 | 6 | 17 | 0 | 6 | 28 | 17 | 6 | 28 | 6 | 11 | 6 | 17 | 0.73 | 0.962 | 0.087 | 0.398 | 2.53 | 1.676 | 0.701 | 2.957 | 0.73 | 0.898 | 0.513 | 1.818 | 26 | 26 | 148 | 148 | 14 | 2020
Vintage2005 | natural gas peaker | TRUE | 63000.2015.MN.IC | 2015 | N | . | Truman | City of Truman | 63000 | MN | WNC | MRO |  | 22 | 1 | Electric Utility | IC | NG | NG | MISO | A | mcf | 0 | 0 | 0 | 0 | 0 | 0 | 0 | 0 | 0 | 0 | 0 | 0 | 0 | 0 | 0 | 0 | 0 | 0 | 0 | 0 | 0 | 0 | 0 | 0 | 0 | 0 | 0 | 0 | 0 | 0 | 0 | 0 | 0 | 0 | 0 | 0 | 0 | 0 | 0 | 0 | 0 | 0 | 0 | 0 | 0 | 0 | 0 | 0 | 0 | 0 | 0 | 0 | 0 | 0 | 0 | 0 | 0 | 0 | 0 | 0 | 0 | 0 | 0 | 0 | 0 | 0 | 0 | 0 | 0 | 0 | 0 | 0 | 0 | 0 | 0 | 0 | 0 | 2020
Vintage1971 | natural gas steam turbine | TRUE | 19883.2018.MN.ST | 2018 | N | . | Virginia | City of Virginia - (MN) | 19883 | MN | WNC | MRO |  | 22 | 1 | Electric Utility | ST | NG | NG | MISO | AM | mcf | 48004 | 55972 | 61251 | 36940 | 42100 | 55389 | 47962 | 44502 | 48280 | 23488 | 25557 | 38933 | 48004 | 55972 | 61251 | 36940 | 42100 | 55389 | 47962 | 44502 | 48280 | 23488 | 25557 | 38933 | 1 | 1 | 1 | 1 | 1 | 1 | 1 | 1 | 1 | 1 | 1 | 1 | 48004 | 55972 | 61251 | 36940 | 42100 | 55389 | 47962 | 44502 | 48280 | 23488 | 25557 | 38933 | 48004 | 55972 | 61251 | 36940 | 42100 | 55389 | 47962 | 44502 | 48280 | 23488 | 25557 | 38933 | 1546.247 | 1901.078 | 2225.931 | 707.357 | 107.665 | 0 | 0 | 0 | 0 | 298.255 | 874.363 | 1637.05 | 528378 | 528378 | 528378 | 528378 | 9297.946 | 2020
Vintage1971 | hard coal | TRUE | 19883.2018.MN.ST | 2018 | N | . | Virginia | City of Virginia - (MN) | 19883 | MN | WNC | MRO |  | 22 | 1 | Electric Utility | ST | SUB | COL | MISO | AM | short tons | 3269 | 1869 | 2083 | 1901 | 0 | 0 | 0 | 0 | 0 | 3199 | 2568 | 2593 | 3269 | 1869 | 2083 | 1901 | 0 | 0 | 0 | 0 | 0 | 3199 | 2568 | 2593 | 17.1 | 17.29 | 17.55 | 17.98 | 0 | 0 | 0 | 0 | 0 | 17.36 | 17.33 | 17.27 | 55900 | 32315 | 36557 | 34180 | 0 | 0 | 0 | 0 | 0 | 55535 | 44503 | 44781 | 55900 | 32315 | 36557 | 34180 | 0 | 0 | 0 | 0 | 0 | 55535 | 44503 | 44781 | 1800.58 | 1097.573 | 1328.51 | 654.506 | 0 | 0 | 0 | 0 | 0 | 705.189 | 1522.565 | 1882.95 | 17482 | 17482 | 303771 | 303771 | 8991.873 | 2020
Vintage1971 | biomass | TRUE | 19883.2018.MN.ST | 2018 | N | . | Virginia | City of Virginia - (MN) | 19883 | MN | WNC | MRO |  | 22 | 1 | Electric Utility | ST | WDS | WWW | MISO | AM | short tons | 6943 | 7297 | 5975 | 4050 | 3688 | 0 | 0 | 0 | 0 | 1755 | 4860 | 0 | 6943 | 7297 | 5975 | 4050 | 3688 | 0 | 0 | 0 | 0 | 1755 | 4860 | 0 | 8.51 | 8.64 | 8.96 | 9.26 | 9.79 | 0 | 0 | 0 | 0 | 8.82 | 9.1 | 0 | 59085 | 63046 | 53536 | 37503 | 36106 | 0 | 0 | 0 | 0 | 15479 | 44226 | 0 | 59085 | 63046 | 53536 | 37503 | 36106 | 0 | 0 | 0 | 0 | 15479 | 44226 | 0 | 1903.173 | 2141.349 | 1945.559 | 718.137 | 92.335 | 0 | 0 | 0 | 0 | 196.556 | 1513.072 | 0 | 34568 | 34568 | 308981 | 308981 | 8510.181 | 2020
Vintage1975 | petroleum | TRUE | 29295.2020.MN.IC | 2020 | N | . | Wells IC | City of Wells - (MN) | 29295 | MN | WNC | MRO |  | 22 | 1 | Electric Utility | IC | DFO | DFO | MISO | A | barrels | 5 | 6 | 1 | 3 | 17 | 11 | 5 | 20 | 5 | 6 | 3 | 12 | 5 | 6 | 1 | 3 | 17 | 11 | 5 | 20 | 5 | 6 | 3 | 12 | 5.78 | 5.78 | 5.78 | 5.78 | 5.78 | 5.78 | 5.78 | 5.78 | 5.78 | 5.78 | 5.78 | 5.78 | 29 | 35 | 6 | 17 | 98 | 64 | 29 | 116 | 29 | 35 | 17 | 69 | 29 | 35 | 6 | 17 | 98 | 64 | 29 | 116 | 29 | 35 | 17 | 69 | 5.657 | 7.435 | 0.669 | 3.072 | 19.552 | 12.954 | 5.415 | 22.857 | 5.639 | 6.941 | 3.964 | 14.048 | 94 | 94 | 544 | 544 | 108.203 | 2020
Vintage1975 | natural gas peaker | TRUE | 29295.2020.MN.IC | 2020 | N | . | Wells IC | City of Wells - (MN) | 29295 | MN | WNC | MRO |  | 22 | 1 | Electric Utility | IC | NG | NG | MISO | A | mcf | 56 | 41 | 40 | 36 | 29 | 42 | 56 | 42 | 26 | 36 | 28 | 44 | 56 | 41 | 40 | 36 | 29 | 42 | 56 | 42 | 26 | 36 | 28 | 44 | 1 | 1 | 1 | 1 | 1 | 1 | 1 | 1 | 1 | 1 | 1 | 1 | 56 | 41 | 40 | 36 | 29 | 42 | 56 | 42 | 26 | 36 | 28 | 44 | 56 | 41 | 40 | 36 | 29 | 42 | 56 | 42 | 26 | 36 | 28 | 44 | 11.6 | 8.157 | 7.914 | 7.153 | 5.677 | 8.419 | 11.124 | 8.292 | 5.09 | 7.112 | 5.528 | 8.731 | 476 | 476 | 476 | 476 | 94.797 | 2020
Vintage2003 | petroleum | TRUE | 20430.2021.MN.IC | 2021 | N | . | Westbrook | City of Westbrook | 20430 | MN | WNC | MRO |  | 22 | 1 | Electric Utility | IC | DFO | DFO | MISO | A | barrels | 3 | 4 | 0 | 2 | 11 | 7 | 3 | 12 | 3 | 4 | 2 | 8 | 3 | 4 | 0 | 2 | 11 | 7 | 3 | 12 | 3 | 4 | 2 | 8 | 6 | 6 | 0 | 6 | 6 | 6 | 6 | 6 | 6 | 6 | 6 | 6 | 18 | 24 | 0 | 12 | 66 | 42 | 18 | 72 | 18 | 24 | 12 | 48 | 18 | 24 | 0 | 12 | 66 | 42 | 18 | 72 | 18 | 24 | 12 | 48 | 1.778 | 2.336 | 0.21 | 0.965 | 6.144 | 4.07 | 1.702 | 7.182 | 1.772 | 2.181 | 1.246 | 4.414 | 59 | 59 | 354 | 354 | 34 | 2020
Vintage0 | biomass | TRUE | 20737.2022.MN.ST | 2022 | Y | . | Willmar | Willmar Municipal Utilities | 20737 | MN | WNC | MRO |  | 22 | 1 | Electric Utility | ST | AB | ORW | MISO | AM | short tons | 0 | 0 | 0 | 0 | 0 | 0 | . | . | . | . | . | . | 0 | 0 | 0 | 0 | 0 | 0 | . | . | . | . | . | . | 0 | 0 | 0 | 0 | 0 | 0 | . | . | . | . | . | . | 0 | 0 | 0 | 0 | 0 | 0 | . | . | . | . | . | . | 0 | 0 | 0 | 0 | 0 | 0 | . | . | . | . | . | . | 0 | 0 | 0 | 0 | 0 | 0 | . | . | . | . | . | . | 0 | 0 | 0 | 0 | 0 | 2020
Vintage0 | biomass | TRUE | 20737.2022.MN.ST | 2022 | N | . | Willmar | Willmar Municipal Utilities | 20737 | MN | WNC | MRO |  | 22 | 1 | Electric Utility | ST | AB | ORW | MISO | AM | short tons | . | . | . | . | . | . | 0 | 0 | 0 | 0 | 0 | 0 | . | . | . | . | . | . | 0 | 0 | 0 | 0 | 0 | 0 | . | . | . | . | . | . | 0 | 0 | 0 | 0 | 0 | 0 | . | . | . | . | . | . | 0 | 0 | 0 | 0 | 0 | 0 | . | . | . | . | . | . | 0 | 0 | 0 | 0 | 0 | 0 | . | . | . | . | . | . | 0 | 0 | 0 | 0 | 0 | 0 | 0 | 0 | 0 | 0 | 0 | 2020
Vintage0 | natural gas steam turbine | TRUE | 20737.2022.MN.ST | 2022 | Y | . | Willmar | Willmar Municipal Utilities | 20737 | MN | WNC | MRO |  | 22 | 1 | Electric Utility | ST | NG | NG | MISO | AM | mcf | 0 | 0 | 0 | 0 | 0 | 0 | . | . | . | . | . | . | 0 | 0 | 0 | 0 | 0 | 0 | . | . | . | . | . | . | 0 | 0 | 0 | 0 | 0 | 0 | . | . | . | . | . | . | 0 | 0 | 0 | 0 | 0 | 0 | . | . | . | . | . | . | 0 | 0 | 0 | 0 | 0 | 0 | . | . | . | . | . | . | 0 | 0 | 0 | 0 | 0 | 0 | . | . | . | . | . | . | 0 | 0 | 0 | 0 | 0 | 2020
Vintage0 | natural gas steam turbine | TRUE | 20737.2022.MN.ST | 2022 | N | . | Willmar | Willmar Municipal Utilities | 20737 | MN | WNC | MRO |  | 22 | 1 | Electric Utility | ST | NG | NG | MISO | AM | mcf | . | . | . | . | . | . | 0 | 0 | 0 | 0 | 0 | 0 | . | . | . | . | . | . | 0 | 0 | 0 | 0 | 0 | 0 | . | . | . | . | . | . | 0 | 0 | 0 | 0 | 0 | 0 | . | . | . | . | . | . | 0 | 0 | 0 | 0 | 0 | 0 | . | . | . | . | . | . | 0 | 0 | 0 | 0 | 0 | 0 | . | . | . | . | . | . | 0 | 0 | 0 | 0 | 0 | 0 | 0 | 0 | 0 | 0 | 0 | 2020
Vintage0 | hard coal | TRUE | 20737.2022.MN.ST | 2022 | Y | . | Willmar | Willmar Municipal Utilities | 20737 | MN | WNC | MRO |  | 22 | 1 | Electric Utility | ST | SUB | COL | MISO | AM | short tons | 0 | 0 | 0 | 0 | 0 | 0 | . | . | . | . | . | . | 0 | 0 | 0 | 0 | 0 | 0 | . | . | . | . | . | . | 0 | 0 | 0 | 0 | 0 | 0 | . | . | . | . | . | . | 0 | 0 | 0 | 0 | 0 | 0 | . | . | . | . | . | . | 0 | 0 | 0 | 0 | 0 | 0 | . | . | . | . | . | . | 0 | 0 | 0 | 0 | 0 | 0 | . | . | . | . | . | . | 0 | 0 | 0 | 0 | 0 | 2020
Vintage0 | hard coal | TRUE | 20737.2022.MN.ST | 2022 | N | . | Willmar | Willmar Municipal Utilities | 20737 | MN | WNC | MRO |  | 22 | 1 | Electric Utility | ST | SUB | COL | MISO | AM | short tons | . | . | . | . | . | . | 0 | 0 | 0 | 0 | 0 | 0 | . | . | . | . | . | . | 0 | 0 | 0 | 0 | 0 | 0 | . | . | . | . | . | . | 0 | 0 | 0 | 0 | 0 | 0 | . | . | . | . | . | . | 0 | 0 | 0 | 0 | 0 | 0 | . | . | . | . | . | . | 0 | 0 | 0 | 0 | 0 | 0 | . | . | . | . | . | . | 0 | 0 | 0 | 0 | 0 | 0 | 0 | 0 | 0 | 0 | 0 | 2020
Vintage2009 | onshore wind | TRUE | 20737.2022.MN.WT | 2022 | Y | . | Willmar | Willmar Municipal Utilities | 20737 | MN | WNC | MRO |  | 22 | 1 | Electric Utility | WT | WND | WND | MISO | A |  | 0 | 0 | 0 | 0 | 0 | 0 | . | . | . | . | . | . | 0 | 0 | 0 | 0 | 0 | 0 | . | . | . | . | . | . | 0 | 0 | 0 | 0 | 0 | 0 | . | . | . | . | . | . | 5102 | 6584 | 6544 | 5463 | 4706 | 5115 | . | . | . | . | . | . | 5102 | 6584 | 6544 | 5463 | 4706 | 5115 | . | . | . | . | . | . | 581.988 | 751.025 | 746.487 | 623.136 | 536.811 | 583.432 | . | . | . | . | . | . | 0 | 0 | 33514 | 33514 | 3822.879 | 2020
Vintage2009 | onshore wind | TRUE | 20737.2022.MN.WT | 2022 | N | . | Willmar | Willmar Municipal Utilities | 20737 | MN | WNC | MRO |  | 22 | 1 | Electric Utility | WT | WND | WND | MISO | A |  | . | . | . | . | . | . | 0 | 0 | 0 | 0 | 0 | 0 | . | . | . | . | . | . | 0 | 0 | 0 | 0 | 0 | 0 | . | . | . | . | . | . | 0 | 0 | 0 | 0 | 0 | 0 | . | . | . | . | . | . | 3467 | 4642 | 4894 | 4982 | 5881 | 5372 | . | . | . | . | . | . | 3467 | 4642 | 4894 | 4982 | 5881 | 5372 | . | . | . | . | . | . | 395.504 | 529.517 | 558.184 | 568.271 | 670.856 | 612.789 | 0 | 0 | 29238 | 29238 | 3335.121 | 2020
Vintage1980 | petroleum | TRUE | 20806.2023.MN.GT | 2023 | N | . | Windom | City of Windom | 20806 | MN | WNC | MRO |  | 22 | 1 | Electric Utility | GT | DFO | DFO | MISO | A | barrels | 1 | 1 | 0 | 0 | 2 | 1 | 1 | 2 | 1 | 1 | 0 | 1 | 1 | 1 | 0 | 0 | 2 | 1 | 1 | 2 | 1 | 1 | 0 | 1 | 5.8 | 5.8 | 0 | 0 | 5.8 | 5.8 | 5.8 | 5.8 | 5.8 | 5.8 | 0 | 5.8 | 6 | 6 | 0 | 0 | 12 | 6 | 6 | 12 | 6 | 6 | 0 | 6 | 6 | 6 | 0 | 0 | 12 | 6 | 6 | 12 | 6 | 6 | 0 | 6 | 0.158 | 0.206 | 0.019 | 0.085 | 0.542 | 0.359 | 0.15 | 0.634 | 0.156 | 0.192 | 0.11 | 0.389 | 11 | 11 | 66 | 66 | 3 | 2020
Vintage2001 | petroleum | TRUE | 20806.2023.MN.IC | 2023 | N | . | Windom | City of Windom | 20806 | MN | WNC | MRO |  | 22 | 1 | Electric Utility | IC | DFO | DFO | MISO | A | barrels | 1 | 1 | 0 | 0 | 3 | 2 | 1 | 3 | 1 | 1 | 1 | 2 | 1 | 1 | 0 | 0 | 3 | 2 | 1 | 3 | 1 | 1 | 1 | 2 | 5.8 | 5.8 | 0 | 0 | 5.8 | 5.8 | 5.8 | 5.8 | 5.8 | 5.8 | 5.8 | 5.8 | 6 | 6 | 0 | 0 | 17 | 12 | 6 | 17 | 6 | 6 | 6 | 12 | 6 | 6 | 0 | 0 | 17 | 12 | 6 | 17 | 6 | 6 | 6 | 12 | 0.418 | 0.55 | 0.049 | 0.227 | 1.446 | 0.958 | 0.4 | 1.69 | 0.417 | 0.513 | 0.293 | 1.039 | 16 | 16 | 94 | 94 | 8 | 2020
Vintage2002 | petroleum | TRUE | 21013.2024.MN.IC | 2024 | N | . | Worthington | City of Worthington - (MN) | 21013 | MN | WNC | MRO |  | 22 | 1 | Electric Utility | IC | DFO | DFO | MISO | A | barrels | 5 | 7 | 1 | 3 | 19 | 13 | 5 | 23 | 6 | 7 | 4 | 14 | 5 | 7 | 1 | 3 | 19 | 13 | 5 | 23 | 6 | 7 | 4 | 14 | 5.88 | 5.88 | 5.88 | 5.88 | 5.88 | 5.88 | 5.88 | 5.88 | 5.88 | 5.88 | 5.88 | 5.88 | 29 | 41 | 6 | 18 | 112 | 76 | 29 | 135 | 35 | 41 | 24 | 82 | 29 | 41 | 6 | 18 | 112 | 76 | 29 | 135 | 35 | 41 | 24 | 82 | 3.244 | 4.26 | 0.383 | 1.76 | 11.203 | 7.422 | 3.103 | 13.097 | 3.231 | 3.977 | 2.271 | 8.049 | 107 | 107 | 628 | 628 | 62 | 2020
Vintage2003 | onshore wind | TRUE | 21013.2024.MN.WT | 2024 | N | . | Worthington | City of Worthington - (MN) | 21013 | MN | WNC | MRO |  | 22 | 1 | Electric Utility | WT | WND | WND | MISO | A |  | 0 | 0 | 0 | 0 | 0 | 0 | 0 | 0 | 0 | 0 | 0 | 0 | 0 | 0 | 0 | 0 | 0 | 0 | 0 | 0 | 0 | 0 | 0 | 0 | 0 | 0 | 0 | 0 | 0 | 0 | 0 | 0 | 0 | 0 | 0 | 0 | 7702 | 9939 | 9879 | 8246 | 7104 | 7721 | 5234 | 7008 | 7387 | 7520 | 8878 | 8110 | 7702 | 9939 | 9879 | 8246 | 7104 | 7721 | 5234 | 7008 | 7387 | 7520 | 8878 | 8110 | 878.509 | 1133.672 | 1126.823 | 940.624 | 810.317 | 880.69 | 597.013 | 799.306 | 842.579 | 857.805 | 1012.657 | 925.005 | 0 | 0 | 94728 | 94728 | 10805 | 2020
Vintage2007 | petroleum | TRUE | 7570.2038.MN.GT | 2038 | N | . | Cambridge CT Hybrid | Great River Energy | 7570 | MN | WNC | MRO |  | 22 | 1 | Electric Utility | GT | DFO | DFO | MISO | A | barrels | 48 | 64 | 6 | 26 | 168 | 111 | 47 | 197 | 49 | 60 | 34 | 121 | 48 | 64 | 6 | 26 | 168 | 111 | 47 | 197 | 49 | 60 | 34 | 121 | 5.7 | 5.7 | 5.7 | 5.7 | 5.7 | 5.7 | 5.7 | 5.7 | 5.7 | 5.7 | 5.7 | 5.7 | 274 | 365 | 34 | 148 | 958 | 633 | 268 | 1123 | 279 | 342 | 194 | 690 | 274 | 365 | 34 | 148 | 958 | 633 | 268 | 1123 | 279 | 342 | 194 | 690 | 23.39 | 30.74 | 2.765 | 12.703 | 80.841 | 53.559 | 22.389 | 94.507 | 23.314 | 28.698 | 16.39 | 58.083 | 931 | 931 | 5308 | 5308 | 447.379 | 2020
Vintage2007 | natural gas peaker | TRUE | 7570.2038.MN.GT | 2038 | N | . | Cambridge CT Hybrid | Great River Energy | 7570 | MN | WNC | MRO |  | 22 | 1 | Electric Utility | GT | NG | NG | MISO | A | mcf | 28928 | 20344 | 19736 | 17838 | 14157 | 20997 | 27742 | 20679 | 12693 | 17737 | 13787 | 21774 | 28928 | 20344 | 19736 | 17838 | 14157 | 20997 | 27742 | 20679 | 12693 | 17737 | 13787 | 21774 | 1 | 1 | 1 | 1 | 1 | 1 | 1 | 1 | 1 | 1 | 1 | 1 | 28928 | 20344 | 19736 | 17838 | 14157 | 20997 | 27742 | 20679 | 12693 | 17737 | 13787 | 21774 | 28928 | 20344 | 19736 | 17838 | 14157 | 20997 | 27742 | 20679 | 12693 | 17737 | 13787 | 21774 | 2438.753 | 1715.067 | 1663.872 | 1503.84 | 1193.505 | 1770.145 | 2338.75 | 1743.31 | 1070.117 | 1495.343 | 1162.269 | 1835.65 | 236412 | 236412 | 236412 | 236412 | 19930.621 | 2020
Vintage2009 | petroleum | TRUE | 7570.2039.MN.GT | 2039 | N | . | Elk River | Great River Energy | 7570 | MN | WNC | MRO |  | 22 | 1 | Electric Utility | GT | DFO | DFO | MISO | M | barrels | 0 | 0 | 0 | 0 | 0 | 0 | 0 | 0 | 0 | 0 | 354 | 0 | 0 | 0 | 0 | 0 | 0 | 0 | 0 | 0 | 0 | 0 | 354 | 0 | 0 | 0 | 0 | 0 | 0 | 0 | 0 | 0 | 0 | 0 | 5.7 | 0 | 0 | 0 | 0 | 0 | 0 | 0 | 0 | 0 | 0 | 0 | 2018 | 0 | 0 | 0 | 0 | 0 | 0 | 0 | 0 | 0 | 0 | 0 | 2018 | 0 | 0 | 0 | 0 | 0 | 0 | 0 | 0 | 0 | 0 | 0 | 170.298 | 0 | 354 | 354 | 2018 | 2018 | 170.298 | 2020
Vintage2009 | natural gas peaker | TRUE | 7570.2039.MN.GT | 2039 | N | . | Elk River | Great River Energy | 7570 | MN | WNC | MRO |  | 22 | 1 | Electric Utility | GT | NG | NG | MISO | M | mcf | 0 | 0 | 0 | 0 | 11192 | 0 | 54602 | 51193 | 1449 | 24889 | 9191 | 0 | 0 | 0 | 0 | 0 | 11192 | 0 | 54602 | 51193 | 1449 | 24889 | 9191 | 0 | 0 | 0 | 0 | 0 | 1 | 0 | 1 | 1 | 1 | 1 | 1 | 0 | 0 | 0 | 0 | 0 | 11192 | 0 | 54602 | 51193 | 1449 | 24889 | 9191 | 0 | 0 | 0 | 0 | 0 | 11192 | 0 | 54602 | 51193 | 1449 | 24889 | 9191 | 0 | 0 | 0 | 0 | 0 | 900 | 0 | 4592 | 4346 | 102 | 2141 | 775.702 | 0 | 152516 | 152516 | 152516 | 152516 | 12856.702 | 2020
Vintage1978 | petroleum | TRUE | 7570.2042.MN.GT | 2042 | N | . | Maple Lake | Great River Energy | 7570 | MN | WNC | MRO |  | 22 | 1 | Electric Utility | GT | DFO | DFO | MISO | A | barrels | 49 | 64 | 6 | 26 | 168 | 111 | 46 | 196 | 48 | 60 | 34 | 121 | 49 | 64 | 6 | 26 | 168 | 111 | 46 | 196 | 48 | 60 | 34 | 121 | 5.7 | 5.7 | 5.7 | 5.7 | 5.7 | 5.7 | 5.7 | 5.7 | 5.7 | 5.7 | 5.7 | 5.7 | 279 | 365 | 34 | 148 | 958 | 633 | 262 | 1117 | 274 | 342 | 194 | 690 | 279 | 365 | 34 | 148 | 958 | 633 | 262 | 1117 | 274 | 342 | 194 | 690 | 18.299 | 24.049 | 2.163 | 9.938 | 63.244 | 41.901 | 17.516 | 73.936 | 18.239 | 22.452 | 12.822 | 45.441 | 929 | 929 | 5296 | 5296 | 350 | 2020
Vintage1994 | hard coal | TRUE | 12686.2047.MS.GT | 2047 | Y | . | Chevron Oil | Mississippi Power Co | 12686 | MS | ESC | SERC |  | 22 | 1 | Electric Utility | GT | BIT | COL | SOCO | M | short tons | 0 | 0 | 0 | 0 | 0 | 0 | 0 | 0 | 0 | 0 | 0 | 0 | 0 | 0 | 0 | 0 | 0 | 0 | 0 | 0 | 0 | 0 | 0 | 0 | 0 | 0 | 0 | 0 | 0 | 0 | 0 | 0 | 0 | 0 | 0 | 0 | 0 | 0 | 0 | 0 | 0 | 0 | 0 | 0 | 0 | 0 | 0 | 0 | 0 | 0 | 0 | 0 | 0 | 0 | 0 | 0 | 0 | 0 | 0 | 0 | 0 | 0 | 0 | 0 | 0 | 0 | 0 | 0 | 0 | 0 | 0 | 0 | 0 | 0 | 0 | 0 | 0 | 2020
Vintage1994 | petroleum | TRUE | 12686.2047.MS.GT | 2047 | Y | . | Chevron Oil | Mississippi Power Co | 12686 | MS | ESC | SERC |  | 22 | 1 | Electric Utility | GT | DFO | DFO | SOCO | M | barrels | 0 | 0 | 0 | 0 | 0 | 0 | 0 | 0 | 0 | 0 | 0 | 0 | 0 | 0 | 0 | 0 | 0 | 0 | 0 | 0 | 0 | 0 | 0 | 0 | 0 | 0 | 0 | 0 | 0 | 0 | 0 | 0 | 0 | 0 | 0 | 0 | 0 | 0 | 0 | 0 | 0 | 0 | 0 | 0 | 0 | 0 | 0 | 0 | 0 | 0 | 0 | 0 | 0 | 0 | 0 | 0 | 0 | 0 | 0 | 0 | 0 | 0 | 0 | 0 | 0 | 0 | 0 | 0 | 0 | 0 | 0 | 0 | 0 | 0 | 0 | 0 | 0 | 2020
Vintage1994 | natural gas peaker | TRUE | 12686.2047.MS.GT | 2047 | Y | . | Chevron Oil | Mississippi Power Co | 12686 | MS | ESC | SERC |  | 22 | 1 | Electric Utility | GT | NG | NG | SOCO | M | mcf | 1037734 | 1024277 | 1185246 | 1152727 | 1174334 | 1108256 | 1080130 | 1002394 | 981552 | 1190859 | 1150631 | 1186607 | 929463 | 909777 | 1037107 | 1008870 | 1024577 | 958852 | 938271 | 837386 | 783942 | 1033320 | 1002407 | 1045260 | 1.018 | 1.018 | 1.013 | 1.013 | 1.013 | 1.013 | 1.013 | 1.027 | 1.029 | 1.025 | 1.025 | 1.025 | 1056413 | 1042714 | 1200654 | 1167712 | 1189600 | 1122663 | 1094172 | 1029459 | 1010017 | 1220630 | 1179397 | 1216272 | 946193 | 926153 | 1050589 | 1021985 | 1037896 | 971317 | 950469 | 859995 | 806676 | 1059153 | 1027467 | 1071391 | 82435 | 80687 | 91540 | 89035 | 90382 | 84545 | 82702 | 74827 | 70301 | 92250 | 89514 | 93365 | 13274747 | 11509232 | 13529703 | 11729284 | 1021583 | 2020
Vintage1971 | natural gas peaker | TRUE | 12686.2048.MS.GT | 2048 | N | . | Sweatt | Mississippi Power Co | 12686 | MS | ESC | SERC |  | 22 | 1 | Electric Utility | GT | NG | NG | SOCO | A | mcf | 11405 | 11698 | 9249 | 9083 | 11191 | 11681 | 13373 | 13197 | 10985 | 10186 | 8799 | 10399 | 11405 | 11698 | 9249 | 9083 | 11191 | 11681 | 13373 | 13197 | 10985 | 10186 | 8799 | 10399 | 1.039 | 1.039 | 1.039 | 1.039 | 1.039 | 1.039 | 1.039 | 1.039 | 1.039 | 1.039 | 1.039 | 1.039 | 11850 | 12154 | 9610 | 9437 | 11627 | 12137 | 13895 | 13712 | 11413 | 10583 | 9142 | 10805 | 11850 | 12154 | 9610 | 9437 | 11627 | 12137 | 13895 | 13712 | 11413 | 10583 | 9142 | 10805 | 766.632 | 786.297 | 621.724 | 610.555 | 752.222 | 785.172 | 898.885 | 887.047 | 738.379 | 684.655 | 591.417 | 699.015 | 131246 | 131246 | 136365 | 136365 | 8822 | 2020
Vintage1970 | natural gas peaker | TRUE | 12686.2049.MS.GT | 2049 | N | . | Jack Watson | Mississippi Power Co | 12686 | MS | ESC | SERC |  | 22 | 1 | Electric Utility | GT | NG | NG | SOCO | M | mcf | 2713 | 2444 | 276 | 283 | 3861 | 1704 | 2561 | 2657 | 3410 | 15276 | 4370 | 19391 | 2713 | 2444 | 276 | 283 | 3861 | 1704 | 2561 | 2657 | 3410 | 15276 | 4370 | 19391 | 1.034 | 1.031 | 1.026 | 1.025 | 1.025 | 1.035 | 1.037 | 1.043 | 1.042 | 1.045 | 1.038 | 1.042 | 2805 | 2520 | 283 | 290 | 3958 | 1764 | 2656 | 2771 | 3553 | 15963 | 4536 | 20205 | 2805 | 2520 | 283 | 290 | 3958 | 1764 | 2656 | 2771 | 3553 | 15963 | 4536 | 20205 | 170 | 154 | -7 | -6 | 237 | 90 | 147 | 156 | 200 | 996 | 264 | 1437 | 58946 | 58946 | 61304 | 61304 | 3838 | 2020
Vintage1973 | natural gas steam turbine | TRUE | 12686.2049.MS.ST | 2049 | N | . | Jack Watson | Mississippi Power Co | 12686 | MS | ESC | SERC |  | 22 | 1 | Electric Utility | ST | NG | NG | SOCO | M | mcf | 1852662 | 1693012 | 2228996 | 1828931 | 1703550 | 2446535 | 3228291 | 2885257 | 2675431 | 1628572 | 228490 | 1111411 | 1852662 | 1693012 | 2228996 | 1828931 | 1703550 | 2446535 | 3228291 | 2885257 | 2675431 | 1628572 | 228490 | 1111411 | 1.034 | 1.031 | 1.026 | 1.025 | 1.025 | 1.035 | 1.037 | 1.043 | 1.042 | 1.045 | 1.038 | 1.042 | 1915653 | 1745495 | 2286950 | 1874654 | 1746139 | 2532164 | 3347738 | 3009323 | 2787799 | 1701858 | 237173 | 1158090 | 1915653 | 1745495 | 2286950 | 1874654 | 1746139 | 2532164 | 3347738 | 3009323 | 2787799 | 1701858 | 237173 | 1158090 | 168924 | 152272 | 208576 | 163880 | 156527 | 232219 | 316509 | 286743 | 259620 | 164530 | 18559 | 102654 | 23511138 | 23511138 | 24343036 | 24343036 | 2231013 | 2020
Vintage1967 | petroleum | TRUE | 12685.2050.MS.ST | 2050 | N | . | Baxter Wilson | Entergy Mississippi LLC | 12685 | MS | ESC | SERC |  | 22 | 1 | Electric Utility | ST | DFO | DFO | MISO | M | barrels | 0 | 358 | 136 | 426 | 142 | 142 | 390 | 257 | 11 | 223 | 172 | 100 | 0 | 358 | 136 | 426 | 142 | 142 | 390 | 257 | 11 | 223 | 172 | 100 | 0 | 5.9 | 5.9 | 5.9 | 5.9 | 5.9 | 5.9 | 5.9 | 5.9 | 5.9 | 5.9 | 5.9 | 0 | 2112 | 802 | 2513 | 838 | 838 | 2301 | 1516 | 65 | 1316 | 1015 | 590 | 0 | 2112 | 802 | 2513 | 838 | 838 | 2301 | 1516 | 65 | 1316 | 1015 | 590 | -0.107 | -112 | 71.492 | 245.484 | 80.716 | 83.053 | 217.159 | 142.15 | 6.36 | 125.738 | 93.148 | 57.657 | 2357 | 2357 | 13906 | 13906 | 1010.85 | 2020
Vintage1967 | natural gas steam turbine | TRUE | 12685.2050.MS.ST | 2050 | N | . | Baxter Wilson | Entergy Mississippi LLC | 12685 | MS | ESC | SERC |  | 22 | 1 | Electric Utility | ST | NG | NG | MISO | M | mcf | 0 | 0 | 579431 | 2044026 | 2047995 | 1803399 | 1140232 | 1966512 | 1622554 | 1569599 | 1017032 | 976666 | 0 | 0 | 579431 | 2044026 | 2047995 | 1803399 | 1140232 | 1966512 | 1622554 | 1569599 | 1017032 | 976666 | 0 | 0 | 1.079 | 1.083 | 1.082 | 1.082 | 1.084 | 1.081 | 1.087 | 1.09 | 1.088 | 1.087 | 0 | 0 | 625206 | 2213680 | 2215931 | 1951278 | 1236011 | 2125799 | 1763716 | 1710863 | 1106531 | 1061636 | 0 | 0 | 625206 | 2213680 | 2215931 | 1951278 | 1236011 | 2125799 | 1763716 | 1710863 | 1106531 | 1061636 | -273.893 | 0 | 55704.508 | 216210.52 | 213489.28 | 193434.95 | 116649.84 | 199288.85 | 172847.64 | 163503.26 | 101567.85 | 103747.34 | 14767446 | 14767446 | 16010651 | 16010651 | 1536170.2 | 2020
Vintage1967 | petroleum | TRUE | 12685.2050.MS.ST | 2050 | N | . | Baxter Wilson | Entergy Mississippi LLC | 12685 | MS | ESC | SERC |  | 22 | 1 | Electric Utility | ST | RFO | RFO | MISO | M | barrels | 0 | 0 | 0 | 0 | 0 | 0 | 0 | 0 | 0 | 0 | 0 | 0 | 0 | 0 | 0 | 0 | 0 | 0 | 0 | 0 | 0 | 0 | 0 | 0 | 0 | 0 | 0 | 0 | 0 | 0 | 0 | 0 | 0 | 0 | 0 | 0 | 0 | 0 | 0 | 0 | 0 | 0 | 0 | 0 | 0 | 0 | 0 | 0 | 0 | 0 | 0 | 0 | 0 | 0 | 0 | 0 | 0 | 0 | 0 | 0 | 0 | 0 | 0 | 0 | 0 | 0 | 0 | 0 | 0 | 0 | 0 | 0 | 0 | 0 | 0 | 0 | 0 | 2020
Vintage1996 | petroleum | TRUE | 3702.2059.MS.CA | 2059 | N | . | L L Wilkins | Clarksdale Public Utilities | 3702 | MS | ESC | SERC |  | 22 | 1 | Electric Utility | CA | DFO | DFO | MISO | A | barrels | 0 | 0 | 0 | 0 | 0 | 0 | 0 | 0 | 0 | 0 | 0 | 0 | 0 | 0 | 0 | 0 | 0 | 0 | 0 | 0 | 0 | 0 | 0 | 0 | 0 | 0 | 0 | 0 | 0 | 0 | 0 | 0 | 0 | 0 | 0 | 0 | 0 | 0 | 0 | 0 | 0 | 0 | 0 | 0 | 0 | 0 | 0 | 0 | 0 | 0 | 0 | 0 | 0 | 0 | 0 | 0 | 0 | 0 | 0 | 0 | 0 | 0 | 0 | 0 | 0 | 0 | 0 | 0 | 0 | 0 | 0 | 0 | 0 | 0 | 0 | 0 | 0 | 2020
Vintage1996 | natural gas combined cycle | TRUE | 3702.2059.MS.CA | 2059 | N | . | L L Wilkins | Clarksdale Public Utilities | 3702 | MS | ESC | SERC |  | 22 | 1 | Electric Utility | CA | NG | NG | MISO | AM | mcf | 0 | 0 | 0 | 0 | 0 | 0 | 848 | 447 | 0 | 0 | 0 | 0 | 0 | 0 | 0 | 0 | 0 | 0 | 848 | 447 | 0 | 0 | 0 | 0 | 0 | 0 | 0 | 0 | 0 | 0 | 1 | 1 | 0 | 0 | 0 | 0 | 0 | 0 | 0 | 0 | 0 | 0 | 848 | 447 | 0 | 0 | 0 | 0 | 0 | 0 | 0 | 0 | 0 | 0 | 848 | 447 | 0 | 0 | 0 | 0 | 0 | 0 | 0 | 0 | 0 | 0 | 0 | 0 | 0 | 0 | 0 | 0 | 1295 | 1295 | 1295 | 1295 | 0 | 2020
Vintage1971 | petroleum | TRUE | 3702.2059.MS.CS | 2059 | N | . | L L Wilkins | Clarksdale Public Utilities | 3702 | MS | ESC | SERC |  | 22 | 1 | Electric Utility | CS | DFO | DFO | MISO | AM | barrels | 0 | 0 | 0 | 0 | 0 | 0 | 0 | 0 | 0 | 0 | 0 | 0 | 0 | 0 | 0 | 0 | 0 | 0 | 0 | 0 | 0 | 0 | 0 | 0 | 0 | 0 | 0 | 0 | 0 | 0 | 0 | 0 | 0 | 0 | 0 | 0 | 0 | 0 | 0 | 0 | 0 | 0 | 0 | 0 | 0 | 0 | 0 | 0 | 0 | 0 | 0 | 0 | 0 | 0 | 0 | 0 | 0 | 0 | 0 | 0 | 0 | 0 | 0 | 0 | 0 | 0 | 0 | 0 | 0 | 0 | 0 | 0 | 0 | 0 | 0 | 0 | 0 | 2020
Vintage1971 | natural gas combined cycle | TRUE | 3702.2059.MS.CS | 2059 | N | . | L L Wilkins | Clarksdale Public Utilities | 3702 | MS | ESC | SERC |  | 22 | 1 | Electric Utility | CS | NG | NG | MISO | AM | mcf | 0 | 0 | 0 | 0 | 0 | 0 | 590 | 1290 | 0 | 0 | 0 | 0 | 0 | 0 | 0 | 0 | 0 | 0 | 590 | 1290 | 0 | 0 | 0 | 0 | 0 | 0 | 0 | 0 | 0 | 0 | 1 | 1 | 0 | 0 | 0 | 0 | 0 | 0 | 0 | 0 | 0 | 0 | 590 | 1290 | 0 | 0 | 0 | 0 | 0 | 0 | 0 | 0 | 0 | 0 | 590 | 1290 | 0 | 0 | 0 | 0 | 0 | 0 | 0 | 0 | 0 | 0 | 35 | 88 | 0 | 0 | 0 | 0 | 1880 | 1880 | 1880 | 1880 | 123 | 2020
Vintage1965 | petroleum | TRUE | 3702.2059.MS.CT | 2059 | N | . | L L Wilkins | Clarksdale Public Utilities | 3702 | MS | ESC | SERC |  | 22 | 1 | Electric Utility | CT | DFO | DFO | MISO | AM | barrels | 0 | 0 | 0 | 0 | 0 | 0 | 0 | 0 | 0 | 0 | 0 | 0 | 0 | 0 | 0 | 0 | 0 | 0 | 0 | 0 | 0 | 0 | 0 | 0 | 0 | 0 | 0 | 0 | 0 | 0 | 0 | 0 | 0 | 0 | 0 | 0 | 0 | 0 | 0 | 0 | 0 | 0 | 0 | 0 | 0 | 0 | 0 | 0 | 0 | 0 | 0 | 0 | 0 | 0 | 0 | 0 | 0 | 0 | 0 | 0 | 0 | 0 | 0 | 0 | 0 | 0 | 0 | 0 | 0 | 0 | 0 | 0 | 0 | 0 | 0 | 0 | 0 | 2020
Vintage1965 | natural gas combined cycle | TRUE | 3702.2059.MS.CT | 2059 | N | . | L L Wilkins | Clarksdale Public Utilities | 3702 | MS | ESC | SERC |  | 22 | 1 | Electric Utility | CT | NG | NG | MISO | AM | mcf | 0 | 0 | 0 | 0 | 0 | 0 | 0 | 0 | 0 | 0 | 0 | 0 | 0 | 0 | 0 | 0 | 0 | 0 | 0 | 0 | 0 | 0 | 0 | 0 | 0 | 0 | 0 | 0 | 0 | 0 | 0 | 0 | 0 | 0 | 0 | 0 | 0 | 0 | 0 | 0 | 0 | 0 | 0 | 0 | 0 | 0 | 0 | 0 | 0 | 0 | 0 | 0 | 0 | 0 | 0 | 0 | 0 | 0 | 0 | 0 | 0 | 0 | 0 | 0 | 0 | 0 | 48 | 36 | 0 | 0 | 0 | 0 | 0 | 0 | 0 | 0 | 84 | 2020
Vintage0 | natural gas steam turbine | TRUE | 3702.2059.MS.ST | 2059 | N | . | L L Wilkins | Clarksdale Public Utilities | 3702 | MS | ESC | SERC |  | 22 | 1 | Electric Utility | ST | NG | NG | MISO | AM | mcf | 0 | 0 | 0 | 0 | 0 | 0 | 0 | 0 | 0 | . | 0 | 0 | 0 | 0 | 0 | 0 | 0 | 0 | 0 | 0 | 0 | . | 0 | 0 | 0 | 0 | 0 | 0 | 0 | 0 | 0 | 0 | 0 | . | 0 | 0 | 0 | 0 | 0 | 0 | 0 | 0 | 0 | 0 | 0 | . | 0 | 0 | 0 | 0 | 0 | 0 | 0 | 0 | 0 | 0 | 0 | . | 0 | 0 | 0 | 0 | 0 | 0 | 0 | 0 | 0 | 0 | 0 | . | 0 | 0 | 0 | 0 | 0 | 0 | 0 | 2020
Vintage1954 | petroleum | TRUE | 21095.2067.MS.CA | 2067 | N | . | Yazoo | Public Serv Comm of Yazoo City | 21095 | MS | ESC | SERC |  | 22 | 1 | Electric Utility | CA | DFO | DFO | MISO | A | barrels | 0 | 0 | 0 | 0 | 0 | 0 | 0 | 0 | 0 | 0 | 0 | 0 | 0 | 0 | 0 | 0 | 0 | 0 | 0 | 0 | 0 | 0 | 0 | 0 | 0 | 0 | 0 | 0 | 0 | 0 | 0 | 0 | 0 | 0 | 0 | 0 | 0 | 0 | 0 | 0 | 0 | 0 | 0 | 0 | 0 | 0 | 0 | 0 | 0 | 0 | 0 | 0 | 0 | 0 | 0 | 0 | 0 | 0 | 0 | 0 | 0 | 0 | 0 | 0 | 0 | 0 | 0 | 0 | 0 | 0 | 0 | 0 | 0 | 0 | 0 | 0 | 0 | 2020
Vintage1954 | natural gas combined cycle | TRUE | 21095.2067.MS.CA | 2067 | N | . | Yazoo | Public Serv Comm of Yazoo City | 21095 | MS | ESC | SERC |  | 22 | 1 | Electric Utility | CA | NG | NG | MISO | AM | mcf | 0 | 0 | 0 | 0 | 0 | 0 | 0 | 0 | 0 | 0 | 0 | 0 | 0 | 0 | 0 | 0 | 0 | 0 | 0 | 0 | 0 | 0 | 0 | 0 | 0 | 0 | 0 | 0 | 0 | 0 | 0 | 0 | 0 | 0 | 0 | 0 | 0 | 0 | 0 | 0 | 0 | 0 | 0 | 0 | 0 | 0 | 0 | 0 | 0 | 0 | 0 | 0 | 0 | 0 | 0 | 0 | 0 | 0 | 0 | 0 | 0 | 0 | 0 | 0 | 0 | 0 | 0 | 0 | 0 | 0 | 0 | 0 | 0 | 0 | 0 | 0 | 0 | 2020
Vintage1968 | petroleum | TRUE | 21095.2067.MS.CT | 2067 | N | . | Yazoo | Public Serv Comm of Yazoo City | 21095 | MS | ESC | SERC |  | 22 | 1 | Electric Utility | CT | DFO | DFO | MISO | AM | barrels | 0 | 0 | 0 | 0 | 0 | 0 | 0 | 0 | 0 | 0 | 0 | 0 | 0 | 0 | 0 | 0 | 0 | 0 | 0 | 0 | 0 | 0 | 0 | 0 | 0 | 0 | 0 | 0 | 0 | 0 | 0 | 0 | 0 | 0 | 0 | 0 | 0 | 0 | 0 | 0 | 0 | 0 | 0 | 0 | 0 | 0 | 0 | 0 | 0 | 0 | 0 | 0 | 0 | 0 | 0 | 0 | 0 | 0 | 0 | 0 | 0 | 0 | 0 | 0 | 0 | 0 | 0 | 0 | 0 | 0 | 0 | 0 | 0 | 0 | 0 | 0 | 0 | 2020
Vintage1968 | natural gas combined cycle | TRUE | 21095.2067.MS.CT | 2067 | N | . | Yazoo | Public Serv Comm of Yazoo City | 21095 | MS | ESC | SERC |  | 22 | 1 | Electric Utility | CT | NG | NG | MISO | AM | mcf | 0 | 0 | 0 | 0 | 0 | 0 | 0 | 0 | 0 | 0 | 0 | 0 | 0 | 0 | 0 | 0 | 0 | 0 | 0 | 0 | 0 | 0 | 0 | 0 | 0 | 0 | 0 | 0 | 0 | 0 | 0 | 0 | 0 | 0 | 0 | 0 | 0 | 0 | 0 | 0 | 0 | 0 | 0 | 0 | 0 | 0 | 0 | 0 | 0 | 0 | 0 | 0 | 0 | 0 | 0 | 0 | 0 | 0 | 0 | 0 | 0 | 0 | 0 | 0 | 0 | 0 | 0 | 0 | 0 | 0 | 0 | 0 | 0 | 0 | 0 | 0 | 0 | 2020
Vintage2020 | natural gas peaker | TRUE | 17568.2068.MS.IC | 2068 | N | . | Benndale | Cooperative Energy | 17568 | MS | ESC | SERC |  | 22 | 1 | Electric Utility | IC | NG | NG | MISO | A | mcf | . | . | . | 31878 | 39275 | 40996 | 46933 | 46315 | 38553 | 35748 | 30879 | 36497 | . | . | . | 31878 | 39275 | 40996 | 46933 | 46315 | 38553 | 35748 | 30879 | 36497 | . | . | . | 1.03 | 1.03 | 1.03 | 1.03 | 1.03 | 1.03 | 1.03 | 1.03 | 1.03 | . | . | . | 32834 | 40453 | 42226 | 48341 | 47704 | 39710 | 36820 | 31805 | 37592 | . | . | . | 32834 | 40453 | 42226 | 48341 | 47704 | 39710 | 36820 | 31805 | 37592 | . | . | . | 3623.462 | 4464.213 | 4659.757 | 5334.61 | 5264.356 | 4382.055 | 4063.223 | 3509.882 | 4148.442 | 347074 | 347074 | 357485 | 357485 | 39450 | 2020
Vintage1970 | natural gas combined cycle | TRUE | 17568.2070.MS.CA | 2070 | N | . | Moselle | Cooperative Energy | 17568 | MS | ESC | SERC |  | 22 | 1 | Electric Utility | CA | NG | NG | MISO | M | mcf | 174860 | 150905 | 147720 | 141815 | 172796 | 130503 | 109273 | 144099 | 100526 | 23310 | 137013 | . | 174860 | 150905 | 147720 | 141815 | 172796 | 130503 | 109273 | 144099 | 100526 | 23310 | 137013 | . | 1.036 | 1.037 | 1.016 | 1.019 | 1.014 | 1.014 | 1.014 | 1.014 | 1.014 | 1.016 | 1.015 | . | 181155 | 156488 | 150084 | 144509 | 175215 | 132330 | 110803 | 146116 | 101933 | 23683 | 139068 | . | 181155 | 156488 | 150084 | 144509 | 175215 | 132330 | 110803 | 146116 | 101933 | 23683 | 139068 | . | 78243 | 66418 | 61492 | 63822 | 77493 | 53434 | 44931 | 70454 | 45332 | 14673 | 64320 | . | 1432820 | 1432820 | 1461384 | 1461384 | 640612 | 2020
Vintage2012 | natural gas combined cycle | TRUE | 17568.2070.MS.CT | 2070 | N | . | Moselle | Cooperative Energy | 17568 | MS | ESC | SERC |  | 22 | 1 | Electric Utility | CT | NG | NG | MISO | M | mcf | 1423827 | 1146614 | 1083066 | 1145403 | 1371387 | 882811 | 795914 | 1262952 | 783382 | 291795 | 1224781 | . | 1423827 | 1146614 | 1083066 | 1145403 | 1371387 | 882811 | 795914 | 1262952 | 783382 | 291795 | 1224781 | . | 1.036 | 1.037 | 1.016 | 1.019 | 1.014 | 1.014 | 1.014 | 1.014 | 1.014 | 1.016 | 1.015 | . | 1475085 | 1189039 | 1100395 | 1167166 | 1390586 | 895170 | 807057 | 1280633 | 794349 | 296464 | 1243153 | . | 1475085 | 1189039 | 1100395 | 1167166 | 1390586 | 895170 | 807057 | 1280633 | 794349 | 296464 | 1243153 | . | 122053 | 97234 | 88201 | 93426 | 110835 | 71378 | 62239 | 100765 | 63601 | 23460 | 99084 | . | 11411932 | 11411932 | 11639097 | 11639097 | 932276 | 2020
Vintage2006 | petroleum | TRUE | 17568.2070.MS.GT | 2070 | N | . | Moselle | Cooperative Energy | 17568 | MS | ESC | SERC |  | 22 | 1 | Electric Utility | GT | DFO | DFO | MISO | M | barrels | 0 | 0 | 0 | 0 | 0 | 0 | 0 | 0 | 0 | 0 | 0 | . | 0 | 0 | 0 | 0 | 0 | 0 | 0 | 0 | 0 | 0 | 0 | . | 0 | 0 | 0 | 0 | 0 | 0 | 0 | 0 | 0 | 0 | 0 | . | 0 | 0 | 0 | 0 | 0 | 0 | 0 | 0 | 0 | 0 | 0 | . | 0 | 0 | 0 | 0 | 0 | 0 | 0 | 0 | 0 | 0 | 0 | . | 0 | 0 | 0 | 0 | 0 | 0 | 0 | 0 | 0 | 0 | 0 | . | 0 | 0 | 0 | 0 | 0 | 2020
Vintage2006 | natural gas peaker | TRUE | 17568.2070.MS.GT | 2070 | N | . | Moselle | Cooperative Energy | 17568 | MS | ESC | SERC |  | 22 | 1 | Electric Utility | GT | NG | NG | MISO | M | mcf | 18925 | 37916 | 33790 | 15526 | 18821 | 122098 | 112465 | 46309 | 21697 | 192509 | 103173 | . | 18925 | 37916 | 33790 | 15526 | 18821 | 122098 | 112465 | 46309 | 21697 | 192509 | 103173 | . | 1.036 | 1.04 | 1.015 | 1.016 | 1.015 | 1.015 | 1.011 | 1.011 | 1.013 | 1.013 | 1.014 | . | 19606 | 39433 | 34297 | 15774 | 19103 | 123929 | 113702 | 46818 | 21979 | 195012 | 104617 | . | 19606 | 39433 | 34297 | 15774 | 19103 | 123929 | 113702 | 46818 | 21979 | 195012 | 104617 | . | 1552 | 3205 | 2780 | 1212 | 1512 | 9910 | 8971 | 3775 | 1791 | 15702 | 7173 | . | 723229 | 723229 | 734270 | 734270 | 57583 | 2020
Vintage1970 | natural gas steam turbine | TRUE | 17568.2070.MS.ST | 2070 | N | . | Moselle | Cooperative Energy | 17568 | MS | ESC | SERC |  | 22 | 1 | Electric Utility | ST | NG | NG | MISO | M | mcf | 0 | 4594 | 2620 | 5284 | 1236 | 30919 | 25280 | 32632 | 6312 | 42735 | 11222 | . | 0 | 4594 | 2620 | 5284 | 1236 | 30919 | 25280 | 32632 | 6312 | 42735 | 11222 | . | 0 | 1.04 | 1.015 | 1.016 | 1.015 | 1.015 | 1.011 | 1.011 | 1.014 | 1.013 | 1.014 | . | 0 | 4778 | 2659 | 5369 | 1255 | 31383 | 25558 | 32991 | 6400 | 43291 | 11379 | . | 0 | 4778 | 2659 | 5369 | 1255 | 31383 | 25558 | 32991 | 6400 | 43291 | 11379 | . | 0 | 311 | 157 | 430 | 118 | 2582 | 1976 | 2572 | 451 | 3365 | 743 | . | 162834 | 162834 | 165063 | 165063 | 12705 | 2020
Vintage1970 | petroleum | TRUE | 17568.2070.MS.ST | 2070 | N | . | Moselle | Cooperative Energy | 17568 | MS | ESC | SERC |  | 22 | 1 | Electric Utility | ST | RFO | RFO | MISO | M | barrels | 0 | 0 | 0 | 0 | 0 | 0 | 0 | 0 | 0 | 0 | 0 | . | 0 | 0 | 0 | 0 | 0 | 0 | 0 | 0 | 0 | 0 | 0 | . | 0 | 0 | 0 | 0 | 0 | 0 | 0 | 0 | 0 | 0 | 0 | . | 0 | 0 | 0 | 0 | 0 | 0 | 0 | 0 | 0 | 0 | 0 | . | 0 | 0 | 0 | 0 | 0 | 0 | 0 | 0 | 0 | 0 | 0 | . | 0 | 0 | 0 | 0 | 0 | 0 | 0 | 0 | 0 | 0 | 0 | . | 0 | 0 | 0 | 0 | 0 | 2020
Vintage0 | hard coal | TRUE | 5860.2076.MO.ST | 2076 | N | . | Asbury | Empire District Electric Co | 5860 | MO | WNC | MRO |  | 22 | 1 | Electric Utility | ST | BIT | COL | SWPP | M | short tons | 0 | 0 | 0 | 0 | . | . | . | . | . | . | . | . | 0 | 0 | 0 | 0 | . | . | . | . | . | . | . | . | 0 | 0 | 0 | 0 | . | . | . | . | . | . | . | . | 0 | 0 | 0 | 0 | . | . | . | . | . | . | . | . | 0 | 0 | 0 | 0 | . | . | . | . | . | . | . | . | 0 | 0 | 0 | 0 | . | . | . | . | . | . | . | . | 0 | 0 | 0 | 0 | 0 | 2020
Vintage0 | petroleum | TRUE | 5860.2076.MO.ST | 2076 | N | . | Asbury | Empire District Electric Co | 5860 | MO | WNC | MRO |  | 22 | 1 | Electric Utility | ST | DFO | DFO | SWPP | M | barrels | 0 | 0 | 0 | 0 | . | . | . | . | . | . | . | . | 0 | 0 | 0 | 0 | . | . | . | . | . | . | . | . | 0 | 0 | 0 | 0 | . | . | . | . | . | . | . | . | 0 | 0 | 0 | 0 | . | . | . | . | . | . | . | . | 0 | 0 | 0 | 0 | . | . | . | . | . | . | . | . | 0 | 0 | 0 | 0 | . | . | . | . | . | . | . | . | 0 | 0 | 0 | 0 | 0 | 2020
Vintage0 | hard coal | TRUE | 5860.2076.MO.ST | 2076 | N | . | Asbury | Empire District Electric Co | 5860 | MO | WNC | MRO |  | 22 | 1 | Electric Utility | ST | SUB | COL | SWPP | M | short tons | 0 | 0 | 0 | 0 | . | . | . | . | . | . | . | . | 0 | 0 | 0 | 0 | . | . | . | . | . | . | . | . | 0 | 0 | 0 | 0 | . | . | . | . | . | . | . | . | 0 | 0 | 0 | 0 | . | . | . | . | . | . | . | . | 0 | 0 | 0 | 0 | . | . | . | . | . | . | . | . | 0 | 0 | 0 | 0 | . | . | . | . | . | . | . | . | 0 | 0 | 0 | 0 | 0 | 2020
Vintage0 | other | TRUE | 5860.2076.MO.ST | 2076 | N | . | Asbury | Empire District Electric Co | 5860 | MO | WNC | MRO |  | 22 | 1 | Electric Utility | ST | TDF | OTH | SWPP | M | short tons | 0 | 0 | 0 | 0 | . | . | . | . | . | . | . | . | 0 | 0 | 0 | 0 | . | . | . | . | . | . | . | . | 0 | 0 | 0 | 0 | . | . | . | . | . | . | . | . | 0 | 0 | 0 | 0 | . | . | . | . | . | . | . | . | 0 | 0 | 0 | 0 | . | . | . | . | . | . | . | . | 0 | 0 | 0 | 0 | . | . | . | . | . | . | . | . | 0 | 0 | 0 | 0 | 0 | 2020
Vintage2000 | natural gas combined cycle | TRUE | 10000.2079.MO.CA | 2079 | N | . | Hawthorn | Evergy Metro | 10000 | MO | WNC | MRO |  | 22 | 1 | Electric Utility | CA | NG | NG | SWPP | M | mcf | 0 | 0 | 0 | 0 | 0 | 2704 | 4159 | 6944 | 18 | 901 | 0 | 0 | 0 | 0 | 0 | 0 | 0 | 2704 | 4159 | 6944 | 18 | 901 | 0 | 0 | 0 | 0 | 0 | 0 | 0 | 1 | 1 | 1 | 1 | 1 | 0 | 0 | 0 | 0 | 0 | 0 | 0 | 2704 | 4159 | 6944 | 18 | 901 | 0 | 0 | 0 | 0 | 0 | 0 | 0 | 2704 | 4159 | 6944 | 18 | 901 | 0 | 0 | 0 | 0 | 0 | 0 | 0 | 3689 | 12283 | 10288 | 1752 | 6165 | 0 | 0 | 14726 | 14726 | 14726 | 14726 | 34177 | 2020
Vintage1997 | natural gas combined cycle | TRUE | 10000.2079.MO.CT | 2079 | N | . | Hawthorn | Evergy Metro | 10000 | MO | WNC | MRO |  | 22 | 1 | Electric Utility | CT | NG | NG | SWPP | M | mcf | 0 | 0 | 0 | 0 | 0 | 143551 | 391202 | 327072 | 90499 | 221767 | 0 | 0 | 0 | 0 | 0 | 0 | 0 | 143551 | 391202 | 327072 | 90499 | 221767 | 0 | 0 | 0 | 0 | 0 | 0 | 0 | 1 | 1 | 1 | 1 | 1 | 0 | 0 | 0 | 0 | 0 | 0 | 0 | 143551 | 391202 | 327072 | 90499 | 221767 | 0 | 0 | 0 | 0 | 0 | 0 | 0 | 143551 | 391202 | 327072 | 90499 | 221767 | 0 | 0 | 0 | 0 | 0 | 0 | 0 | 10800 | 33127 | 26566 | 6722 | 17862 | 0 | 0 | 1174091 | 1174091 | 1174091 | 1174091 | 95077 | 2020
Vintage2000 | natural gas peaker | TRUE | 10000.2079.MO.GT | 2079 | N | . | Hawthorn | Evergy Metro | 10000 | MO | WNC | MRO |  | 22 | 1 | Electric Utility | GT | NG | NG | SWPP | M | mcf | 12039 | 16609 | 82281 | 81711 | 24622 | 210356 | 324492 | 208852 | 69515 | 206012 | 38797 | 9609 | 12039 | 16609 | 82281 | 81711 | 24622 | 210356 | 324492 | 208852 | 69515 | 206012 | 38797 | 9609 | 1 | 1 | 1 | 1 | 1 | 1 | 1 | 1 | 1 | 1 | 1 | 1 | 12039 | 16609 | 82281 | 81711 | 24622 | 210356 | 324492 | 208852 | 69515 | 206012 | 38797 | 9609 | 12039 | 16609 | 82281 | 81711 | 24622 | 210356 | 324492 | 208852 | 69515 | 206012 | 38797 | 9609 | 746 | 1109 | 6039 | 6174 | 1347 | 17125 | 26174 | 15563 | 5438 | 15393 | 2693 | 571 | 1284895 | 1284895 | 1284895 | 1284895 | 98372 | 2020
Vintage1969 | natural gas steam turbine | TRUE | 10000.2079.MO.ST | 2079 | N | . | Hawthorn | Evergy Metro | 10000 | MO | WNC | MRO |  | 22 | 1 | Electric Utility | ST | NG | NG | SWPP | M | mcf | 7365 | 7129 | 3296 | 0 | 44527 | 2262 | 5884 | 7537 | 13051 | 15659 | 14751 | 28721 | 7365 | 7129 | 3296 | 0 | 44527 | 2262 | 5884 | 7537 | 13051 | 15659 | 14751 | 28721 | 1 | 1 | 1 | 0 | 1 | 1 | 1 | 1 | 1 | 1 | 1 | 1 | 7365 | 7129 | 3296 | 0 | 44527 | 2262 | 5884 | 7537 | 13051 | 15659 | 14751 | 28721 | 7365 | 7129 | 3296 | 0 | 44527 | 2262 | 5884 | 7537 | 13051 | 15659 | 14751 | 28721 | 692.027 | 645.794 | 271.057 | 0 | 3811.792 | 214.619 | 522.118 | 694.883 | 1206.88 | 1490.263 | 1387.824 | 2716.325 | 150182 | 150182 | 150182 | 150182 | 13653.582 | 2020
Vintage1969 | hard coal | TRUE | 10000.2079.MO.ST | 2079 | N | . | Hawthorn | Evergy Metro | 10000 | MO | WNC | MRO |  | 22 | 1 | Electric Utility | ST | SUB | COL | SWPP | M | short tons | 110131 | 130576 | 21856 | 0 | 63742 | 94059 | 34500 | 184061 | 141313 | 155172 | 133489 | 131704 | 110131 | 130576 | 21856 | 0 | 63742 | 94059 | 34500 | 184061 | 141313 | 155172 | 133489 | 131704 | 17.812 | 17.786 | 17.868 | 0 | 17.924 | 18.062 | 17.94 | 17.94 | 17.76 | 17.826 | 17.77 | 18.06 | 1961653 | 2322425 | 390523 | 0 | 1142512 | 1698894 | 618930 | 3302054 | 2509719 | 2766096 | 2372100 | 2378574 | 1961653 | 2322425 | 390523 | 0 | 1142512 | 1698894 | 618930 | 3302054 | 2509719 | 2766096 | 2372100 | 2378574 | 184319.97 | 210381.21 | 32115.943 | 0 | 97806.208 | 161191.38 | 54920.882 | 304437.12 | 232084.12 | 263248.74 | 223175.18 | 224956.68 | 1200603 | 1200603 | 21463480 | 21463480 | 1988637.4 | 2020
Vintage1977 | petroleum | TRUE | 10000.2081.MO.GT | 2081 | N | . | Northeast (MO) | Evergy Metro | 10000 | MO | WNC | MRO |  | 22 | 1 | Electric Utility | GT | DFO | DFO | SWPP | A | barrels | 2486 | 2585 | 2208 | 2504 | 2886 | 3480 | 1775 | 2878 | 2204 | 2750 | 3694 | 2945 | 2486 | 2585 | 2208 | 2504 | 2886 | 3480 | 1775 | 2878 | 2204 | 2750 | 3694 | 2945 | 5.748 | 5.748 | 5.748 | 5.748 | 5.748 | 5.748 | 5.748 | 5.748 | 5.748 | 5.748 | 5.748 | 5.748 | 14290 | 14859 | 12692 | 14393 | 16589 | 20003 | 10203 | 16543 | 12669 | 15807 | 21233 | 16928 | 14290 | 14859 | 12692 | 14393 | 16589 | 20003 | 10203 | 16543 | 12669 | 15807 | 21233 | 16928 | 489.22 | 508.645 | 434.587 | 492.856 | 568.012 | 684.73 | 349.362 | 566.332 | 433.756 | 541.175 | 726.869 | 579.456 | 32395 | 32395 | 186209 | 186209 | 6375 | 2020
Vintage1985 | petroleum | TRUE | 10000.2081.MO.IC | 2081 | N | . | Northeast (MO) | Evergy Metro | 10000 | MO | WNC | MRO |  | 22 | 1 | Electric Utility | IC | DFO | DFO | SWPP | A | barrels | 0 | 0 | 0 | 0 | 0 | 0 | 0 | 0 | 0 | 0 | 0 | 0 | 0 | 0 | 0 | 0 | 0 | 0 | 0 | 0 | 0 | 0 | 0 | 0 | 0 | 0 | 0 | 0 | 0 | 0 | 0 | 0 | 0 | 0 | 0 | 0 | 0 | 0 | 0 | 0 | 0 | 0 | 0 | 0 | 0 | 0 | 0 | 0 | 0 | 0 | 0 | 0 | 0 | 0 | 0 | 0 | 0 | 0 | 0 | 0 | 0 | 0 | 0 | 0 | 0 | 0 | 0 | 0 | 0 | 0 | 0 | 0 | 0 | 0 | 0 | 0 | 0 | 2020
Vintage1974 | petroleum | TRUE | 19436.2082.MO.GT | 2082 | N | . | Fairgrounds | Union Electric Co - (MO) | 19436 | MO | WNC | SERC |  | 22 | 1 | Electric Utility | GT | DFO | DFO | MISO | A | barrels | 96 | 99 | 85 | 96 | 111 | 134 | 68 | 111 | 85 | 106 | 142 | 113 | 96 | 99 | 85 | 96 | 111 | 134 | 68 | 111 | 85 | 106 | 142 | 113 | 5.754 | 5.754 | 5.754 | 5.754 | 5.754 | 5.754 | 5.754 | 5.754 | 5.754 | 5.754 | 5.754 | 5.754 | 552 | 570 | 489 | 552 | 639 | 771 | 391 | 639 | 489 | 610 | 817 | 650 | 552 | 570 | 489 | 552 | 639 | 771 | 391 | 639 | 489 | 610 | 817 | 650 | 4.682 | 4.867 | 4.158 | 4.716 | 5.435 | 6.552 | 3.343 | 5.419 | 4.15 | 5.178 | 6.955 | 5.545 | 1246 | 1246 | 7169 | 7169 | 61 | 2020
Vintage1974 | petroleum | TRUE | 56211.2090.MO.GT | 2090 | N | . | Nevada | Evergy Missouri West | 56211 | MO | WNC | MRO |  | 22 | 1 | Electric Utility | GT | DFO | DFO | SWPP | A | barrels | 29 | 30 | 26 | 29 | 34 | 40 | 21 | 33 | 26 | 32 | 43 | 34 | 29 | 30 | 26 | 29 | 34 | 40 | 21 | 33 | 26 | 32 | 43 | 34 | 5.796 | 5.796 | 5.796 | 5.796 | 5.796 | 5.796 | 5.796 | 5.796 | 5.796 | 5.796 | 5.796 | 5.796 | 168 | 174 | 151 | 168 | 197 | 232 | 122 | 191 | 151 | 185 | 249 | 197 | 168 | 174 | 151 | 168 | 197 | 232 | 122 | 191 | 151 | 185 | 249 | 197 | 0 | 0 | 0 | 0 | 0 | 0 | 0 | 0 | 0 | 0 | 0 | 0 | 377 | 377 | 2185 | 2185 | 0 | 2020
Vintage1981 | natural gas peaker | TRUE | 56211.2092.MO.GT | 2092 | N | . | Ralph Green | Evergy Missouri West | 56211 | MO | WNC | MRO |  | 22 | 1 | Electric Utility | GT | NG | NG | SWPP | A | mcf | 22251 | 17587 | 16837 | 13253 | 10664 | 21443 | 31852 | 25168 | 19213 | 10185 | 11171 | 16824 | 22251 | 17587 | 16837 | 13253 | 10664 | 21443 | 31852 | 25168 | 19213 | 10185 | 11171 | 16824 | 1 | 1 | 1 | 1 | 1 | 1 | 1 | 1 | 1 | 1 | 1 | 1 | 22251 | 17587 | 16837 | 13253 | 10664 | 21443 | 31852 | 25168 | 19213 | 10185 | 11171 | 16824 | 22251 | 17587 | 16837 | 13253 | 10664 | 21443 | 31852 | 25168 | 19213 | 10185 | 11171 | 16824 | 999.634 | 790.103 | 756.41 | 595.374 | 479.102 | 963.313 | 1430.975 | 1130.69 | 863.14 | 457.575 | 501.85 | 755.834 | 216448 | 216448 | 216448 | 216448 | 9724 | 2020
Vintage1990 | petroleum | TRUE | 56211.2098.MO.GT | 2098 | Y | . | Lake Road (MO) | Evergy Missouri West | 56211 | MO | WNC | MRO |  | 22 | 1 | Electric Utility | GT | DFO | DFO | SWPP | M | barrels | 34 | 0 | 0 | 0 | 72 | 24 | 286 | 123 | 245 | 617 | 1206 | 97 | 3 | 0 | 0 | 0 | 18 | 1 | 42 | 20 | 42 | 128 | 257 | 13 | 5.806 | 0 | 0 | 0 | 5.833 | 5.458 | 5.794 | 5.821 | 5.784 | 5.797 | 5.803 | 5.794 | 197 | 0 | 0 | 0 | 420 | 131 | 1657 | 716 | 1417 | 3577 | 6998 | 562 | 19 | 0 | 0 | 0 | 106 | 8 | 244 | 115 | 245 | 742 | 1491 | 78 | 0 | 0 | 0 | 0 | 18 | 1.31 | 12.985 | 12.713 | 27.656 | 96.555 | 192.154 | 0 | 2704 | 524 | 15675 | 3048 | 361.373 | 2020
Vintage1990 | natural gas peaker | TRUE | 56211.2098.MO.GT | 2098 | Y | . | Lake Road (MO) | Evergy Missouri West | 56211 | MO | WNC | MRO |  | 22 | 1 | Electric Utility | GT | NG | NG | SWPP | M | mcf | 4158 | 0 | 6982 | 0 | 0 | 69 | 5362 | 33976 | 20360 | 32726 | 18132 | 5634 | 399 | 0 | 1759 | 0 | 0 | 4 | 791 | 5439 | 3514 | 6793 | 3863 | 781 | 1 | 0 | 1 | 0 | 0 | 1 | 1 | 1 | 1 | 1 | 1 | 1 | 4158 | 0 | 6982 | 0 | 0 | 69 | 5362 | 33976 | 20360 | 32726 | 18132 | 5634 | 399 | 0 | 1759 | 0 | 0 | 4 | 791 | 5439 | 3514 | 6793 | 3863 | 781 | 0 | 0 | 0 | 0 | 0 | 0.69 | 42.015 | 603.287 | 397.344 | 883.445 | 497.846 | 0 | 127399 | 23343 | 127399 | 23343 | 2424.627 | 2020
Vintage1966 | petroleum | TRUE | 56211.2098.MO.ST | 2098 | Y | . | Lake Road (MO) | Evergy Missouri West | 56211 | MO | WNC | MRO |  | 22 | 1 | Electric Utility | ST | DFO | DFO | SWPP | M | barrels | 303 | 873 | 0 | 2390 | 0 | 655 | 0 | 0 | 0 | 0 | 0 | 90 | 0 | 0 | 0 | 0 | 0 | 1 | 0 | 0 | 0 | 0 | 0 | 0 | 5.806 | 5.798 | 0 | 5.8 | 0 | 5.458 | 0 | 0 | 0 | 0 | 0 | 5.794 | 1759 | 5062 | 0 | 13862 | 0 | 3575 | 0 | 0 | 0 | 0 | 0 | 521 | 0 | 0 | 0 | 0 | 0 | 7 | 0 | 0 | 0 | 0 | 0 | 0 | 0 | 0 | 0 | 0 | 0 | 0 | 0 | 0 | 0 | 0 | 0 | 0 | 4311 | 1 | 24779 | 7 | 0 | 2020
Vintage1966 | natural gas steam turbine | TRUE | 56211.2098.MO.ST | 2098 | Y | . | Lake Road (MO) | Evergy Missouri West | 56211 | MO | WNC | MRO |  | 22 | 1 | Electric Utility | ST | NG | NG | SWPP | M | mcf | 133848 | 120581 | 300619 | 208857 | 249496 | 236136 | 262098 | 235675 | 162132 | 284836 | 144577 | 145964 | 0 | 0 | 1360 | 0 | 0 | 439 | 9007 | 6062 | 5370 | 9810 | 2834 | 27 | 1 | 1 | 1 | 1 | 1 | 1 | 1 | 1 | 1 | 1 | 1 | 1 | 133848 | 120581 | 300619 | 208857 | 249496 | 236136 | 262098 | 235675 | 162132 | 284836 | 144577 | 145964 | 0 | 0 | 1360 | 0 | 0 | 439 | 9007 | 6062 | 5370 | 9810 | 2834 | 27 | 0 | 0 | 0 | 0 | 0 | 0 | 306 | 175.165 | 375.771 | 835.76 | 247.235 | 0 | 2484819 | 34909 | 2484819 | 34909 | 1939.931 | 2020
Vintage1966 | other | TRUE | 56211.2098.MO.ST | 2098 | Y | . | Lake Road (MO) | Evergy Missouri West | 56211 | MO | WNC | MRO |  | 22 | 1 | Electric Utility | ST | PG | WOO | SWPP | M | mcf | 0 | 0 | 0 | 0 | 0 | 0 | 0 | 0 | 0 | 0 | 0 | 0 | 0 | 0 | 0 | 0 | 0 | 0 | 0 | 0 | 0 | 0 | 0 | 0 | 0 | 0 | 0 | 0 | 0 | 0 | 0 | 0 | 0 | 0 | 0 | 0 | 0 | 0 | 0 | 0 | 0 | 0 | 0 | 0 | 0 | 0 | 0 | 0 | 0 | 0 | 0 | 0 | 0 | 0 | 0 | 0 | 0 | 0 | 0 | 0 | 0 | 0 | 0 | 0 | 0 | 0 | 0 | 0 | 0 | 0 | 0 | 0 | 0 | 0 | 0 | 0 | 0 | 2020
Vintage1966 | hard coal | TRUE | 56211.2098.MO.ST | 2098 | Y | . | Lake Road (MO) | Evergy Missouri West | 56211 | MO | WNC | MRO |  | 22 | 1 | Electric Utility | ST | SUB | COL | SWPP | M | short tons | 9783 | 9388 | 137 | 2273 | 0 | 981 | 0 | 1649 | 4664 | 506 | 7594 | 8206 | 0 | 0 | 1 | 0 | 0 | 2 | 0 | 42 | 155 | 17 | 149 | 2 | 17 | 17 | 17 | 17 | 0 | 17 | 0 | 17 | 17.598 | 17 | 17 | 17 | 166311 | 159596 | 2329 | 38641 | 0 | 16677 | 0 | 28033 | 82077 | 8602 | 129098 | 139502 | 0 | 0 | 11 | 0 | 0 | 31 | 0 | 721 | 2719 | 296 | 2531 | 26 | 0 | 0 | 0 | 0 | 0 | 0 | 0 | 20.835 | 190.229 | 25.24 | 220.765 | 0 | 45181 | 368 | 770866 | 6335 | 457.069 | 2020
Vintage1966 | other | TRUE | 56211.2098.MO.ST | 2098 | Y | . | Lake Road (MO) | Evergy Missouri West | 56211 | MO | WNC | MRO |  | 22 | 1 | Electric Utility | ST | TDF | OTH | SWPP | M | short tons | 0 | 0 | 0 | 0 | 0 | 0 | 0 | 0 | 0 | 0 | 0 | 0 | 0 | 0 | 0 | 0 | 0 | 0 | 0 | 0 | 0 | 0 | 0 | 0 | 0 | 0 | 0 | 0 | 0 | 0 | 0 | 0 | 0 | 0 | 0 | 0 | 0 | 0 | 0 | 0 | 0 | 0 | 0 | 0 | 0 | 0 | 0 | 0 | 0 | 0 | 0 | 0 | 0 | 0 | 0 | 0 | 0 | 0 | 0 | 0 | 0 | 0 | 0 | 0 | 0 | 0 | 0 | 0 | 0 | 0 | 0 | 0 | 0 | 0 | 0 | 0 | 0 | 2020
Vintage1930 | hydro | TRUE | 17106.2099.MO.HY | 2099 | N | . | Niangua | Sho-Me Power Electric Coop | 17106 | MO | WNC | SERC |  | 22 | 1 | Electric Utility | HY | WAT | HYC | AECI | A |  | 0 | 0 | 0 | 0 | 0 | 0 | 0 | 0 | 0 | 0 | 0 | 0 | 0 | 0 | 0 | 0 | 0 | 0 | 0 | 0 | 0 | 0 | 0 | 0 | 0 | 0 | 0 | 0 | 0 | 0 | 0 | 0 | 0 | 0 | 0 | 0 | 3370 | 3055 | 2485 | 3301 | 2508 | 2657 | 2227 | 1755 | 1098 | 1230 | 1645 | 1689 | 3370 | 3055 | 2485 | 3301 | 2508 | 2657 | 2227 | 1755 | 1098 | 1230 | 1645 | 1689 | 384.372 | 348.444 | 283.456 | 376.507 | 286.127 | 303.091 | 254.002 | 200.157 | 125.285 | 140.251 | 187.602 | 192.706 | 0 | 0 | 27020 | 27020 | 3082 | 2020
Vintage1973 | petroleum | TRUE | 19436.2103.MO.ST | 2103 | N | . | Labadie | Union Electric Co - (MO) | 19436 | MO | WNC | SERC |  | 22 | 1 | Electric Utility | ST | DFO | DFO | MISO | M | barrels | 705 | 20 | 332 | 212 | 1735 | 1021 | 1426 | 1856 | 1243 | 908 | 1015 | 3984 | 705 | 20 | 332 | 212 | 1735 | 1021 | 1426 | 1856 | 1243 | 908 | 1015 | 3984 | 5.754 | 5.754 | 5.754 | 5.754 | 5.754 | 5.754 | 5.754 | 5.754 | 5.754 | 5.754 | 5.754 | 5.754 | 4057 | 115 | 1910 | 1220 | 9983 | 5875 | 8205 | 10679 | 7152 | 5225 | 5840 | 22924 | 4057 | 115 | 1910 | 1220 | 9983 | 5875 | 8205 | 10679 | 7152 | 5225 | 5840 | 22924 | 390.083 | 11.094 | 182.855 | 115.277 | 930.251 | 548.78 | 752.129 | 1016.028 | 672.747 | 502.805 | 555.489 | 2155.839 | 14457 | 14457 | 83185 | 83185 | 7833.377 | 2020
Vintage1973 | hard coal | TRUE | 19436.2103.MO.ST | 2103 | N | . | Labadie | Union Electric Co - (MO) | 19436 | MO | WNC | SERC |  | 22 | 1 | Electric Utility | ST | RC | COL | MISO | M | short tons | 894517 | 841441 | 849569 | 761768 | 688207 | 645893 | 817393 | 873199 | 792734 | 889462 | 849440 | 850695 | 894517 | 841441 | 849569 | 761768 | 688207 | 645893 | 817393 | 873199 | 792734 | 889462 | 849440 | 850695 | 17.63 | 17.72 | 17.79 | 17.8 | 17.83 | 17.86 | 18.28 | 17.8 | 17.81 | 17.84 | 17.84 | 17.86 | 15770335 | 14910335 | 15113833 | 13559470 | 12270731 | 11535649 | 14941944 | 15542942 | 14118593 | 15868002 | 15154010 | 15193413 | 15770335 | 14910335 | 15113833 | 13559470 | 12270731 | 11535649 | 14941944 | 15542942 | 14118593 | 15868002 | 15154010 | 15193413 | 1516486.9 | 1437449.9 | 1446680.1 | 1281389.7 | 1143407.7 | 1077567.2 | 1369651.9 | 1478738 | 1328013.3 | 1527094.2 | 1441343.5 | 1428836.2 | 9754318 | 9754318 | 173979257 | 173979257 | 16476659 | 2020
Vintage1973 | hard coal | TRUE | 19436.2103.MO.ST | 2103 | N | . | Labadie | Union Electric Co - (MO) | 19436 | MO | WNC | SERC |  | 22 | 1 | Electric Utility | ST | SUB | COL | MISO | M | short tons | 0 | 0 | 0 | 0 | 0 | 0 | 0 | 0 | 0 | 0 | 0 | 0 | 0 | 0 | 0 | 0 | 0 | 0 | 0 | 0 | 0 | 0 | 0 | 0 | 0 | 0 | 0 | 0 | 0 | 0 | 0 | 0 | 0 | 0 | 0 | 0 | 0 | 0 | 0 | 0 | 0 | 0 | 0 | 0 | 0 | 0 | 0 | 0 | 0 | 0 | 0 | 0 | 0 | 0 | 0 | 0 | 0 | 0 | 0 | 0 | 0 | 0 | 0 | 0 | 0 | 0 | 0 | 0 | 0 | 0 | 0 | 0 | 0 | 0 | 0 | 0 | 0 | 2020
Vintage2000 | petroleum | TRUE | 19436.2104.MO.GT | 2104 | N | . | Meramec | Union Electric Co - (MO) | 19436 | MO | WNC | SERC |  | 22 | 1 | Electric Utility | GT | DFO | DFO | MISO | M | barrels | 0 | 0 | 0 | 0 | 0 | 0 | 0 | 0 | 0 | 0 | 0 | 0 | 0 | 0 | 0 | 0 | 0 | 0 | 0 | 0 | 0 | 0 | 0 | 0 | 0 | 0 | 0 | 0 | 0 | 0 | 0 | 0 | 0 | 0 | 0 | 0 | 0 | 0 | 0 | 0 | 0 | 0 | 0 | 0 | 0 | 0 | 0 | 0 | 0 | 0 | 0 | 0 | 0 | 0 | 0 | 0 | 0 | 0 | 0 | 0 | 0 | 0 | 0 | 0 | 0 | 0 | 0 | 0 | 0 | 0 | 0 | 0 | 0 | 0 | 0 | 0 | 0 | 2020
Vintage2000 | natural gas peaker | TRUE | 19436.2104.MO.GT | 2104 | N | . | Meramec | Union Electric Co - (MO) | 19436 | MO | WNC | SERC |  | 22 | 1 | Electric Utility | GT | NG | NG | MISO | M | mcf | 0 | 0 | 0 | 0 | 0 | 0 | 0 | 0 | 0 | 0 | 0 | 0 | 0 | 0 | 0 | 0 | 0 | 0 | 0 | 0 | 0 | 0 | 0 | 0 | 0 | 0 | 0 | 0 | 0 | 0 | 0 | 0 | 0 | 0 | 0 | 0 | 0 | 0 | 0 | 0 | 0 | 0 | 0 | 0 | 0 | 0 | 0 | 0 | 0 | 0 | 0 | 0 | 0 | 0 | 0 | 0 | 0 | 0 | 0 | 0 | 0 | 0 | 0 | 0 | 0 | 0 | 0 | 0 | 0 | 0 | 0 | 0 | 0 | 0 | 0 | 0 | 0 | 2020
Vintage1961 | natural gas steam turbine | TRUE | 19436.2104.MO.ST | 2104 | N | . | Meramec | Union Electric Co - (MO) | 19436 | MO | WNC | SERC |  | 22 | 1 | Electric Utility | ST | NG | NG | MISO | M | mcf | 6142 | 5711 | 0 | 0 | 0 | 8414 | 257451 | 182566 | 0 | 0 | 0 | 0 | 6142 | 5711 | 0 | 0 | 0 | 8414 | 257451 | 182566 | 0 | 0 | 0 | 0 | 1.04 | 1.04 | 0 | 0 | 0 | 1.02 | 1.02 | 1.02 | 0 | 0 | 0 | 0 | 6388 | 5939 | 0 | 0 | 0 | 8582 | 262600 | 186217 | 0 | 0 | 0 | 0 | 6388 | 5939 | 0 | 0 | 0 | 8582 | 262600 | 186217 | 0 | 0 | 0 | 0 | -3276 | -3015 | -92.42 | -86.165 | 0 | 72.911 | 16772.59 | 12544.989 | 0 | 0 | 0 | 0 | 460284 | 460284 | 469726 | 469726 | 22920.905 | 2020
Vintage1961 | other | TRUE | 19436.2104.MO.ST | 2104 | N | . | Meramec | Union Electric Co - (MO) | 19436 | MO | WNC | SERC |  | 22 | 1 | Electric Utility | ST | OTH | OTH | MISO | M |  | 0 | 0 | 0 | 0 | 0 | 0 | 0 | 0 | 0 | 0 | 0 | 0 | 0 | 0 | 0 | 0 | 0 | 0 | 0 | 0 | 0 | 0 | 0 | 0 | 0 | 0 | 0 | 0 | 0 | 0 | 0 | 0 | 0 | 0 | 0 | 0 | 0 | 0 | 0 | 0 | 0 | 0 | 0 | 0 | 0 | 0 | 0 | 0 | 0 | 0 | 0 | 0 | 0 | 0 | 0 | 0 | 0 | 0 | 0 | 0 | 0 | 0 | 0 | 0 | 0 | 0 | 0 | 0 | 0 | 0 | 0 | 0 | 0 | 0 | 0 | 0 | 0 | 2020
Vintage1961 | hard coal | TRUE | 19436.2104.MO.ST | 2104 | N | . | Meramec | Union Electric Co - (MO) | 19436 | MO | WNC | SERC |  | 22 | 1 | Electric Utility | ST | SUB | COL | MISO | M | short tons | 0 | 0 | 0 | 0 | 0 | 1391 | 22744 | 43512 | 0 | 1790 | 0 | 0 | 0 | 0 | 0 | 0 | 0 | 1391 | 22744 | 43512 | 0 | 1790 | 0 | 0 | 0 | 0 | 0 | 0 | 0 | 17.64 | 17.64 | 17.64 | 0 | 17.64 | 0 | 0 | 0 | 0 | 0 | 0 | 0 | 24537 | 401204 | 767552 | 0 | 31576 | 0 | 0 | 0 | 0 | 0 | 0 | 0 | 24537 | 401204 | 767552 | 0 | 31576 | 0 | 0 | 0 | 0 | -2138.58 | -1993.835 | 0 | 208.457 | 25625.41 | 51708.011 | 0 | 2760 | 0 | 0 | 69437 | 69437 | 1224869 | 1224869 | 76169.463 | 2020
Vintage1953 | hydro | TRUE | 19436.2106.MO.HY | 2106 | N | . | Osage Dam | Union Electric Co - (MO) | 19436 | MO | WNC | SERC |  | 22 | 1 | Electric Utility | HY | WAT | HYC | MISO | A |  | 0 | 0 | 0 | 0 | 0 | 0 | 0 | 0 | 0 | 0 | 0 | 0 | 0 | 0 | 0 | 0 | 0 | 0 | 0 | 0 | 0 | 0 | 0 | 0 | 0 | 0 | 0 | 0 | 0 | 0 | 0 | 0 | 0 | 0 | 0 | 0 | 962017 | 872100 | 709444 | 942337 | 716131 | 758589 | 635727 | 500960 | 313569 | 351025 | 469538 | 482313 | 962017 | 872100 | 709444 | 942337 | 716131 | 758589 | 635727 | 500960 | 313569 | 351025 | 469538 | 482313 | 109731.61 | 99475.278 | 80922.103 | 107486.88 | 81684.818 | 86527.742 | 72513.646 | 57141.547 | 35766.95 | 40039.389 | 53557.411 | 55014.628 | 0 | 0 | 7713750 | 7713750 | 879862 | 2020
Vintage1968 | hard coal | TRUE | 19436.2107.MO.ST | 2107 | N | . | Sioux | Union Electric Co - (MO) | 19436 | MO | WNC | SERC |  | 22 | 1 | Electric Utility | ST | BIT | COL | MISO | M | short tons | 0 | 0 | 0 | 0 | 0 | 0 | 0 | 0 | 0 | 0 | 0 | 0 | 0 | 0 | 0 | 0 | 0 | 0 | 0 | 0 | 0 | 0 | 0 | 0 | 0 | 0 | 0 | 0 | 0 | 0 | 0 | 0 | 0 | 0 | 0 | 0 | 0 | 0 | 0 | 0 | 0 | 0 | 0 | 0 | 0 | 0 | 0 | 0 | 0 | 0 | 0 | 0 | 0 | 0 | 0 | 0 | 0 | 0 | 0 | 0 | 0 | 0 | 0 | 0 | 0 | 0 | 0 | 0 | 0 | 0 | 0 | 0 | 0 | 0 | 0 | 0 | 0 | 2020
Vintage1968 | petroleum | TRUE | 19436.2107.MO.ST | 2107 | N | . | Sioux | Union Electric Co - (MO) | 19436 | MO | WNC | SERC |  | 22 | 1 | Electric Utility | ST | DFO | DFO | MISO | M | barrels | 3781 | 430 | 1090 | 389 | 847 | 212 | 255 | 331 | 759 | 541 | 327 | 165 | 3781 | 430 | 1090 | 389 | 847 | 212 | 255 | 331 | 759 | 541 | 327 | 165 | 5.754 | 5.754 | 5.754 | 5.754 | 5.754 | 5.754 | 5.754 | 5.754 | 5.754 | 5.754 | 5.754 | 5.754 | 21756 | 2474 | 6272 | 2238 | 4874 | 1220 | 1467 | 1905 | 4367 | 3113 | 1882 | 949 | 21756 | 2474 | 6272 | 2238 | 4874 | 1220 | 1467 | 1905 | 4367 | 3113 | 1882 | 949 | 1742.603 | 187.498 | 426.493 | -4251 | 342.038 | 98.362 | 122.73 | 159.4 | 335.296 | 140.798 | 124.043 | 72.448 | 9127 | 9127 | 52517 | 52517 | -499.291 | 2020
Vintage1968 | hard coal | TRUE | 19436.2107.MO.ST | 2107 | N | . | Sioux | Union Electric Co - (MO) | 19436 | MO | WNC | SERC |  | 22 | 1 | Electric Utility | ST | RC | COL | MISO | M | short tons | 92458 | 226709 | 71380 | 0 | 77477 | 264344 | 282792 | 258466 | 124494 | 13365 | 146669 | 326969 | 92458 | 226709 | 71380 | 0 | 77477 | 264344 | 282792 | 258466 | 124494 | 13365 | 146669 | 326969 | 18.65 | 18.69 | 18.8 | 0 | 19.53 | 18.65 | 18.8 | 18.86 | 18.61 | 18.7 | 18.8 | 18.92 | 1724342 | 4237191 | 1341944 | 0 | 1513126 | 4930016 | 5316490 | 4874669 | 2316833 | 249926 | 2757377 | 6186253 | 1724342 | 4237191 | 1341944 | 0 | 1513126 | 4930016 | 5316490 | 4874669 | 2316833 | 249926 | 2757377 | 6186253 | 138116.4 | 321096.5 | 91253.507 | 0 | 106192.96 | 397530.64 | 444697.27 | 407976.6 | 177873.7 | 11304.202 | 181781.96 | 472064.55 | 1885123 | 1885123 | 35448167 | 35448167 | 2749888.3 | 2020
Vintage1968 | hard coal | TRUE | 19436.2107.MO.ST | 2107 | N | . | Sioux | Union Electric Co - (MO) | 19436 | MO | WNC | SERC |  | 22 | 1 | Electric Utility | ST | SUB | COL | MISO | M | short tons | 0 | 0 | 0 | 0 | 0 | 0 | 0 | 0 | 0 | 0 | 0 | 0 | 0 | 0 | 0 | 0 | 0 | 0 | 0 | 0 | 0 | 0 | 0 | 0 | 0 | 0 | 0 | 0 | 0 | 0 | 0 | 0 | 0 | 0 | 0 | 0 | 0 | 0 | 0 | 0 | 0 | 0 | 0 | 0 | 0 | 0 | 0 | 0 | 0 | 0 | 0 | 0 | 0 | 0 | 0 | 0 | 0 | 0 | 0 | 0 | 0 | 0 | 0 | 0 | 0 | 0 | 0 | 0 | 0 | 0 | 0 | 0 | 0 | 0 | 0 | 0 | 0 | 2020
Vintage1963 | other | TRUE | 19436.2108.MO.PS | 2108 | N | . | Taum Sauk | Union Electric Co - (MO) | 19436 | MO | WNC | SERC |  | 22 | 1 | Electric Utility | PS | WAT | HPS | MISO | M | megawatthours | 8554 | 7952 | 9086 | 7681 | 17095 | 45323 | 82399 | 64625 | 31818 | 42061 | 11289 | 13887 | 8554 | 7952 | 9086 | 7681 | 17095 | 45323 | 82399 | 64625 | 31818 | 42061 | 11289 | 13887 | 0 | 0 | 0 | 0 | 0 | 0 | 0 | 0 | 0 | 0 | 0 | 0 | 0 | 0 | 0 | 0 | 0 | 0 | 0 | 0 | 0 | 0 | 0 | 0 | 0 | 0 | 0 | 0 | 0 | 0 | 0 | 0 | 0 | 0 | 0 | 0 | -2622 | -2670 | -2535 | -2146 | -5124 | -11192 | -21603 | -18552 | -9065 | -11475 | -2276 | -4402 | 341770 | 341770 | 0 | 0 | -93662 | 2020
Vintage2000 | petroleum | TRUE | 2647.2115.MO.IC | 2115 | N | . | Butler Municipal Power Plant | City of Butler - (MO) | 2647 | MO | WNC | SERC |  | 22 | 1 | Electric Utility | IC | DFO | DFO | SWPP | A | barrels | 7 | 7 | 6 | 6 | 7 | 9 | 4 | 7 | 6 | 7 | 9 | 7 | 7 | 7 | 6 | 6 | 7 | 9 | 4 | 7 | 6 | 7 | 9 | 7 | 6.2 | 6.2 | 6.2 | 6.2 | 6.2 | 6.2 | 6.2 | 6.2 | 6.2 | 6.2 | 6.2 | 6.2 | 43 | 43 | 37 | 37 | 43 | 56 | 25 | 43 | 37 | 43 | 56 | 43 | 43 | 43 | 37 | 37 | 43 | 56 | 25 | 43 | 37 | 43 | 56 | 43 | 3.376 | 3.511 | 3 | 3.402 | 3.92 | 4.726 | 2.411 | 3.909 | 2.994 | 3.735 | 5.017 | 3.999 | 82 | 82 | 506 | 506 | 44 | 2020
Vintage2000 | natural gas peaker | TRUE | 2647.2115.MO.IC | 2115 | N | . | Butler Municipal Power Plant | City of Butler - (MO) | 2647 | MO | WNC | SERC |  | 22 | 1 | Electric Utility | IC | NG | NG | SWPP | A | mcf | 0 | 0 | 0 | 0 | 0 | 0 | 0 | 0 | 0 | 0 | 0 | 0 | 0 | 0 | 0 | 0 | 0 | 0 | 0 | 0 | 0 | 0 | 0 | 0 | 0 | 0 | 0 | 0 | 0 | 0 | 0 | 0 | 0 | 0 | 0 | 0 | 0 | 0 | 0 | 0 | 0 | 0 | 0 | 0 | 0 | 0 | 0 | 0 | 0 | 0 | 0 | 0 | 0 | 0 | 0 | 0 | 0 | 0 | 0 | 0 | 0 | 0 | 0 | 0 | 0 | 0 | 0 | 0 | 0 | 0 | 0 | 0 | 0 | 0 | 0 | 0 | 0 | 2020
Vintage2001 | petroleum | TRUE | 3082.2120.MO.IC | 2120 | N | . | Carrollton | Carrollton Board of Public Wks | 3082 | MO | WNC | SERC |  | 22 | 1 | Electric Utility | IC | DFO | DFO | SWPP | A | barrels | 0 | 0 | 0 | 0 | 0 | 0 | 0 | 0 | 0 | 0 | 0 | 0 | 0 | 0 | 0 | 0 | 0 | 0 | 0 | 0 | 0 | 0 | 0 | 0 | 0 | 0 | 0 | 0 | 0 | 0 | 0 | 0 | 0 | 0 | 0 | 0 | 0 | 0 | 0 | 0 | 0 | 0 | 0 | 0 | 0 | 0 | 0 | 0 | 0 | 0 | 0 | 0 | 0 | 0 | 0 | 0 | 0 | 0 | 0 | 0 | 0 | 0 | 0 | 0 | 0 | 0 | 0 | 0 | 0 | 0 | 0 | 0 | 0 | 0 | 0 | 0 | 0 | 2020
Vintage2001 | natural gas peaker | TRUE | 3082.2120.MO.IC | 2120 | N | . | Carrollton | Carrollton Board of Public Wks | 3082 | MO | WNC | SERC |  | 22 | 1 | Electric Utility | IC | NG | NG | SWPP | A | mcf | 0 | 0 | 0 | 0 | 0 | 0 | 0 | 0 | 0 | 0 | 0 | 0 | 0 | 0 | 0 | 0 | 0 | 0 | 0 | 0 | 0 | 0 | 0 | 0 | 0 | 0 | 0 | 0 | 0 | 0 | 0 | 0 | 0 | 0 | 0 | 0 | 0 | 0 | 0 | 0 | 0 | 0 | 0 | 0 | 0 | 0 | 0 | 0 | 0 | 0 | 0 | 0 | 0 | 0 | 0 | 0 | 0 | 0 | 0 | 0 | 0 | 0 | 0 | 0 | 0 | 0 | 0 | 0 | 0 | 0 | 0 | 0 | 0 | 0 | 0 | 0 | 0 | 2020
Vintage1976 | petroleum | TRUE | 3113.2121.MO.IC | 2121 | N | . | Carthage | City of Carthage - (MO) | 3113 | MO | WNC | MRO |  | 22 | 1 | Electric Utility | IC | DFO | DFO | SWPP | A | barrels | 42 | 43 | 37 | 42 | 48 | 58 | 30 | 48 | 37 | 46 | 62 | 49 | 42 | 43 | 37 | 42 | 48 | 58 | 30 | 48 | 37 | 46 | 62 | 49 | 5.8 | 5.8 | 5.8 | 5.8 | 5.8 | 5.8 | 5.8 | 5.8 | 5.8 | 5.8 | 5.8 | 5.8 | 244 | 249 | 215 | 244 | 278 | 336 | 174 | 278 | 215 | 267 | 360 | 284 | 244 | 249 | 215 | 244 | 278 | 336 | 174 | 278 | 215 | 267 | 360 | 284 | -8.26 | -8.588 | -7.338 | -8.322 | -9.591 | -11.562 | -5.899 | -9.562 | -7.324 | -9.138 | -12.273 | -9.784 | 542 | 542 | 3144 | 3144 | -107.641 | 2020
Vintage1976 | natural gas peaker | TRUE | 3113.2121.MO.IC | 2121 | N | . | Carthage | City of Carthage - (MO) | 3113 | MO | WNC | MRO |  | 22 | 1 | Electric Utility | IC | NG | NG | SWPP | A | mcf | 594 | 470 | 450 | 354 | 285 | 573 | 851 | 672 | 513 | 272 | 298 | 449 | 594 | 470 | 450 | 354 | 285 | 573 | 851 | 672 | 513 | 272 | 298 | 449 | 0.8 | 0.8 | 0.8 | 0.8 | 0.8 | 0.8 | 0.8 | 0.8 | 0.8 | 0.8 | 0.8 | 0.8 | 475 | 376 | 360 | 283 | 228 | 458 | 681 | 538 | 410 | 218 | 238 | 359 | 475 | 376 | 360 | 283 | 228 | 458 | 681 | 538 | 410 | 218 | 238 | 359 | -16.279 | -12.867 | -12.318 | -9.696 | -7.802 | -15.688 | -23.304 | -18.414 | -14.057 | -7.452 | -8.173 | -12.309 | 5781 | 5781 | 4624 | 4624 | -158.359 | 2020
Vintage1986 | petroleum | TRUE | 3486.2122.MO.GT | 2122 | N | . | Chillicothe | Chillicothe Municipal Utils | 3486 | MO | WNC | SERC |  | 22 | 1 | Electric Utility | GT | DFO | DFO | SWPP | A | barrels | . | . | . | . | . | . | . | . | . | . | . | 8 | . | . | . | . | . | . | . | . | . | . | . | 8 | . | . | . | . | . | . | . | . | . | . | . | 5.8 | . | . | . | . | . | . | . | . | . | . | . | 46 | . | . | . | . | . | . | . | . | . | . | . | 46 | . | . | . | . | . | . | . | . | . | . | . | 2.909 | 8 | 8 | 46 | 46 | 2.909 | 2020
Vintage1986 | natural gas peaker | TRUE | 3486.2122.MO.GT | 2122 | N | . | Chillicothe | Chillicothe Municipal Utils | 3486 | MO | WNC | SERC |  | 22 | 1 | Electric Utility | GT | NG | NG | SWPP | A | mcf | 1369 | 1082 | 1036 | 815 | 656 | 1319 | 1959 | 1548 | 1182 | 627 | 687 | 1035 | 1369 | 1082 | 1036 | 815 | 656 | 1319 | 1959 | 1548 | 1182 | 627 | 687 | 1035 | 1.016 | 1.016 | 1.016 | 1.016 | 1.016 | 1.016 | 1.016 | 1.016 | 1.016 | 1.016 | 1.016 | 1.016 | 1391 | 1099 | 1053 | 828 | 666 | 1340 | 1990 | 1573 | 1201 | 637 | 698 | 1052 | 1391 | 1099 | 1053 | 828 | 666 | 1340 | 1990 | 1573 | 1201 | 637 | 698 | 1052 | 87.184 | 68.91 | 65.971 | 51.926 | 41.786 | 84.017 | 124.804 | 98.615 | 75.28 | 39.908 | 43.769 | 65.921 | 13315 | 13315 | 13528 | 13528 | 848.091 | 2020
Vintage2003 | petroleum | TRUE | 3486.2122.MO.IC | 2122 | N | . | Chillicothe | Chillicothe Municipal Utils | 3486 | MO | WNC | SERC |  | 22 | 1 | Electric Utility | IC | DFO | DFO | SWPP | A | barrels | 8 | 9 | 7 | 8 | 10 | 11 | 6 | 10 | 7 | 9 | 12 | 10 | 8 | 9 | 7 | 8 | 10 | 11 | 6 | 10 | 7 | 9 | 12 | 10 | 5.8 | 5.8 | 5.8 | 5.8 | 5.8 | 5.8 | 5.8 | 5.8 | 5.8 | 5.8 | 5.8 | 5.8 | 46 | 52 | 41 | 46 | 58 | 64 | 35 | 58 | 41 | 52 | 70 | 58 | 46 | 52 | 41 | 46 | 58 | 64 | 35 | 58 | 41 | 52 | 70 | 58 | 4.449 | 4.628 | 3.954 | 4.484 | 5.168 | 6.23 | 3.179 | 5.153 | 3.946 | 4.924 | 6.613 | 5.272 | 107 | 107 | 621 | 621 | 58 | 2020
Vintage1963 | petroleum | TRUE | 4045.2123.MO.GT | 2123 | N | . | Columbia (MO) | City of Columbia - (MO) | 4045 | MO | WNC | SERC |  | 22 | 1 | Electric Utility | GT | DFO | DFO | MISO | A | barrels | 0 | 0 | 0 | 0 | 0 | 0 | 0 | 0 | 0 | 0 | 0 | 0 | 0 | 0 | 0 | 0 | 0 | 0 | 0 | 0 | 0 | 0 | 0 | 0 | 0 | 0 | 0 | 0 | 0 | 0 | 0 | 0 | 0 | 0 | 0 | 0 | 0 | 0 | 0 | 0 | 0 | 0 | 0 | 0 | 0 | 0 | 0 | 0 | 0 | 0 | 0 | 0 | 0 | 0 | 0 | 0 | 0 | 0 | 0 | 0 | 0 | 0 | 0 | 0 | 0 | 0 | 0 | 0 | 0 | 0 | 0 | 0 | 0 | 0 | 0 | 0 | 0 | 2020
Vintage1963 | natural gas peaker | TRUE | 4045.2123.MO.GT | 2123 | N | . | Columbia (MO) | City of Columbia - (MO) | 4045 | MO | WNC | SERC |  | 22 | 1 | Electric Utility | GT | NG | NG | MISO | A | mcf | 564 | 446 | 427 | 336 | 270 | 543 | 807 | 638 | 487 | 258 | 283 | 426 | 564 | 446 | 427 | 336 | 270 | 543 | 807 | 638 | 487 | 258 | 283 | 426 | 1 | 1 | 1 | 1 | 1 | 1 | 1 | 1 | 1 | 1 | 1 | 1 | 564 | 446 | 427 | 336 | 270 | 543 | 807 | 638 | 487 | 258 | 283 | 426 | 564 | 446 | 427 | 336 | 270 | 543 | 807 | 638 | 487 | 258 | 283 | 426 | 30.736 | 24.295 | 23.259 | 18.307 | 14.732 | 29.621 | 44.001 | 34.767 | 26.54 | 14.07 | 15.431 | 23.241 | 5485 | 5485 | 5485 | 5485 | 299 | 2020
Vintage2013 | petroleum | TRUE | 4045.2123.MO.IC | 2123 | N | . | Columbia (MO) | City of Columbia - (MO) | 4045 | MO | WNC | SERC |  | 22 | 1 | Electric Utility | IC | DFO | DFO | MISO | A | barrels | 0 | 0 | 0 | 0 | 0 | 0 | 0 | 0 | 0 | 0 | 0 | 0 | 0 | 0 | 0 | 0 | 0 | 0 | 0 | 0 | 0 | 0 | 0 | 0 | 0 | 0 | 0 | 0 | 0 | 0 | 0 | 0 | 0 | 0 | 0 | 0 | 0 | 0 | 0 | 0 | 0 | 0 | 0 | 0 | 0 | 0 | 0 | 0 | 0 | 0 | 0 | 0 | 0 | 0 | 0 | 0 | 0 | 0 | 0 | 0 | 0 | 0 | 0 | 0 | 0 | 0 | 0 | 0 | 0 | 0 | 0 | 0 | 0 | 0 | 0 | 0 | 0 | 2020
Vintage2013 | biomass | TRUE | 4045.2123.MO.IC | 2123 | N | . | Columbia (MO) | City of Columbia - (MO) | 4045 | MO | WNC | SERC |  | 22 | 1 | Electric Utility | IC | LFG | MLG | MISO | A | mcf | 37176 | 38120 | 40645 | 42361 | 43557 | 42270 | 44567 | 47137 | 39747 | 41370 | 40142 | 38329 | 37176 | 38120 | 40645 | 42361 | 43557 | 42270 | 44567 | 47137 | 39747 | 41370 | 40142 | 38329 | 0.5 | 0.5 | 0.5 | 0.5 | 0.5 | 0.5 | 0.5 | 0.5 | 0.5 | 0.5 | 0.5 | 0.5 | 18588 | 19060 | 20323 | 21181 | 21779 | 21135 | 22284 | 23569 | 19874 | 20685 | 20071 | 19165 | 18588 | 19060 | 20323 | 21181 | 21779 | 21135 | 22284 | 23569 | 19874 | 20685 | 20071 | 19165 | 1100.348 | 1128.315 | 1203.055 | 1253.835 | 1289.242 | 1251.158 | 1319.143 | 1395.212 | 1176.489 | 1224.526 | 1188.168 | 1134.509 | 495421 | 495421 | 247714 | 247714 | 14664 | 2020
Vintage1970 | hard coal | TRUE | 4045.2123.MO.ST | 2123 | N | . | Columbia (MO) | City of Columbia - (MO) | 4045 | MO | WNC | SERC |  | 22 | 1 | Electric Utility | ST | BIT | COL | MISO | AM | short tons | 0 | 0 | 0 | 0 | 0 | 0 | 0 | 0 | 0 | 0 | 0 | 0 | 0 | 0 | 0 | 0 | 0 | 0 | 0 | 0 | 0 | 0 | 0 | 0 | 0 | 0 | 0 | 0 | 0 | 0 | 0 | 0 | 0 | 0 | 0 | 0 | 0 | 0 | 0 | 0 | 0 | 0 | 0 | 0 | 0 | 0 | 0 | 0 | 0 | 0 | 0 | 0 | 0 | 0 | 0 | 0 | 0 | 0 | 0 | 0 | 0 | 0 | 0 | 0 | 0 | 0 | 0 | 0 | 0 | 0 | 0 | 0 | 0 | 0 | 0 | 0 | 0 | 2020
Vintage1970 | petroleum | TRUE | 4045.2123.MO.ST | 2123 | N | . | Columbia (MO) | City of Columbia - (MO) | 4045 | MO | WNC | SERC |  | 22 | 1 | Electric Utility | ST | DFO | DFO | MISO | AM | barrels | 0 | 0 | 0 | 0 | 0 | 0 | 0 | 0 | 0 | 0 | 0 | 0 | 0 | 0 | 0 | 0 | 0 | 0 | 0 | 0 | 0 | 0 | 0 | 0 | 0 | 0 | 0 | 0 | 0 | 0 | 0 | 0 | 0 | 0 | 0 | 0 | 0 | 0 | 0 | 0 | 0 | 0 | 0 | 0 | 0 | 0 | 0 | 0 | 0 | 0 | 0 | 0 | 0 | 0 | 0 | 0 | 0 | 0 | 0 | 0 | 0 | 0 | 0 | 0 | 0 | 0 | 0 | 0 | 0 | 0 | 0 | 0 | 0 | 0 | 0 | 0 | 0 | 2020
Vintage1970 | natural gas steam turbine | TRUE | 4045.2123.MO.ST | 2123 | N | . | Columbia (MO) | City of Columbia - (MO) | 4045 | MO | WNC | SERC |  | 22 | 1 | Electric Utility | ST | NG | NG | MISO | AM | mcf | 121264 | 113887 | 3818 | 0 | 0 | 16317 | 17450 | 5074 | 0 | 4281 | 0 | 4414 | 121264 | 113887 | 3818 | 0 | 0 | 16317 | 17450 | 5074 | 0 | 4281 | 0 | 4414 | 1 | 1 | 1 | 0 | 0 | 1 | 1 | 1 | 0 | 1 | 0 | 1 | 121264 | 113887 | 3818 | 0 | 0 | 16317 | 17450 | 5074 | 0 | 4281 | 0 | 4414 | 121264 | 113887 | 3818 | 0 | 0 | 16317 | 17450 | 5074 | 0 | 4281 | 0 | 4414 | 10290 | 9745 | 335 | 0 | 0 | 1206 | 1297 | 274 | 0 | 208 | 0 | 226 | 286505 | 286505 | 286505 | 286505 | 23581 | 2020
Vintage1973 | hydro | TRUE | 25477.2124.MO.HY | 2124 | N | . | Stockton Hydro | USCE-Kansas City District | 25477 | MO | WNC | MRO |  | 22 | 1 | Electric Utility | HY | WAT | HYC | SPA | A |  | 0 | 0 | 0 | 0 | 0 | 0 | 0 | 0 | 0 | 0 | 0 | 0 | 0 | 0 | 0 | 0 | 0 | 0 | 0 | 0 | 0 | 0 | 0 | 0 | 0 | 0 | 0 | 0 | 0 | 0 | 0 | 0 | 0 | 0 | 0 | 0 | 138866 | 125887 | 102407 | 136025 | 103373 | 109501 | 91766 | 72313 | 45263 | 50670 | 67777 | 69621 | 138866 | 125887 | 102407 | 136025 | 103373 | 109501 | 91766 | 72313 | 45263 | 50670 | 67777 | 69621 | 15839.625 | 14359.134 | 11681.006 | 15515.599 | 11791.103 | 12490.173 | 10467.256 | 8248.312 | 5162.915 | 5779.637 | 7730.946 | 7941.294 | 0 | 0 | 1113469 | 1113469 | 127007 | 2020
Vintage1972 | petroleum | TRUE | 6839.2126.MO.GT | 2126 | N | . | Fulton (MO) | City of Fulton - (MO) | 6839 | MO | WNC | SERC |  | 22 | 1 | Electric Utility | GT | DFO | DFO | AECI | A | barrels | 0 | 0 | 0 | 0 | 0 | 0 | 0 | 0 | 0 | 0 | 0 | 0 | 0 | 0 | 0 | 0 | 0 | 0 | 0 | 0 | 0 | 0 | 0 | 0 | 0 | 0 | 0 | 0 | 0 | 0 | 0 | 0 | 0 | 0 | 0 | 0 | 0 | 0 | 0 | 0 | 0 | 0 | 0 | 0 | 0 | 0 | 0 | 0 | 0 | 0 | 0 | 0 | 0 | 0 | 0 | 0 | 0 | 0 | 0 | 0 | 0 | 0 | 0 | 0 | 0 | 0 | 0 | 0 | 0 | 0 | 0 | 0 | 0 | 0 | 0 | 0 | 0 | 2020
Vintage1972 | natural gas peaker | TRUE | 6839.2126.MO.GT | 2126 | N | . | Fulton (MO) | City of Fulton - (MO) | 6839 | MO | WNC | SERC |  | 22 | 1 | Electric Utility | GT | NG | NG | AECI | A | mcf | 529 | 418 | 400 | 315 | 253 | 509 | 757 | 598 | 456 | 242 | 265 | 400 | 529 | 418 | 400 | 315 | 253 | 509 | 757 | 598 | 456 | 242 | 265 | 400 | 1.1 | 1.1 | 1.1 | 1.1 | 1.1 | 1.1 | 1.1 | 1.1 | 1.1 | 1.1 | 1.1 | 1.1 | 582 | 460 | 440 | 347 | 278 | 560 | 833 | 658 | 502 | 266 | 292 | 440 | 582 | 460 | 440 | 347 | 278 | 560 | 833 | 658 | 502 | 266 | 292 | 440 | 29.709 | 23.482 | 22.481 | 17.695 | 14.239 | 28.63 | 42.529 | 33.604 | 25.653 | 13.599 | 14.915 | 22.464 | 5142 | 5142 | 5658 | 5658 | 289 | 2020
Vintage1975 | petroleum | TRUE | 6839.2126.MO.IC | 2126 | N | . | Fulton (MO) | City of Fulton - (MO) | 6839 | MO | WNC | SERC |  | 22 | 1 | Electric Utility | IC | DFO | DFO | AECI | A | barrels | 0 | 0 | 0 | 0 | 0 | 0 | 0 | 0 | 0 | 0 | 0 | 0 | 0 | 0 | 0 | 0 | 0 | 0 | 0 | 0 | 0 | 0 | 0 | 0 | 0 | 0 | 0 | 0 | 0 | 0 | 0 | 0 | 0 | 0 | 0 | 0 | 0 | 0 | 0 | 0 | 0 | 0 | 0 | 0 | 0 | 0 | 0 | 0 | 0 | 0 | 0 | 0 | 0 | 0 | 0 | 0 | 0 | 0 | 0 | 0 | 0 | 0 | 0 | 0 | 0 | 0 | 0 | 0 | 0 | 0 | 0 | 0 | 0 | 0 | 0 | 0 | 0 | 2020
Vintage1975 | natural gas peaker | TRUE | 6839.2126.MO.IC | 2126 | N | . | Fulton (MO) | City of Fulton - (MO) | 6839 | MO | WNC | SERC |  | 22 | 1 | Electric Utility | IC | NG | NG | AECI | A | mcf | 0 | 0 | 0 | 0 | 0 | 0 | 0 | 0 | 0 | 0 | 0 | 0 | 0 | 0 | 0 | 0 | 0 | 0 | 0 | 0 | 0 | 0 | 0 | 0 | 0 | 0 | 0 | 0 | 0 | 0 | 0 | 0 | 0 | 0 | 0 | 0 | 0 | 0 | 0 | 0 | 0 | 0 | 0 | 0 | 0 | 0 | 0 | 0 | 0 | 0 | 0 | 0 | 0 | 0 | 0 | 0 | 0 | 0 | 0 | 0 | 0 | 0 | 0 | 0 | 0 | 0 | 0 | 0 | 0 | 0 | 0 | 0 | 0 | 0 | 0 | 0 | 0 | 2020
Vintage1993 | petroleum | TRUE | 6924.2127.MO.IC | 2127 | N | . | Gallatin (MO) | City of Gallatin - (MO) | 6924 | MO | WNC | SERC |  | 22 | 1 | Electric Utility | IC | DFO | DFO | AECI | A | barrels | 0 | 0 | 0 | 0 | 0 | 0 | 0 | 0 | 0 | 0 | 0 | 0 | 0 | 0 | 0 | 0 | 0 | 0 | 0 | 0 | 0 | 0 | 0 | 0 | 0 | 0 | 0 | 0 | 0 | 0 | 0 | 0 | 0 | 0 | 0 | 0 | 0 | 0 | 0 | 0 | 0 | 0 | 0 | 0 | 0 | 0 | 0 | 0 | 0 | 0 | 0 | 0 | 0 | 0 | 0 | 0 | 0 | 0 | 0 | 0 | 0 | 0 | 0 | 0 | 0 | 0 | 0 | 0 | 0 | 0 | 0 | 0 | 0 | 0 | 0 | 0 | 0 | 2020
Vintage1996 | petroleum | TRUE | 8567.2131.MO.GT | 2131 | N | . | Higginsville | City of Higginsville - (MO) | 8567 | MO | WNC | SERC |  | 22 | 1 | Electric Utility | GT | DFO | DFO | SWPP | A | barrels | 5 | 5 | 4 | 5 | 5 | 6 | 3 | 5 | 4 | 5 | 7 | 5 | 5 | 5 | 4 | 5 | 5 | 6 | 3 | 5 | 4 | 5 | 7 | 5 | 5.755 | 5.755 | 5.755 | 5.755 | 5.755 | 5.755 | 5.755 | 5.755 | 5.755 | 5.755 | 5.755 | 5.755 | 29 | 29 | 23 | 29 | 29 | 35 | 17 | 29 | 23 | 29 | 40 | 29 | 29 | 29 | 23 | 29 | 29 | 35 | 17 | 29 | 23 | 29 | 40 | 29 | 1.836 | 1.91 | 1.632 | 1.851 | 2.133 | 2.571 | 1.312 | 2.127 | 1.629 | 2.032 | 2.729 | 2.176 | 59 | 59 | 341 | 341 | 23.938 | 2020
Vintage1996 | natural gas peaker | TRUE | 8567.2131.MO.GT | 2131 | N | . | Higginsville | City of Higginsville - (MO) | 8567 | MO | WNC | SERC |  | 22 | 1 | Electric Utility | GT | NG | NG | SWPP | A | mcf | 7014 | 5543 | 5307 | 4177 | 3361 | 6758 | 10039 | 7933 | 6056 | 3210 | 3521 | 5303 | 7014 | 5543 | 5307 | 4177 | 3361 | 6758 | 10039 | 7933 | 6056 | 3210 | 3521 | 5303 | 1.05 | 1.05 | 1.05 | 1.05 | 1.05 | 1.05 | 1.05 | 1.05 | 1.05 | 1.05 | 1.05 | 1.05 | 7365 | 5820 | 5572 | 4386 | 3529 | 7096 | 10541 | 8330 | 6359 | 3371 | 3697 | 5568 | 7365 | 5820 | 5572 | 4386 | 3529 | 7096 | 10541 | 8330 | 6359 | 3371 | 3697 | 5568 | 519.148 | 410.332 | 392.834 | 309.202 | 248.817 | 500.287 | 743.163 | 587.213 | 448.263 | 237.637 | 260.631 | 392.535 | 68222 | 68222 | 71634 | 71634 | 5050.062 | 2020
Vintage2004 | petroleum | TRUE | 8567.2131.MO.IC | 2131 | N | . | Higginsville | City of Higginsville - (MO) | 8567 | MO | WNC | SERC |  | 22 | 1 | Electric Utility | IC | DFO | DFO | SWPP | A | barrels | 1 | 1 | 1 | 1 | 1 | 2 | 1 | 1 | 1 | 1 | 2 | 1 | 1 | 1 | 1 | 1 | 1 | 2 | 1 | 1 | 1 | 1 | 2 | 1 | 5.755 | 5.755 | 5.755 | 5.755 | 5.755 | 5.755 | 5.755 | 5.755 | 5.755 | 5.755 | 5.755 | 5.755 | 6 | 6 | 6 | 6 | 6 | 12 | 6 | 6 | 6 | 6 | 12 | 6 | 6 | 6 | 6 | 6 | 6 | 12 | 6 | 6 | 6 | 6 | 12 | 6 | 0.537 | 0.559 | 0.477 | 0.541 | 0.624 | 0.752 | 0.384 | 0.622 | 0.476 | 0.594 | 0.798 | 0.636 | 14 | 14 | 84 | 84 | 7 | 2020
Vintage2004 | natural gas peaker | TRUE | 8567.2131.MO.IC | 2131 | N | . | Higginsville | City of Higginsville - (MO) | 8567 | MO | WNC | SERC |  | 22 | 1 | Electric Utility | IC | NG | NG | SWPP | A | mcf | 0 | 0 | 0 | 0 | 0 | 0 | 0 | 0 | 0 | 0 | 0 | 0 | 0 | 0 | 0 | 0 | 0 | 0 | 0 | 0 | 0 | 0 | 0 | 0 | 0 | 0 | 0 | 0 | 0 | 0 | 0 | 0 | 0 | 0 | 0 | 0 | 0 | 0 | 0 | 0 | 0 | 0 | 0 | 0 | 0 | 0 | 0 | 0 | 0 | 0 | 0 | 0 | 0 | 0 | 0 | 0 | 0 | 0 | 0 | 0 | 0 | 0 | 0 | 0 | 0 | 0 | 0 | 0 | 0 | 0 | 0 | 0 | 0 | 0 | 0 | 0 | 0 | 2020
Vintage1965 | hard coal | TRUE | 9231.2132.MO.ST | 2132 | N | . | Blue Valley | City of Independence - (MO) | 9231 | MO | WNC | MRO |  | 22 | 1 | Electric Utility | ST | BIT | COL | SWPP | AM | short tons | 0 | 0 | 0 | 0 | 0 | 0 | 0 | 0 | 0 | 0 | 0 | 0 | 0 | 0 | 0 | 0 | 0 | 0 | 0 | 0 | 0 | 0 | 0 | 0 | 0 | 0 | 0 | 0 | 0 | 0 | 0 | 0 | 0 | 0 | 0 | 0 | 0 | 0 | 0 | 0 | 0 | 0 | 0 | 0 | 0 | 0 | 0 | 0 | 0 | 0 | 0 | 0 | 0 | 0 | 0 | 0 | 0 | 0 | 0 | 0 | 0 | 0 | 0 | 0 | 0 | 0 | 0 | 0 | 0 | 0 | 0 | 0 | 0 | 0 | 0 | 0 | 0 | 2020
Vintage1965 | petroleum | TRUE | 9231.2132.MO.ST | 2132 | N | . | Blue Valley | City of Independence - (MO) | 9231 | MO | WNC | MRO |  | 22 | 1 | Electric Utility | ST | DFO | DFO | SWPP | AM | barrels | 0 | 0 | 0 | 0 | 0 | 0 | 0 | 0 | 0 | 0 | 0 | 0 | 0 | 0 | 0 | 0 | 0 | 0 | 0 | 0 | 0 | 0 | 0 | 0 | 0 | 0 | 0 | 0 | 0 | 0 | 0 | 0 | 0 | 0 | 0 | 0 | 0 | 0 | 0 | 0 | 0 | 0 | 0 | 0 | 0 | 0 | 0 | 0 | 0 | 0 | 0 | 0 | 0 | 0 | 0 | 0 | 0 | 0 | 0 | 0 | 0 | 0 | 0 | 0 | 0 | 0 | 0 | 0 | 0 | 0 | 0 | 0 | 0 | 0 | 0 | 0 | 0 | 2020
Vintage1965 | natural gas steam turbine | TRUE | 9231.2132.MO.ST | 2132 | N | . | Blue Valley | City of Independence - (MO) | 9231 | MO | WNC | MRO |  | 22 | 1 | Electric Utility | ST | NG | NG | SWPP | AM | mcf | 0 | 2782 | 2799 | 15250 | 2551 | 0 | 0 | 0 | 0 | 0 | 0 | 0 | 0 | 2782 | 2799 | 15250 | 2551 | 0 | 0 | 0 | 0 | 0 | 0 | 0 | 0 | 1.029 | 1.037 | 1.029 | 1.045 | 0 | 0 | 0 | 0 | 0 | 0 | 0 | 0 | 2863 | 2903 | 15692 | 2666 | 0 | 0 | 0 | 0 | 0 | 0 | 0 | 0 | 2863 | 2903 | 15692 | 2666 | 0 | 0 | 0 | 0 | 0 | 0 | 0 | 0 | 187 | 192 | 1131 | 183 | 0 | 0 | 0 | 0 | 0 | 0 | 0 | 23382 | 23382 | 24124 | 24124 | 1693 | 2020
Vintage1969 | petroleum | TRUE | 9231.2134.MO.GT | 2134 | N | . | Jackson Square | City of Independence - (MO) | 9231 | MO | WNC | MRO |  | 22 | 1 | Electric Utility | GT | DFO | DFO | SWPP | A | barrels | 164 | 169 | 145 | 164 | 189 | 228 | 116 | 189 | 145 | 180 | 242 | 193 | 164 | 169 | 145 | 164 | 189 | 228 | 116 | 189 | 145 | 180 | 242 | 193 | 5.77 | 5.77 | 5.77 | 5.77 | 5.77 | 5.77 | 5.77 | 5.77 | 5.77 | 5.77 | 5.77 | 5.77 | 946 | 975 | 837 | 946 | 1091 | 1316 | 669 | 1091 | 837 | 1039 | 1396 | 1114 | 946 | 975 | 837 | 946 | 1091 | 1316 | 669 | 1091 | 837 | 1039 | 1396 | 1114 | 34.226 | 35.585 | 30.404 | 34.481 | 39.739 | 47.904 | 24.442 | 39.621 | 30.346 | 37.861 | 50.852 | 40.539 | 2124 | 2124 | 12257 | 12257 | 446 | 2020
Vintage1974 | petroleum | TRUE | 9231.2135.MO.GT | 2135 | N | . | Station H | City of Independence - (MO) | 9231 | MO | WNC | MRO |  | 22 | 1 | Electric Utility | GT | DFO | DFO | SWPP | A | barrels | 0 | 0 | 0 | 0 | 0 | 0 | 0 | 0 | 0 | 0 | 0 | 7 | 0 | 0 | 0 | 0 | 0 | 0 | 0 | 0 | 0 | 0 | 0 | 7 | 0 | 0 | 0 | 0 | 0 | 0 | 0 | 0 | 0 | 0 | 0 | 5.77 | 0 | 0 | 0 | 0 | 0 | 0 | 0 | 0 | 0 | 0 | 0 | 40 | 0 | 0 | 0 | 0 | 0 | 0 | 0 | 0 | 0 | 0 | 0 | 40 | 0 | 0 | 0 | 0 | 0 | 0 | 0 | 0 | 0 | 0 | 0 | 1.54 | 7 | 7 | 40 | 40 | 1.54 | 2020
Vintage1974 | natural gas peaker | TRUE | 9231.2135.MO.GT | 2135 | N | . | Station H | City of Independence - (MO) | 9231 | MO | WNC | MRO |  | 22 | 1 | Electric Utility | GT | NG | NG | SWPP | A | mcf | 26965 | 21313 | 20404 | 16060 | 12924 | 25985 | 38600 | 30500 | 23283 | 12343 | 13537 | 20388 | 26965 | 21313 | 20404 | 16060 | 12924 | 25985 | 38600 | 30500 | 23283 | 12343 | 13537 | 20388 | 1.032 | 1.032 | 1.032 | 1.032 | 1.032 | 1.032 | 1.032 | 1.032 | 1.032 | 1.032 | 1.032 | 1.032 | 27828 | 21995 | 21057 | 16574 | 13338 | 26817 | 39835 | 31476 | 24028 | 12738 | 13970 | 21040 | 27828 | 21995 | 21057 | 16574 | 13338 | 26817 | 39835 | 31476 | 24028 | 12738 | 13970 | 21040 | 1060.95 | 838.567 | 802.807 | 631.894 | 508.49 | 1022.402 | 1518.75 | 1200.045 | 916.084 | 485.642 | 532.633 | 802.196 | 262302 | 262302 | 270696 | 270696 | 10320.46 | 2020
Vintage1972 | petroleum | TRUE | 9231.2136.MO.GT | 2136 | N | . | Station I | City of Independence - (MO) | 9231 | MO | WNC | MRO |  | 22 | 1 | Electric Utility | GT | DFO | DFO | SWPP | A | barrels | 308 | 321 | 274 | 311 | 358 | 432 | 220 | 357 | 273 | 341 | 458 | 365 | 308 | 321 | 274 | 311 | 358 | 432 | 220 | 357 | 273 | 341 | 458 | 365 | 5.77 | 5.77 | 5.77 | 5.77 | 5.77 | 5.77 | 5.77 | 5.77 | 5.77 | 5.77 | 5.77 | 5.77 | 1777 | 1852 | 1581 | 1794 | 2066 | 2493 | 1269 | 2060 | 1575 | 1968 | 2643 | 2106 | 1777 | 1852 | 1581 | 1794 | 2066 | 2493 | 1269 | 2060 | 1575 | 1968 | 2643 | 2106 | 62.237 | 64.708 | 55.286 | 62.699 | 72.26 | 87.108 | 44.444 | 72.046 | 55.181 | 68.846 | 92.469 | 73.716 | 4018 | 4018 | 23184 | 23184 | 811 | 2020
Vintage2006 | petroleum | TRUE | 9603.2137.MO.IC | 2137 | N | . | Jackson (MO) | City of Jackson - (MO) | 9603 | MO | WNC | SERC |  | 22 | 1 | Electric Utility | IC | DFO | DFO | MISO | A | barrels | 15 | 16 | 13 | 15 | 17 | 21 | 11 | 17 | 13 | 17 | 22 | 18 | 15 | 16 | 13 | 15 | 17 | 21 | 11 | 17 | 13 | 17 | 22 | 18 | 5.754 | 5.754 | 5.754 | 5.754 | 5.754 | 5.754 | 5.754 | 5.754 | 5.754 | 5.754 | 5.754 | 5.754 | 86 | 92 | 75 | 86 | 98 | 121 | 63 | 98 | 75 | 98 | 127 | 104 | 86 | 92 | 75 | 86 | 98 | 121 | 63 | 98 | 75 | 98 | 127 | 104 | 4.488 | 4.666 | 3.987 | 4.521 | 5.211 | 6.281 | 3.205 | 5.195 | 3.979 | 4.964 | 6.668 | 5.316 | 195 | 195 | 1123 | 1123 | 58.481 | 2020
Vintage2006 | natural gas peaker | TRUE | 9603.2137.MO.IC | 2137 | N | . | Jackson (MO) | City of Jackson - (MO) | 9603 | MO | WNC | SERC |  | 22 | 1 | Electric Utility | IC | NG | NG | MISO | A | mcf | 107 | 85 | 81 | 64 | 52 | 104 | 154 | 122 | 93 | 49 | 54 | 81 | 107 | 85 | 81 | 64 | 52 | 104 | 154 | 122 | 93 | 49 | 54 | 81 | 1 | 1 | 1 | 1 | 1 | 1 | 1 | 1 | 1 | 1 | 1 | 1 | 107 | 85 | 81 | 64 | 52 | 104 | 154 | 122 | 93 | 49 | 54 | 81 | 107 | 85 | 81 | 64 | 52 | 104 | 154 | 122 | 93 | 49 | 54 | 81 | 5.605 | 4.43 | 4.241 | 3.338 | 2.686 | 5.401 | 8.023 | 6.339 | 4.839 | 2.565 | 2.814 | 4.238 | 1046 | 1046 | 1046 | 1046 | 54.519 | 2020
Vintage1999 | petroleum | TRUE | 9973.2138.MO.IC | 2138 | N | . | Kahoka | City of Kahoka | 9973 | MO | WNC | SERC |  | 22 | 1 | Electric Utility | IC | DFO | DFO | MISO | A | barrels | 0 | 0 | 0 | 0 | 0 | 0 | 0 | 0 | 0 | 0 | 0 | 2 | 0 | 0 | 0 | 0 | 0 | 0 | 0 | 0 | 0 | 0 | 0 | 2 | 0 | 0 | 0 | 0 | 0 | 0 | 0 | 0 | 0 | 0 | 0 | 6 | 0 | 0 | 0 | 0 | 0 | 0 | 0 | 0 | 0 | 0 | 0 | 12 | 0 | 0 | 0 | 0 | 0 | 0 | 0 | 0 | 0 | 0 | 0 | 12 | 0 | 0 | 0 | 0 | 0 | 0 | 0 | 0 | 0 | 0 | 0 | 1 | 2 | 2 | 12 | 12 | 1 | 2020
Vintage1999 | natural gas peaker | TRUE | 9973.2138.MO.IC | 2138 | N | . | Kahoka | City of Kahoka | 9973 | MO | WNC | SERC |  | 22 | 1 | Electric Utility | IC | NG | NG | MISO | A | mcf | 0 | 0 | 0 | 0 | 0 | 0 | 0 | 0 | 0 | 0 | 0 | 0 | 0 | 0 | 0 | 0 | 0 | 0 | 0 | 0 | 0 | 0 | 0 | 0 | 0 | 0 | 0 | 0 | 0 | 0 | 0 | 0 | 0 | 0 | 0 | 0 | 0 | 0 | 0 | 0 | 0 | 0 | 0 | 0 | 0 | 0 | 0 | 0 | 0 | 0 | 0 | 0 | 0 | 0 | 0 | 0 | 0 | 0 | 0 | 0 | 0 | 0 | 0 | 0 | 0 | 0 | 0 | 0 | 0 | 0 | 0 | 0 | 0 | 0 | 0 | 0 | 0 | 2020
Vintage2001 | petroleum | TRUE | 10152.2139.MO.IC | 2139 | N | . | Kennett | City of Kennett - (MO) | 10152 | MO | WNC | SERC |  | 22 | 1 | Electric Utility | IC | DFO | DFO | SWPP | A | barrels | 11 | 13 | 11 | 13 | 15 | 18 | 9 | 14 | 11 | 14 | 19 | 15 | 11 | 13 | 11 | 13 | 15 | 18 | 9 | 14 | 11 | 14 | 19 | 15 | 5.796 | 5.796 | 5.796 | 5.796 | 5.796 | 5.796 | 5.796 | 5.796 | 5.796 | 5.796 | 5.796 | 5.796 | 64 | 75 | 64 | 75 | 87 | 104 | 52 | 81 | 64 | 81 | 110 | 87 | 64 | 75 | 64 | 75 | 87 | 104 | 52 | 81 | 64 | 81 | 110 | 87 | 6.414 | 6.666 | 5.696 | 6.459 | 7.444 | 8.974 | 4.579 | 7.422 | 5.685 | 7.093 | 9.526 | 7.594 | 163 | 163 | 944 | 944 | 83.552 | 2020
Vintage2001 | natural gas peaker | TRUE | 10152.2139.MO.IC | 2139 | N | . | Kennett | City of Kennett - (MO) | 10152 | MO | WNC | SERC |  | 22 | 1 | Electric Utility | IC | NG | NG | SWPP | A | mcf | 1969 | 1556 | 1490 | 1173 | 944 | 1898 | 2819 | 2227 | 1700 | 901 | 989 | 1489 | 1969 | 1556 | 1490 | 1173 | 944 | 1898 | 2819 | 2227 | 1700 | 901 | 989 | 1489 | 1.015 | 1.015 | 1.015 | 1.015 | 1.015 | 1.015 | 1.015 | 1.015 | 1.015 | 1.015 | 1.015 | 1.015 | 1999 | 1579 | 1512 | 1191 | 958 | 1926 | 2861 | 2260 | 1726 | 915 | 1004 | 1511 | 1999 | 1579 | 1512 | 1191 | 958 | 1926 | 2861 | 2260 | 1726 | 915 | 1004 | 1511 | 176.762 | 139.71 | 133.752 | 105.277 | 84.717 | 170.338 | 253.032 | 199.934 | 152.625 | 80.911 | 88.74 | 133.65 | 19155 | 19155 | 19442 | 19442 | 1719.448 | 2020
Vintage2013 | petroleum | TRUE | 10538.2140.MO.IC | 2140 | N | . | La Plata | City of La Plata - (MO) | 10538 | MO | WNC | SERC |  | 22 | 1 | Electric Utility | IC | DFO | DFO | SWPP | A | barrels | 0 | 0 | 0 | 0 | 0 | 0 | 0 | 0 | 0 | 0 | 0 | 16 | 0 | 0 | 0 | 0 | 0 | 0 | 0 | 0 | 0 | 0 | 0 | 16 | 0 | 0 | 0 | 0 | 0 | 0 | 0 | 0 | 0 | 0 | 0 | 6 | 0 | 0 | 0 | 0 | 0 | 0 | 0 | 0 | 0 | 0 | 0 | 96 | 0 | 0 | 0 | 0 | 0 | 0 | 0 | 0 | 0 | 0 | 0 | 96 | 0 | 0 | 0 | 0 | 0 | 0 | 0 | 0 | 0 | 0 | 0 | 12 | 16 | 16 | 96 | 96 | 12 | 2020
Vintage1985 | petroleum | TRUE | 11460.2141.MO.IC | 2141 | N | . | Macon | City of Macon - (MO) | 11460 | MO | WNC | SERC |  | 22 | 1 | Electric Utility | IC | DFO | DFO | AECI | A | barrels | 0 | 0 | 0 | 0 | 0 | 0 | 0 | 0 | 0 | 0 | 0 | 0 | 0 | 0 | 0 | 0 | 0 | 0 | 0 | 0 | 0 | 0 | 0 | 0 | 0 | 0 | 0 | 0 | 0 | 0 | 0 | 0 | 0 | 0 | 0 | 0 | 0 | 0 | 0 | 0 | 0 | 0 | 0 | 0 | 0 | 0 | 0 | 0 | 0 | 0 | 0 | 0 | 0 | 0 | 0 | 0 | 0 | 0 | 0 | 0 | 0 | 0 | 0 | 0 | 0 | 0 | 0 | 0 | 0 | 0 | 0 | 0 | 0 | 0 | 0 | 0 | 0 | 2020
Vintage1985 | natural gas peaker | TRUE | 11460.2141.MO.IC | 2141 | N | . | Macon | City of Macon - (MO) | 11460 | MO | WNC | SERC |  | 22 | 1 | Electric Utility | IC | NG | NG | AECI | A | mcf | 0 | 0 | 0 | 0 | 0 | 0 | 0 | 0 | 0 | 0 | 0 | 0 | 0 | 0 | 0 | 0 | 0 | 0 | 0 | 0 | 0 | 0 | 0 | 0 | 0 | 0 | 0 | 0 | 0 | 0 | 0 | 0 | 0 | 0 | 0 | 0 | 0 | 0 | 0 | 0 | 0 | 0 | 0 | 0 | 0 | 0 | 0 | 0 | 0 | 0 | 0 | 0 | 0 | 0 | 0 | 0 | 0 | 0 | 0 | 0 | 0 | 0 | 0 | 0 | 0 | 0 | 0 | 0 | 0 | 0 | 0 | 0 | 0 | 0 | 0 | 0 | 0 | 2020
Vintage1996 | petroleum | TRUE | 11540.2142.MO.IC | 2142 | N | . | Malden | City of Malden - (MO) | 11540 | MO | WNC | MRO |  | 22 | 1 | Electric Utility | IC | DFO | DFO | SWPP | A | barrels | 14 | 14 | 12 | 14 | 16 | 19 | 10 | 16 | 12 | 15 | 20 | 16 | 14 | 14 | 12 | 14 | 16 | 19 | 10 | 16 | 12 | 15 | 20 | 16 | 5.8 | 5.8 | 5.8 | 5.8 | 5.8 | 5.8 | 5.8 | 5.8 | 5.8 | 5.8 | 5.8 | 5.8 | 81 | 81 | 70 | 81 | 93 | 110 | 58 | 93 | 70 | 87 | 116 | 93 | 81 | 81 | 70 | 81 | 93 | 110 | 58 | 93 | 70 | 87 | 116 | 93 | 7.752 | 8.059 | 6.885 | 7.808 | 8.999 | 10.848 | 5.535 | 8.972 | 6.872 | 8.574 | 11.516 | 9.18 | 178 | 178 | 1033 | 1033 | 101 | 2020
Vintage1996 | natural gas peaker | TRUE | 11540.2142.MO.IC | 2142 | N | . | Malden | City of Malden - (MO) | 11540 | MO | WNC | MRO |  | 22 | 1 | Electric Utility | IC | NG | NG | SWPP | A | mcf | 0 | 0 | 0 | 0 | 0 | 0 | 0 | 0 | 0 | 0 | 0 | 0 | 0 | 0 | 0 | 0 | 0 | 0 | 0 | 0 | 0 | 0 | 0 | 0 | 0 | 0 | 0 | 0 | 0 | 0 | 0 | 0 | 0 | 0 | 0 | 0 | 0 | 0 | 0 | 0 | 0 | 0 | 0 | 0 | 0 | 0 | 0 | 0 | 0 | 0 | 0 | 0 | 0 | 0 | 0 | 0 | 0 | 0 | 0 | 0 | 0 | 0 | 0 | 0 | 0 | 0 | 0 | 0 | 0 | 0 | 0 | 0 | 0 | 0 | 0 | 0 | 0 | 2020
Vintage1972 | hard coal | TRUE | 11732.2144.MO.GT | 2144 | N | . | Marshall (MO) | City of Marshall - (MO) | 11732 | MO | WNC | SERC |  | 22 | 1 | Electric Utility | GT | BIT | COL | SWPP | A | short tons | 0 | 0 | 0 | 0 | 0 | 0 | 0 | 0 | 0 | 0 | 0 | 0 | 0 | 0 | 0 | 0 | 0 | 0 | 0 | 0 | 0 | 0 | 0 | 0 | 0 | 0 | 0 | 0 | 0 | 0 | 0 | 0 | 0 | 0 | 0 | 0 | 0 | 0 | 0 | 0 | 0 | 0 | 0 | 0 | 0 | 0 | 0 | 0 | 0 | 0 | 0 | 0 | 0 | 0 | 0 | 0 | 0 | 0 | 0 | 0 | 0 | 0 | 0 | 0 | 0 | 0 | 0 | 0 | 0 | 0 | 0 | 0 | 0 | 0 | 0 | 0 | 0 | 2020
Vintage1972 | petroleum | TRUE | 11732.2144.MO.GT | 2144 | N | . | Marshall (MO) | City of Marshall - (MO) | 11732 | MO | WNC | SERC |  | 22 | 1 | Electric Utility | GT | DFO | DFO | SWPP | A | barrels | . | . | . | . | . | . | . | . | . | . | . | 1 | . | . | . | . | . | . | . | . | . | . | . | 1 | . | . | . | . | . | . | . | . | . | . | . | 5.653 | . | . | . | . | . | . | . | . | . | . | . | 6 | . | . | . | . | . | . | . | . | . | . | . | 6 | . | . | . | . | . | . | . | . | . | . | . | 0.351 | 1 | 1 | 6 | 6 | 0.351 | 2020
Vintage1972 | natural gas peaker | TRUE | 11732.2144.MO.GT | 2144 | N | . | Marshall (MO) | City of Marshall - (MO) | 11732 | MO | WNC | SERC |  | 22 | 1 | Electric Utility | GT | NG | NG | SWPP | A | mcf | 3293 | 2603 | 2492 | 1962 | 1579 | 3174 | 4715 | 3725 | 2844 | 1508 | 1653 | 2490 | 3293 | 2603 | 2492 | 1962 | 1579 | 3174 | 4715 | 3725 | 2844 | 1508 | 1653 | 2490 | 1.02 | 1.02 | 1.02 | 1.02 | 1.02 | 1.02 | 1.02 | 1.02 | 1.02 | 1.02 | 1.02 | 1.02 | 3359 | 2655 | 2542 | 2001 | 1611 | 3237 | 4809 | 3800 | 2901 | 1538 | 1686 | 2540 | 3359 | 2655 | 2542 | 2001 | 1611 | 3237 | 4809 | 3800 | 2901 | 1538 | 1686 | 2540 | 208.342 | 164.671 | 157.649 | 124.086 | 99.853 | 200.771 | 298.24 | 235.655 | 179.893 | 95.366 | 104.594 | 157.529 | 32038 | 32038 | 32679 | 32679 | 2026.649 | 2020
Vintage1994 | petroleum | TRUE | 11732.2144.MO.IC | 2144 | N | . | Marshall (MO) | City of Marshall - (MO) | 11732 | MO | WNC | SERC |  | 22 | 1 | Electric Utility | IC | DFO | DFO | SWPP | A | barrels | 5 | 6 | 5 | 5 | 6 | 8 | 4 | 6 | 5 | 6 | 8 | 6 | 5 | 6 | 5 | 5 | 6 | 8 | 4 | 6 | 5 | 6 | 8 | 6 | 5.653 | 5.653 | 5.653 | 5.653 | 5.653 | 5.653 | 5.653 | 5.653 | 5.653 | 5.653 | 5.653 | 5.653 | 28 | 34 | 28 | 28 | 34 | 45 | 23 | 34 | 28 | 34 | 45 | 34 | 28 | 34 | 28 | 28 | 34 | 45 | 23 | 34 | 28 | 34 | 45 | 34 | 2.961 | 3.08 | 2.632 | 2.985 | 3.44 | 4.147 | 2.116 | 3.43 | 2.627 | 3.277 | 4.402 | 3.509 | 70 | 70 | 395 | 395 | 38.606 | 2020
Vintage1994 | natural gas peaker | TRUE | 11732.2144.MO.IC | 2144 | N | . | Marshall (MO) | City of Marshall - (MO) | 11732 | MO | WNC | SERC |  | 22 | 1 | Electric Utility | IC | NG | NG | SWPP | A | mcf | 191 | 151 | 144 | 113 | 91 | 184 | 273 | 215 | 164 | 87 | 96 | 144 | 191 | 151 | 144 | 113 | 91 | 184 | 273 | 215 | 164 | 87 | 96 | 144 | 1.02 | 1.02 | 1.02 | 1.02 | 1.02 | 1.02 | 1.02 | 1.02 | 1.02 | 1.02 | 1.02 | 1.02 | 195 | 154 | 147 | 115 | 93 | 188 | 278 | 219 | 167 | 89 | 98 | 147 | 195 | 154 | 147 | 115 | 93 | 188 | 278 | 219 | 167 | 89 | 98 | 147 | 18.955 | 14.983 | 14.344 | 11.29 | 9.085 | 18.267 | 27.135 | 21.441 | 16.368 | 8.677 | 9.516 | 14.333 | 1853 | 1853 | 1890 | 1890 | 184.394 | 2020
Vintage2003 | petroleum | TRUE | 12802.2146.MO.IC | 2146 | N | . | Monroe (MO) | City of Monroe City - (MO) | 12802 | MO | WNC | SERC |  | 22 | 1 | Electric Utility | IC | DFO | DFO | AECI | A | barrels | 0 | 0 | 0 | 0 | 0 | 0 | 0 | 0 | 0 | 0 | 0 | 0 | 0 | 0 | 0 | 0 | 0 | 0 | 0 | 0 | 0 | 0 | 0 | 0 | 0 | 0 | 0 | 0 | 0 | 0 | 0 | 0 | 0 | 0 | 0 | 0 | 0 | 0 | 0 | 0 | 0 | 0 | 0 | 0 | 0 | 0 | 0 | 0 | 0 | 0 | 0 | 0 | 0 | 0 | 0 | 0 | 0 | 0 | 0 | 0 | 0 | 0 | 0 | 0 | 0 | 0 | 0 | 0 | 0 | 0 | 0 | 0 | 0 | 0 | 0 | 0 | 0 | 2020
Vintage2003 | natural gas peaker | TRUE | 12802.2146.MO.IC | 2146 | N | . | Monroe (MO) | City of Monroe City - (MO) | 12802 | MO | WNC | SERC |  | 22 | 1 | Electric Utility | IC | NG | NG | AECI | A | mcf | 0 | 0 | 0 | 0 | 0 | 0 | 0 | 0 | 0 | 0 | 0 | 0 | 0 | 0 | 0 | 0 | 0 | 0 | 0 | 0 | 0 | 0 | 0 | 0 | 0 | 0 | 0 | 0 | 0 | 0 | 0 | 0 | 0 | 0 | 0 | 0 | 0 | 0 | 0 | 0 | 0 | 0 | 0 | 0 | 0 | 0 | 0 | 0 | 0 | 0 | 0 | 0 | 0 | 0 | 0 | 0 | 0 | 0 | 0 | 0 | 0 | 0 | 0 | 0 | 0 | 0 | 0 | 0 | 0 | 0 | 0 | 0 | 0 | 0 | 0 | 0 | 0 | 2020
Vintage1992 | petroleum | TRUE | 17833.2161.MO.GT | 2161 | N | . | James River Power Station | City Utilities of Springfield - (MO) | 17833 | MO | WNC | MRO |  | 22 | 1 | Electric Utility | GT | DFO | DFO | SWPP | M | barrels | 834 | 3391 | 1065 | 0 | 0 | 0 | 0 | 0 | 0 | 195 | 650 | 0 | 834 | 3391 | 1065 | 0 | 0 | 0 | 0 | 0 | 0 | 195 | 650 | 0 | 5.8 | 5.8 | 5.81 | 0 | 0 | 0 | 0 | 0 | 0 | 5.81 | 5.82 | 0 | 4837 | 19668 | 6188 | 0 | 0 | 0 | 0 | 0 | 0 | 1133 | 3783 | 0 | 4837 | 19668 | 6188 | 0 | 0 | 0 | 0 | 0 | 0 | 1133 | 3783 | 0 | 346.15 | 1421.692 | 443.631 | 0 | 0 | 0 | 0 | 0 | 0 | 86.408 | 275.228 | 0 | 6135 | 6135 | 35609 | 35609 | 2573.109 | 2020
Vintage1992 | natural gas peaker | TRUE | 17833.2161.MO.GT | 2161 | N | . | James River Power Station | City Utilities of Springfield - (MO) | 17833 | MO | WNC | MRO |  | 22 | 1 | Electric Utility | GT | NG | NG | SWPP | M | mcf | 56385 | 16667 | 71411 | 7420 | 76649 | 54010 | 234936 | 203079 | 131548 | 522886 | 123742 | 89922 | 56385 | 16667 | 71411 | 7420 | 76649 | 54010 | 234936 | 203079 | 131548 | 522886 | 123742 | 89922 | 1.027 | 1.027 | 1.029 | 1.035 | 1.022 | 1.02 | 1.018 | 1.019 | 1.022 | 1.024 | 1.025 | 1.029 | 57907 | 17117 | 73482 | 7680 | 78335 | 55090 | 239165 | 206938 | 134442 | 535435 | 126836 | 92530 | 57907 | 17117 | 73482 | 7680 | 78335 | 55090 | 239165 | 206938 | 134442 | 535435 | 126836 | 92530 | 4143.85 | 1237.308 | 5268.369 | 538 | 5738 | 4290 | 18553 | 15407 | 10089 | 40836.592 | 9227.772 | 6712 | 1588655 | 1588655 | 1624957 | 1624957 | 122040.89 | 2020
Vintage0 | hard coal | TRUE | 17833.2161.MO.ST | 2161 | N | . | James River Power Station | City Utilities of Springfield - (MO) | 17833 | MO | WNC | MRO |  | 22 | 1 | Electric Utility | ST | BIT | COL | SWPP | M | short tons | 0 | 0 | 0 | 0 | 0 | 0 | 0 | 0 | 0 | 0 | 0 | 0 | 0 | 0 | 0 | 0 | 0 | 0 | 0 | 0 | 0 | 0 | 0 | 0 | 0 | 0 | 0 | 0 | 0 | 0 | 0 | 0 | 0 | 0 | 0 | 0 | 0 | 0 | 0 | 0 | 0 | 0 | 0 | 0 | 0 | 0 | 0 | 0 | 0 | 0 | 0 | 0 | 0 | 0 | 0 | 0 | 0 | 0 | 0 | 0 | 0 | 0 | 0 | 0 | 0 | 0 | 0 | 0 | 0 | 0 | 0 | 0 | 0 | 0 | 0 | 0 | 0 | 2020
Vintage0 | petroleum | TRUE | 17833.2161.MO.ST | 2161 | N | . | James River Power Station | City Utilities of Springfield - (MO) | 17833 | MO | WNC | MRO |  | 22 | 1 | Electric Utility | ST | DFO | DFO | SWPP | M | barrels | 0 | 0 | 0 | 0 | 0 | 0 | 0 | 0 | 0 | 0 | 0 | 0 | 0 | 0 | 0 | 0 | 0 | 0 | 0 | 0 | 0 | 0 | 0 | 0 | 0 | 0 | 0 | 0 | 0 | 0 | 0 | 0 | 0 | 0 | 0 | 0 | 0 | 0 | 0 | 0 | 0 | 0 | 0 | 0 | 0 | 0 | 0 | 0 | 0 | 0 | 0 | 0 | 0 | 0 | 0 | 0 | 0 | 0 | 0 | 0 | 0 | 0 | 0 | 0 | 0 | 0 | 0 | 0 | 0 | 0 | 0 | 0 | 0 | 0 | 0 | 0 | 0 | 2020
Vintage0 | natural gas steam turbine | TRUE | 17833.2161.MO.ST | 2161 | N | . | James River Power Station | City Utilities of Springfield - (MO) | 17833 | MO | WNC | MRO |  | 22 | 1 | Electric Utility | ST | NG | NG | SWPP | M | mcf | 0 | 0 | 0 | 0 | 0 | 0 | 0 | 0 | 0 | 0 | 0 | 0 | 0 | 0 | 0 | 0 | 0 | 0 | 0 | 0 | 0 | 0 | 0 | 0 | 0 | 0 | 0 | 0 | 0 | 0 | 0 | 0 | 0 | 0 | 0 | 0 | 0 | 0 | 0 | 0 | 0 | 0 | 0 | 0 | 0 | 0 | 0 | 0 | 0 | 0 | 0 | 0 | 0 | 0 | 0 | 0 | 0 | 0 | 0 | 0 | 0 | 0 | 0 | 0 | 0 | 0 | 0 | 0 | 0 | 0 | 0 | 0 | 0 | 0 | 0 | 0 | 0 | 2020
Vintage0 | hard coal | TRUE | 17833.2161.MO.ST | 2161 | N | . | James River Power Station | City Utilities of Springfield - (MO) | 17833 | MO | WNC | MRO |  | 22 | 1 | Electric Utility | ST | SUB | COL | SWPP | M | short tons | 0 | 0 | 0 | 0 | 0 | 0 | 0 | 0 | 0 | 0 | 0 | 0 | 0 | 0 | 0 | 0 | 0 | 0 | 0 | 0 | 0 | 0 | 0 | 0 | 0 | 0 | 0 | 0 | 0 | 0 | 0 | 0 | 0 | 0 | 0 | 0 | 0 | 0 | 0 | 0 | 0 | 0 | 0 | 0 | 0 | 0 | 0 | 0 | 0 | 0 | 0 | 0 | 0 | 0 | 0 | 0 | 0 | 0 | 0 | 0 | 0 | 0 | 0 | 0 | 0 | 0 | 0 | 0 | 0 | 0 | 0 | 0 | 0 | 0 | 0 | 0 | 0 | 2020
Vintage0 | biomass | TRUE | 17833.2161.MO.ST | 2161 | N | . | James River Power Station | City Utilities of Springfield - (MO) | 17833 | MO | WNC | MRO |  | 22 | 1 | Electric Utility | ST | WDS | WWW | SWPP | M | short tons | 0 | 0 | 0 | 0 | 0 | 0 | 0 | 0 | 0 | 0 | 0 | 0 | 0 | 0 | 0 | 0 | 0 | 0 | 0 | 0 | 0 | 0 | 0 | 0 | 0 | 0 | 0 | 0 | 0 | 0 | 0 | 0 | 0 | 0 | 0 | 0 | 0 | 0 | 0 | 0 | 0 | 0 | 0 | 0 | 0 | 0 | 0 | 0 | 0 | 0 | 0 | 0 | 0 | 0 | 0 | 0 | 0 | 0 | 0 | 0 | 0 | 0 | 0 | 0 | 0 | 0 | 0 | 0 | 0 | 0 | 0 | 0 | 0 | 0 | 0 | 0 | 0 | 2020
Vintage1994 | petroleum | TRUE | 19474.2164.MO.IC | 2164 | N | . | Unionville City of | City of Unionville - (MO) | 19474 | MO | WNC | SERC |  | 22 | 1 | Electric Utility | IC | DFO | DFO | AECI | A | barrels | 0 | 0 | 0 | 0 | 0 | 0 | 0 | 0 | 0 | 0 | 0 | 3 | 0 | 0 | 0 | 0 | 0 | 0 | 0 | 0 | 0 | 0 | 0 | 3 | 0 | 0 | 0 | 0 | 0 | 0 | 0 | 0 | 0 | 0 | 0 | 5.9 | 0 | 0 | 0 | 0 | 0 | 0 | 0 | 0 | 0 | 0 | 0 | 18 | 0 | 0 | 0 | 0 | 0 | 0 | 0 | 0 | 0 | 0 | 0 | 18 | 0 | 0 | 0 | 0 | 0 | 0 | 0 | 0 | 0 | 0 | 0 | 1 | 3 | 3 | 18 | 18 | 1 | 2020
Vintage1994 | natural gas peaker | TRUE | 19474.2164.MO.IC | 2164 | N | . | Unionville City of | City of Unionville - (MO) | 19474 | MO | WNC | SERC |  | 22 | 1 | Electric Utility | IC | NG | NG | AECI | A | mcf | 0 | 0 | 0 | 0 | 0 | 0 | 0 | 0 | 0 | 0 | 0 | 0 | 0 | 0 | 0 | 0 | 0 | 0 | 0 | 0 | 0 | 0 | 0 | 0 | 0 | 0 | 0 | 0 | 0 | 0 | 0 | 0 | 0 | 0 | 0 | 0 | 0 | 0 | 0 | 0 | 0 | 0 | 0 | 0 | 0 | 0 | 0 | 0 | 0 | 0 | 0 | 0 | 0 | 0 | 0 | 0 | 0 | 0 | 0 | 0 | 0 | 0 | 0 | 0 | 0 | 0 | 0 | 0 | 0 | 0 | 0 | 0 | 0 | 0 | 0 | 0 | 0 | 2020
Vintage1961 | hydro | TRUE | 19647.2166.MO.HY | 2166 | N | . | Table Rock | USCE-Little Rock District | 19647 | MO | WNC | MRO |  | 22 | 1 | Electric Utility | HY | WAT | HYC | SPA | A |  | 0 | 0 | 0 | 0 | 0 | 0 | 0 | 0 | 0 | 0 | 0 | 0 | 0 | 0 | 0 | 0 | 0 | 0 | 0 | 0 | 0 | 0 | 0 | 0 | 0 | 0 | 0 | 0 | 0 | 0 | 0 | 0 | 0 | 0 | 0 | 0 | 885040 | 802318 | 652677 | 866935 | 658829 | 697890 | 584859 | 460875 | 288478 | 322938 | 431967 | 443720 | 885040 | 802318 | 652677 | 866935 | 658829 | 697890 | 584859 | 460875 | 288478 | 322938 | 431967 | 443720 | 100951.33 | 91515.669 | 74447.044 | 98886.211 | 75148.729 | 79604.142 | 66711.397 | 52569.311 | 32905.023 | 36835.599 | 49271.963 | 50612.58 | 0 | 0 | 7096526 | 7096526 | 809459 | 2020
Vintage1977 | petroleum | TRUE | 924.2167.MO.ST | 2167 | N | . | New Madrid | Associated Electric Coop, Inc | 924 | MO | WNC | SERC |  | 22 | 1 | Electric Utility | ST | DFO | DFO | AECI | M | barrels | 252 | 564 | 454 | 545 | 336 | 611 | 614 | 591 | 1119 | 331 | 468 | 376 | 252 | 564 | 454 | 545 | 336 | 611 | 614 | 591 | 1119 | 331 | 468 | 376 | 5.88 | 5.88 | 5.88 | 5.88 | 5.88 | 5.88 | 5.88 | 5.88 | 5.88 | 5.88 | 5.88 | 5.88 | 1482 | 3316 | 2670 | 3205 | 1976 | 3593 | 3610 | 3475 | 6580 | 1946 | 2752 | 2211 | 1482 | 3316 | 2670 | 3205 | 1976 | 3593 | 3610 | 3475 | 6580 | 1946 | 2752 | 2211 | 146.362 | 332.709 | 263.132 | 310.634 | 190.484 | 347.226 | 349.711 | 339.884 | 643.956 | 192.364 | 277.54 | 226.512 | 6261 | 6261 | 36816 | 36816 | 3620.514 | 2020
Vintage1977 | hard coal | TRUE | 924.2167.MO.ST | 2167 | N | . | New Madrid | Associated Electric Coop, Inc | 924 | MO | WNC | SERC |  | 22 | 1 | Electric Utility | ST | RC | COL | AECI | M | short tons | 337904 | 282478 | 318496 | 275520 | 293265 | 301005 | 330033 | 345465 | 284655 | 218902 | 280437 | 340505 | 337904 | 282478 | 318496 | 275520 | 293265 | 301005 | 330033 | 345465 | 284655 | 218902 | 280437 | 340505 | 17.48 | 17.5 | 17.335 | 17.463 | 17.346 | 17.4 | 17.325 | 17.48 | 17.37 | 17.152 | 17.3 | 17.255 | 5906562 | 4943365 | 5521128 | 4811406 | 5086975 | 5237487 | 5717822 | 6038728 | 4944457 | 3754607 | 4851560 | 5875414 | 5906562 | 4943365 | 5521128 | 4811406 | 5086975 | 5237487 | 5717822 | 6038728 | 4944457 | 3754607 | 4851560 | 5875414 | 583425.64 | 495941.29 | 544211.87 | 466388.37 | 490458.52 | 506193.77 | 553853.29 | 590625.12 | 483913.04 | 371093.64 | 489309.46 | 601954.49 | 3608665 | 3608665 | 62689511 | 62689511 | 6177368.5 | 2020
Vintage1977 | hard coal | TRUE | 924.2167.MO.ST | 2167 | N | . | New Madrid | Associated Electric Coop, Inc | 924 | MO | WNC | SERC |  | 22 | 1 | Electric Utility | ST | SUB | COL | AECI | M | short tons | 0 | 0 | 0 | 0 | 0 | 0 | 0 | 0 | 0 | 0 | 0 | 0 | 0 | 0 | 0 | 0 | 0 | 0 | 0 | 0 | 0 | 0 | 0 | 0 | 0 | 0 | 0 | 0 | 0 | 0 | 0 | 0 | 0 | 0 | 0 | 0 | 0 | 0 | 0 | 0 | 0 | 0 | 0 | 0 | 0 | 0 | 0 | 0 | 0 | 0 | 0 | 0 | 0 | 0 | 0 | 0 | 0 | 0 | 0 | 0 | 0 | 0 | 0 | 0 | 0 | 0 | 0 | 0 | 0 | 0 | 0 | 0 | 0 | 0 | 0 | 0 | 0 | 2020
Vintage1982 | petroleum | TRUE | 924.2168.MO.ST | 2168 | N | . | Thomas Hill | Associated Electric Coop, Inc | 924 | MO | WNC | SERC |  | 22 | 1 | Electric Utility | ST | DFO | DFO | AECI | M | barrels | 137 | 316 | 294 | 239 | 2464 | 2038 | 765 | 942 | 919 | 227 | 376 | 738 | 137 | 316 | 294 | 239 | 2464 | 2038 | 765 | 942 | 919 | 227 | 376 | 738 | 5.88 | 5.88 | 5.88 | 5.88 | 5.88 | 5.88 | 5.88 | 5.88 | 5.88 | 5.88 | 5.88 | 5.88 | 806 | 1858 | 1729 | 1405 | 14488 | 11983 | 4498 | 5539 | 5404 | 1335 | 2211 | 4339 | 806 | 1858 | 1729 | 1405 | 14488 | 11983 | 4498 | 5539 | 5404 | 1335 | 2211 | 4339 | 83.046 | 193.747 | 178.089 | 139.612 | 1427.429 | 1168.918 | 451.021 | 555.938 | 548.742 | 137.197 | 225.903 | 450.792 | 9455 | 9455 | 55595 | 55595 | 5560.434 | 2020
Vintage1982 | hard coal | TRUE | 924.2168.MO.ST | 2168 | N | . | Thomas Hill | Associated Electric Coop, Inc | 924 | MO | WNC | SERC |  | 22 | 1 | Electric Utility | ST | RC | COL | AECI | M | short tons | 453539 | 361176 | 196450 | 126998 | 162172 | 201814 | 428283 | 395786 | 311942 | 437419 | 407689 | 417569 | 453539 | 361176 | 196450 | 126998 | 162172 | 201814 | 428283 | 395786 | 311942 | 437419 | 407689 | 417569 | 17.238 | 17.4 | 17.171 | 17.38 | 17.096 | 17.306 | 17.238 | 17.4 | 17.35 | 17.315 | 17.316 | 17.401 | 7818105 | 6284462 | 3373243 | 2207225 | 2772493 | 3492593 | 7382742 | 6886676 | 5412194 | 7573910 | 7059543 | 7266118 | 7818105 | 6284462 | 3373243 | 2207225 | 2772493 | 3492593 | 7382742 | 6886676 | 5412194 | 7573910 | 7059543 | 7266118 | 805975.95 | 655296.25 | 347504.91 | 219277.39 | 273153.57 | 340683.08 | 740244.98 | 691206.06 | 549602.26 | 778502.8 | 721328.1 | 754823.21 | 3900837 | 3900837 | 67529304 | 67529304 | 6877598.6 | 2020
Vintage1982 | hard coal | TRUE | 924.2168.MO.ST | 2168 | N | . | Thomas Hill | Associated Electric Coop, Inc | 924 | MO | WNC | SERC |  | 22 | 1 | Electric Utility | ST | SUB | COL | AECI | M | short tons | 0 | 0 | 0 | 0 | 0 | 0 | 0 | 0 | 0 | 0 | 0 | 0 | 0 | 0 | 0 | 0 | 0 | 0 | 0 | 0 | 0 | 0 | 0 | 0 | 0 | 0 | 0 | 0 | 0 | 0 | 0 | 0 | 0 | 0 | 0 | 0 | 0 | 0 | 0 | 0 | 0 | 0 | 0 | 0 | 0 | 0 | 0 | 0 | 0 | 0 | 0 | 0 | 0 | 0 | 0 | 0 | 0 | 0 | 0 | 0 | 0 | 0 | 0 | 0 | 0 | 0 | 0 | 0 | 0 | 0 | 0 | 0 | 0 | 0 | 0 | 0 | 0 | 2020
Vintage2003 | petroleum | TRUE | 12199.2176.MT.GT | 2176 | N | . | Glendive GT | Montana-Dakota Utilities Co | 12199 | MT | MTN | MRO |  | 22 | 1 | Electric Utility | GT | DFO | DFO | MISO | A | barrels | 39 | 31 | 29 | 39 | 26 | 34 | 32 | 35 | 42 | 36 | 46 | 43 | 39 | 31 | 29 | 39 | 26 | 34 | 32 | 35 | 42 | 36 | 46 | 43 | 5.88 | 5.88 | 5.88 | 5.88 | 5.88 | 5.88 | 5.88 | 5.88 | 5.88 | 5.88 | 5.88 | 5.88 | 229 | 182 | 171 | 229 | 153 | 200 | 188 | 206 | 247 | 212 | 270 | 253 | 229 | 182 | 171 | 229 | 153 | 200 | 188 | 206 | 247 | 212 | 270 | 253 | -5.049 | -4.025 | -3.713 | -4.971 | -3.392 | -4.293 | -4.045 | -4.488 | -5.39 | -4.582 | -5.957 | -5.449 | 432 | 432 | 2540 | 2540 | -55.354 | 2020
Vintage2003 | natural gas peaker | TRUE | 12199.2176.MT.GT | 2176 | N | . | Glendive GT | Montana-Dakota Utilities Co | 12199 | MT | MTN | MRO |  | 22 | 1 | Electric Utility | GT | NG | NG | MISO | A | mcf | 614 | 604 | 547 | 542 | 602 | 686 | 874 | 914 | 787 | 692 | 565 | 640 | 614 | 604 | 547 | 542 | 602 | 686 | 874 | 914 | 787 | 692 | 565 | 640 | 1.13 | 1.13 | 1.13 | 1.13 | 1.13 | 1.13 | 1.13 | 1.13 | 1.13 | 1.13 | 1.13 | 1.13 | 694 | 683 | 618 | 612 | 680 | 775 | 988 | 1033 | 889 | 782 | 638 | 723 | 694 | 683 | 618 | 612 | 680 | 775 | 988 | 1033 | 889 | 782 | 638 | 723 | -15.13 | -14.88 | -13.478 | -13.347 | -14.833 | -16.894 | -21.527 | -22.497 | -19.368 | -17.037 | -13.901 | -15.754 | 8067 | 8067 | 9115 | 9115 | -198.646 | 2020
Vintage1972 | petroleum | TRUE | 12199.2177.MT.GT | 2177 | N | . | Miles City GT | Montana-Dakota Utilities Co | 12199 | MT | MTN | MRO |  | 22 | 1 | Electric Utility | GT | DFO | DFO | MISO | A | barrels | 6 | 4 | 4 | 5 | 3 | 4 | 4 | 4 | 5 | 5 | 6 | 5 | 6 | 4 | 4 | 5 | 3 | 4 | 4 | 4 | 5 | 5 | 6 | 5 | 5.88 | 5.88 | 5.88 | 5.88 | 5.88 | 5.88 | 5.88 | 5.88 | 5.88 | 5.88 | 5.88 | 5.88 | 35 | 24 | 24 | 29 | 18 | 24 | 24 | 24 | 29 | 29 | 35 | 29 | 35 | 24 | 24 | 29 | 18 | 24 | 24 | 24 | 29 | 29 | 35 | 29 | 1.171 | 0.933 | 0.861 | 1.153 | 0.786 | 0.995 | 0.938 | 1.041 | 1.25 | 1.062 | 1.381 | 1.263 | 55 | 55 | 324 | 324 | 12.834 | 2020
Vintage1972 | natural gas peaker | TRUE | 12199.2177.MT.GT | 2177 | N | . | Miles City GT | Montana-Dakota Utilities Co | 12199 | MT | MTN | MRO |  | 22 | 1 | Electric Utility | GT | NG | NG | MISO | A | mcf | 382 | 376 | 341 | 337 | 375 | 427 | 544 | 569 | 490 | 431 | 351 | 398 | 382 | 376 | 341 | 337 | 375 | 427 | 544 | 569 | 490 | 431 | 351 | 398 | 1.13 | 1.13 | 1.13 | 1.13 | 1.13 | 1.13 | 1.13 | 1.13 | 1.13 | 1.13 | 1.13 | 1.13 | 432 | 425 | 385 | 381 | 424 | 483 | 615 | 643 | 554 | 487 | 397 | 450 | 432 | 425 | 385 | 381 | 424 | 483 | 615 | 643 | 554 | 487 | 397 | 450 | 17.148 | 16.867 | 15.278 | 15.129 | 16.813 | 19.15 | 24.401 | 25.501 | 21.954 | 19.311 | 15.757 | 17.857 | 5021 | 5021 | 5676 | 5676 | 225.166 | 2020
Vintage1927 | hydro | TRUE | 13902.2181.MT.HY | 2181 | N | . | Black Eagle | NorthWestern Energy | 13902 | MT | MTN | WECC |  | 22 | 1 | Electric Utility | HY | WAT | HYC | NWMT | A |  | 0 | 0 | 0 | 0 | 0 | 0 | 0 | 0 | 0 | 0 | 0 | 0 | 0 | 0 | 0 | 0 | 0 | 0 | 0 | 0 | 0 | 0 | 0 | 0 | 0 | 0 | 0 | 0 | 0 | 0 | 0 | 0 | 0 | 0 | 0 | 0 | 73740 | 77667 | 80802 | 90903 | 103403 | 100723 | 102056 | 102749 | 74635 | 81652 | 79592 | 73914 | 73740 | 77667 | 80802 | 90903 | 103403 | 100723 | 102056 | 102749 | 74635 | 81652 | 79592 | 73914 | 8411.098 | 8858.976 | 9216.616 | 10368.793 | 11794.607 | 11488.879 | 11640.971 | 11719.959 | 8513.172 | 9313.509 | 9078.539 | 8430.881 | 0 | 0 | 1041836 | 1041836 | 118836 | 2020
Vintage1958 | hydro | TRUE | 13902.2182.MT.HY | 2182 | N | . | Cochrane | NorthWestern Energy | 13902 | MT | MTN | WECC |  | 22 | 1 | Electric Utility | HY | WAT | HYC | NWMT | A |  | 0 | 0 | 0 | 0 | 0 | 0 | 0 | 0 | 0 | 0 | 0 | 0 | 0 | 0 | 0 | 0 | 0 | 0 | 0 | 0 | 0 | 0 | 0 | 0 | 0 | 0 | 0 | 0 | 0 | 0 | 0 | 0 | 0 | 0 | 0 | 0 | 187582 | 197570 | 205546 | 231242 | 263040 | 256222 | 259614 | 261375 | 189858 | 207707 | 202467 | 188023 | 187582 | 197570 | 205546 | 231242 | 263040 | 256222 | 259614 | 261375 | 189858 | 207707 | 202467 | 188023 | 21396.361 | 22535.686 | 23445.46 | 26376.396 | 30003.417 | 29225.699 | 29612.593 | 29813.525 | 21656.022 | 23691.938 | 23094.215 | 21446.688 | 0 | 0 | 2650246 | 2650246 | 302298 | 2020
Vintage2019 | hydro | TRUE | 13902.2185.MT.HY | 2185 | N | . | Hauser | NorthWestern Energy | 13902 | MT | MTN | WECC |  | 22 | 1 | Electric Utility | HY | WAT | HYC | NWMT | A |  | 0 | 0 | 0 | 0 | 0 | 0 | 0 | 0 | 0 | 0 | 0 | 0 | 0 | 0 | 0 | 0 | 0 | 0 | 0 | 0 | 0 | 0 | 0 | 0 | 0 | 0 | 0 | 0 | 0 | 0 | 0 | 0 | 0 | 0 | 0 | 0 | 70789 | 74558 | 77568 | 87265 | 99265 | 96692 | 97972 | 98637 | 71648 | 78384 | 76406 | 70955 | 70789 | 74558 | 77568 | 87265 | 99265 | 96692 | 97972 | 98637 | 71648 | 78384 | 76406 | 70955 | 8074.473 | 8504.426 | 8847.753 | 9953.818 | 11322.569 | 11029.076 | 11175.081 | 11250.908 | 8172.462 | 8940.768 | 8715.202 | 8093.464 | 0 | 0 | 1000139 | 1000139 | 114080 | 2020
Vintage1918 | hydro | TRUE | 13902.2186.MT.HY | 2186 | N | . | Holter | NorthWestern Energy | 13902 | MT | MTN | WECC |  | 22 | 1 | Electric Utility | HY | WAT | HYC | NWMT | A |  | 0 | 0 | 0 | 0 | 0 | 0 | 0 | 0 | 0 | 0 | 0 | 0 | 0 | 0 | 0 | 0 | 0 | 0 | 0 | 0 | 0 | 0 | 0 | 0 | 0 | 0 | 0 | 0 | 0 | 0 | 0 | 0 | 0 | 0 | 0 | 0 | 185030 | 194882 | 202750 | 228096 | 259461 | 252736 | 256081 | 257819 | 187275 | 204881 | 199712 | 185465 | 185030 | 194882 | 202750 | 228096 | 259461 | 252736 | 256081 | 257819 | 187275 | 204881 | 199712 | 185465 | 21105.246 | 22229.07 | 23126.467 | 26017.524 | 29595.197 | 28828.061 | 29209.691 | 29407.889 | 21361.375 | 23369.591 | 22780 | 21154.889 | 0 | 0 | 2614188 | 2614188 | 298185 | 2020
Vintage1954 | hydro | TRUE | 60973.2188.MT.HY | 2188 | N | . | Selis Ksanka Qlispe | Energy Keepers Inc | 60973 | MT | MTN | WECC |  | 22 | 1 | Electric Utility | HY | WAT | HYC | NWMT | A |  | 0 | 0 | 0 | 0 | 0 | 0 | 0 | 0 | 0 | 0 | 0 | 0 | 0 | 0 | 0 | 0 | 0 | 0 | 0 | 0 | 0 | 0 | 0 | 0 | 0 | 0 | 0 | 0 | 0 | 0 | 0 | 0 | 0 | 0 | 0 | 0 | 597448 | 629262 | 654665 | 736505 | 837782 | 816066 | 826869 | 832480 | 604699 | 661547 | 644857 | 598854 | 597448 | 629262 | 654665 | 736505 | 837782 | 816066 | 826869 | 832480 | 604699 | 661547 | 644857 | 598854 | 68147.402 | 71776.15 | 74673.781 | 84008.81 | 95560.871 | 93083.839 | 94316.096 | 94956.064 | 68974.42 | 75458.812 | 73555.064 | 68307.691 | 0 | 0 | 8441034 | 8441034 | 962819 | 2020
Vintage1930 | hydro | TRUE | 13902.2191.MT.HY | 2191 | N | . | Morony | NorthWestern Energy | 13902 | MT | MTN | WECC |  | 22 | 1 | Electric Utility | HY | WAT | HYC | NWMT | A |  | 0 | 0 | 0 | 0 | 0 | 0 | 0 | 0 | 0 | 0 | 0 | 0 | 0 | 0 | 0 | 0 | 0 | 0 | 0 | 0 | 0 | 0 | 0 | 0 | 0 | 0 | 0 | 0 | 0 | 0 | 0 | 0 | 0 | 0 | 0 | 0 | 190886 | 201050 | 209166 | 235314 | 267673 | 260734 | 264186 | 265978 | 193202 | 211365 | 206033 | 191335 | 190886 | 201050 | 209166 | 235314 | 267673 | 260734 | 264186 | 265978 | 193202 | 211365 | 206033 | 191335 | 21773.189 | 22932.579 | 23858.376 | 26840.931 | 30531.83 | 29740.415 | 30134.123 | 30338.593 | 22037.422 | 24109.195 | 23500.945 | 21824.402 | 0 | 0 | 2696922 | 2696922 | 307622 | 2020
Vintage1925 | hydro | TRUE | 13902.2192.MT.HY | 2192 | N | . | Mystic | NorthWestern Energy | 13902 | MT | MTN | WECC |  | 22 | 1 | Electric Utility | HY | WAT | HYC | NWMT | A |  | 0 | 0 | 0 | 0 | 0 | 0 | 0 | 0 | 0 | 0 | 0 | 0 | 0 | 0 | 0 | 0 | 0 | 0 | 0 | 0 | 0 | 0 | 0 | 0 | 0 | 0 | 0 | 0 | 0 | 0 | 0 | 0 | 0 | 0 | 0 | 0 | 35017 | 36882 | 38371 | 43167 | 49103 | 47831 | 48464 | 48793 | 35442 | 38774 | 37796 | 35100 | 35017 | 36882 | 38371 | 43167 | 49103 | 47831 | 48464 | 48793 | 35442 | 38774 | 37796 | 35100 | 3994.203 | 4206.888 | 4376.722 | 4923.859 | 5600.94 | 5455.758 | 5527.982 | 5565.491 | 4042.675 | 4422.733 | 4311.152 | 4003.597 | 0 | 0 | 494740 | 494740 | 56432 | 2020
Vintage2013 | hydro | TRUE | 13902.2193.MT.HY | 2193 | N | . | Rainbow (MT) | NorthWestern Energy | 13902 | MT | MTN | WECC |  | 22 | 1 | Electric Utility | HY | WAT | HYC | NWMT | A |  | 0 | 0 | 0 | 0 | 0 | 0 | 0 | 0 | 0 | 0 | 0 | 0 | 0 | 0 | 0 | 0 | 0 | 0 | 0 | 0 | 0 | 0 | 0 | 0 | 0 | 0 | 0 | 0 | 0 | 0 | 0 | 0 | 0 | 0 | 0 | 0 | 249532 | 262819 | 273429 | 307610 | 349910 | 340840 | 345352 | 347695 | 252560 | 276303 | 269332 | 250118 | 249532 | 262819 | 273429 | 307610 | 349910 | 340840 | 345352 | 347695 | 252560 | 276303 | 269332 | 250118 | 28462.587 | 29978.177 | 31188.408 | 35087.295 | 39912.154 | 38877.591 | 39392.258 | 39659.548 | 28808.001 | 31516.286 | 30721.162 | 28529.533 | 0 | 0 | 3525500 | 3525500 | 402133 | 2020
Vintage1916 | hydro | TRUE | 13902.2194.MT.HY | 2194 | N | . | Ryan | NorthWestern Energy | 13902 | MT | MTN | WECC |  | 22 | 1 | Electric Utility | HY | WAT | HYC | NWMT | A |  | 0 | 0 | 0 | 0 | 0 | 0 | 0 | 0 | 0 | 0 | 0 | 0 | 0 | 0 | 0 | 0 | 0 | 0 | 0 | 0 | 0 | 0 | 0 | 0 | 0 | 0 | 0 | 0 | 0 | 0 | 0 | 0 | 0 | 0 | 0 | 0 | 284846 | 300014 | 312125 | 351144 | 399430 | 389076 | 394227 | 396902 | 288303 | 315406 | 307449 | 285516 | 284846 | 300014 | 312125 | 351144 | 399430 | 389076 | 394227 | 396902 | 288303 | 315406 | 307449 | 285516 | 32490.693 | 34220.773 | 35602.28 | 40052.949 | 45560.634 | 44379.658 | 44967.162 | 45272.28 | 32884.99 | 35976.559 | 35068.908 | 32567.114 | 0 | 0 | 4024438 | 4024438 | 459044 | 2020
Vintage1917 | hydro | TRUE | 13902.2195.MT.HY | 2195 | N | . | Thompson Falls | NorthWestern Energy | 13902 | MT | MTN | WECC |  | 22 | 1 | Electric Utility | HY | WAT | HYC | NWMT | A |  | 0 | 0 | 0 | 0 | 0 | 0 | 0 | 0 | 0 | 0 | 0 | 0 | 0 | 0 | 0 | 0 | 0 | 0 | 0 | 0 | 0 | 0 | 0 | 0 | 0 | 0 | 0 | 0 | 0 | 0 | 0 | 0 | 0 | 0 | 0 | 0 | 297959 | 313825 | 326494 | 367309 | 417818 | 406988 | 412375 | 415173 | 301575 | 329926 | 321602 | 298660 | 297959 | 313825 | 326494 | 367309 | 417818 | 406988 | 412375 | 415173 | 301575 | 329926 | 321602 | 298660 | 33986.398 | 35796.12 | 37241.224 | 41896.778 | 47658.009 | 46422.666 | 47037.216 | 47356.38 | 34398.844 | 37632.733 | 36683.298 | 34066.334 | 0 | 0 | 4209704 | 4209704 | 480176 | 2020
Vintage1979 | petroleum | TRUE | 13902.2196.WY.IC | 2196 | N | . | Old Faithful | NorthWestern Energy | 13902 | WY | MTN | WECC |  | 22 | 1 | Electric Utility | IC | DFO | DFO | NWMT | A | barrels | 21 | 16 | 15 | 20 | 14 | 17 | 16 | 18 | 22 | 18 | 24 | 22 | 21 | 16 | 15 | 20 | 14 | 17 | 16 | 18 | 22 | 18 | 24 | 22 | 5.825 | 5.825 | 5.825 | 5.825 | 5.825 | 5.825 | 5.825 | 5.825 | 5.825 | 5.825 | 5.825 | 5.825 | 122 | 93 | 87 | 117 | 82 | 99 | 93 | 105 | 128 | 105 | 140 | 128 | 122 | 93 | 87 | 117 | 82 | 99 | 93 | 105 | 128 | 105 | 140 | 128 | 7.75 | 6.181 | 5.702 | 7.634 | 5.209 | 6.593 | 6.211 | 6.892 | 8.277 | 7.037 | 9.147 | 8.367 | 223 | 223 | 1299 | 1299 | 85 | 2020
Vintage1977 | hydro | TRUE | 20169.2199.MT.HY | 2199 | N | . | Noxon Rapids | Avista Corp | 20169 | MT | MTN | WECC |  | 22 | 1 | Electric Utility | HY | WAT | HYC | AVA | A |  | 0 | 0 | 0 | 0 | 0 | 0 | 0 | 0 | 0 | 0 | 0 | 0 | 0 | 0 | 0 | 0 | 0 | 0 | 0 | 0 | 0 | 0 | 0 | 0 | 0 | 0 | 0 | 0 | 0 | 0 | 0 | 0 | 0 | 0 | 0 | 0 | 990635 | 1043385 | 1085507 | 1221207 | 1389135 | 1353127 | 1371040 | 1380343 | 1002657 | 1096919 | 1069244 | 992965 | 990635 | 1043385 | 1085507 | 1221207 | 1389135 | 1353127 | 1371040 | 1380343 | 1002657 | 1096919 | 1069244 | 992965 | 112995.9 | 119012.77 | 123817.36 | 139295.86 | 158450.46 | 154343.26 | 156386.48 | 157447.62 | 114367.19 | 125119.03 | 121962.4 | 113261.68 | 0 | 0 | 13996164 | 13996164 | 1596460 | 2020
Vintage1953 | hydro | TRUE | 2518.2203.MT.HY | 2203 | N | . | Hungry Horse | U S Bureau of Reclamation | 2518 | MT | MTN | WECC |  | 22 | 1 | Electric Utility | HY | WAT | HYC | BPAT | A |  | 0 | 0 | 0 | 0 | 0 | 0 | 0 | 0 | 0 | 0 | 0 | 0 | 0 | 0 | 0 | 0 | 0 | 0 | 0 | 0 | 0 | 0 | 0 | 0 | 0 | 0 | 0 | 0 | 0 | 0 | 0 | 0 | 0 | 0 | 0 | 0 | 574421 | 605008 | 629432 | 708118 | 805491 | 784612 | 794999 | 800393 | 581392 | 636049 | 620002 | 575772 | 574421 | 605008 | 629432 | 708118 | 805491 | 784612 | 794999 | 800393 | 581392 | 636049 | 620002 | 575772 | 65520.791 | 69009.677 | 71795.625 | 80770.852 | 91877.662 | 89496.102 | 90680.864 | 91296.166 | 66315.934 | 72550.398 | 70720.026 | 65674.903 | 0 | 0 | 8115689 | 8115689 | 925709 | 2020
Vintage1966 | hydro | TRUE | 2518.2204.MT.HY | 2204 | N | . | Yellowtail | U S Bureau of Reclamation | 2518 | MT | MTN | WECC |  | 22 | 1 | Electric Utility | HY | WAT | HYC | WAUW | A |  | 0 | 0 | 0 | 0 | 0 | 0 | 0 | 0 | 0 | 0 | 0 | 0 | 0 | 0 | 0 | 0 | 0 | 0 | 0 | 0 | 0 | 0 | 0 | 0 | 0 | 0 | 0 | 0 | 0 | 0 | 0 | 0 | 0 | 0 | 0 | 0 | 484248 | 510034 | 530624 | 596958 | 679045 | 661444 | 670200 | 674748 | 490125 | 536202 | 522674 | 485387 | 484248 | 510034 | 530624 | 596958 | 679045 | 661444 | 670200 | 674748 | 490125 | 536202 | 522674 | 485387 | 55235.325 | 58176.523 | 60525.132 | 68091.426 | 77454.686 | 75446.984 | 76445.762 | 76964.474 | 55905.644 | 61161.421 | 59618.381 | 55365.242 | 0 | 0 | 6841689 | 6841689 | 780391 | 2020
Vintage1976 | petroleum | TRUE | 695.2214.NE.IC | 2214 | N | . | Ansley | City of Ansley - (NE) | 695 | NE | WNC | MRO |  | 22 | 1 | Electric Utility | IC | DFO | DFO | SWPP | A | barrels | 1 | 1 | 1 | 1 | 2 | 2 | 1 | 2 | 1 | 1 | 2 | 2 | 1 | 1 | 1 | 1 | 2 | 2 | 1 | 2 | 1 | 1 | 2 | 2 | 5.922 | 5.922 | 5.922 | 5.922 | 5.922 | 5.922 | 5.922 | 5.922 | 5.922 | 5.922 | 5.922 | 5.922 | 6 | 6 | 6 | 6 | 12 | 12 | 6 | 12 | 6 | 6 | 12 | 12 | 6 | 6 | 6 | 6 | 12 | 12 | 6 | 12 | 6 | 6 | 12 | 12 | 0.951 | 0.988 | 0.844 | 0.957 | 1.104 | 1.33 | 0.679 | 1.1 | 0.843 | 1.051 | 1.412 | 1.126 | 17 | 17 | 102 | 102 | 12.385 | 2020
Vintage1976 | natural gas peaker | TRUE | 695.2214.NE.IC | 2214 | N | . | Ansley | City of Ansley - (NE) | 695 | NE | WNC | MRO |  | 22 | 1 | Electric Utility | IC | NG | NG | SWPP | A | mcf | 0 | 0 | 0 | 0 | 0 | 0 | 0 | 0 | 0 | 0 | 0 | 5 | 0 | 0 | 0 | 0 | 0 | 0 | 0 | 0 | 0 | 0 | 0 | 5 | 0 | 0 | 0 | 0 | 0 | 0 | 0 | 0 | 0 | 0 | 0 | 1 | 0 | 0 | 0 | 0 | 0 | 0 | 0 | 0 | 0 | 0 | 0 | 5 | 0 | 0 | 0 | 0 | 0 | 0 | 0 | 0 | 0 | 0 | 0 | 5 | 0 | 0 | 0 | 0 | 0 | 0 | 0 | 0 | 0 | 0 | 0 | 0.615 | 5 | 5 | 5 | 5 | 0.615 | 2020
Vintage1993 | petroleum | TRUE | 993.2215.NE.IC | 2215 | N | . | Auburn | Auburn Board of Public Works | 993 | NE | WNC | MRO |  | 22 | 1 | Electric Utility | IC | DFO | DFO | SWPP | A | barrels | 3 | 2 | 2 | 2 | 2 | 3 | 1 | 2 | 2 | 2 | 3 | 2 | 3 | 2 | 2 | 2 | 2 | 3 | 1 | 2 | 2 | 2 | 3 | 2 | 5.8 | 5.8 | 5.8 | 5.8 | 5.8 | 5.8 | 5.8 | 5.8 | 5.8 | 5.8 | 5.8 | 5.8 | 17 | 12 | 12 | 12 | 12 | 17 | 6 | 12 | 12 | 12 | 17 | 12 | 17 | 12 | 12 | 12 | 12 | 17 | 6 | 12 | 12 | 12 | 17 | 12 | 1.064 | 1.106 | 0.945 | 1.071 | 1.235 | 1.488 | 0.759 | 1.231 | 0.943 | 1.176 | 1.58 | 1.26 | 26 | 26 | 153 | 153 | 13.858 | 2020
Vintage1993 | natural gas peaker | TRUE | 993.2215.NE.IC | 2215 | N | . | Auburn | Auburn Board of Public Works | 993 | NE | WNC | MRO |  | 22 | 1 | Electric Utility | IC | NG | NG | SWPP | A | mcf | 38 | 24 | 17 | 14 | 16 | 42 | 57 | 34 | 22 | 33 | 15 | 16 | 38 | 24 | 17 | 14 | 16 | 42 | 57 | 34 | 22 | 33 | 15 | 16 | 1 | 1 | 1 | 1 | 1 | 1 | 1 | 1 | 1 | 1 | 1 | 1 | 38 | 24 | 17 | 14 | 16 | 42 | 57 | 34 | 22 | 33 | 15 | 16 | 38 | 24 | 17 | 14 | 16 | 42 | 57 | 34 | 22 | 33 | 15 | 16 | 3.505 | 2.199 | 1.549 | 1.313 | 1.43 | 3.88 | 5.267 | 3.163 | 2.007 | 3.001 | 1.349 | 1.479 | 328 | 328 | 328 | 328 | 30.142 | 2020
Vintage1960 | petroleum | TRUE | 871.2216.NE.IC | 2216 | N | . | Arnold | Village of Arnold - (NE) | 871 | NE | WNC | MRO |  | 22 | 1 | Electric Utility | IC | DFO | DFO | SWPP | A | barrels | 0 | 0 | 0 | 0 | 0 | 0 | 0 | 0 | 0 | 0 | 0 | 0 | 0 | 0 | 0 | 0 | 0 | 0 | 0 | 0 | 0 | 0 | 0 | 0 | 0 | 0 | 0 | 0 | 0 | 0 | 0 | 0 | 0 | 0 | 0 | 0 | 0 | 0 | 0 | 0 | 0 | 0 | 0 | 0 | 0 | 0 | 0 | 0 | 0 | 0 | 0 | 0 | 0 | 0 | 0 | 0 | 0 | 0 | 0 | 0 | 0 | 0 | 0 | 0 | 0 | 0 | 0 | 0 | 0 | 0 | 0 | 0 | 0 | 0 | 0 | 0 | 0 | 2020
Vintage1967 | petroleum | TRUE | 1435.2217.NE.IC | 2217 | N | . | Beaver City | City of Beaver City - (NE) | 1435 | NE | WNC | MRO |  | 22 | 1 | Electric Utility | IC | DFO | DFO | SWPP | A | barrels | 0 | 0 | 0 | 0 | 0 | 0 | 0 | 0 | 0 | 0 | 0 | 0 | 0 | 0 | 0 | 0 | 0 | 0 | 0 | 0 | 0 | 0 | 0 | 0 | 0 | 0 | 0 | 0 | 0 | 0 | 0 | 0 | 0 | 0 | 0 | 0 | 0 | 0 | 0 | 0 | 0 | 0 | 0 | 0 | 0 | 0 | 0 | 0 | 0 | 0 | 0 | 0 | 0 | 0 | 0 | 0 | 0 | 0 | 0 | 0 | 0 | 0 | 0 | 0 | 0 | 0 | 0 | 0 | 0 | 0 | 0 | 0 | 0 | 0 | 0 | 0 | 0 | 2020
Vintage1967 | natural gas peaker | TRUE | 1435.2217.NE.IC | 2217 | N | . | Beaver City | City of Beaver City - (NE) | 1435 | NE | WNC | MRO |  | 22 | 1 | Electric Utility | IC | NG | NG | SWPP | A | mcf | 0 | 0 | 0 | 0 | 0 | 0 | 0 | 0 | 0 | 0 | 0 | 0 | 0 | 0 | 0 | 0 | 0 | 0 | 0 | 0 | 0 | 0 | 0 | 0 | 0 | 0 | 0 | 0 | 0 | 0 | 0 | 0 | 0 | 0 | 0 | 0 | 0 | 0 | 0 | 0 | 0 | 0 | 0 | 0 | 0 | 0 | 0 | 0 | 0 | 0 | 0 | 0 | 0 | 0 | 0 | 0 | 0 | 0 | 0 | 0 | 0 | 0 | 0 | 0 | 0 | 0 | 0 | 0 | 0 | 0 | 0 | 0 | 0 | 0 | 0 | 0 | 0 | 2020
Vintage1970 | petroleum | TRUE | 2277.2221.NE.IC | 2221 | N | . | Broken Bow | City of Broken Bow - (NE) | 2277 | NE | WNC | MRO |  | 22 | 1 | Electric Utility | IC | DFO | DFO | SWPP | A | barrels | 3 | 2 | 2 | 2 | 2 | 3 | 2 | 2 | 2 | 2 | 3 | 3 | 3 | 2 | 2 | 2 | 2 | 3 | 2 | 2 | 2 | 2 | 3 | 3 | 5.922 | 5.922 | 5.922 | 5.922 | 5.922 | 5.922 | 5.922 | 5.922 | 5.922 | 5.922 | 5.922 | 5.922 | 18 | 12 | 12 | 12 | 12 | 18 | 12 | 12 | 12 | 12 | 18 | 18 | 18 | 12 | 12 | 12 | 12 | 18 | 12 | 12 | 12 | 12 | 18 | 18 | 3.454 | 3.59 | 3.068 | 3.479 | 4.009 | 4.833 | 2.466 | 3.998 | 3.062 | 3.82 | 5.131 | 4.09 | 28 | 28 | 168 | 168 | 45 | 2020
Vintage1970 | natural gas peaker | TRUE | 2277.2221.NE.IC | 2221 | N | . | Broken Bow | City of Broken Bow - (NE) | 2277 | NE | WNC | MRO |  | 22 | 1 | Electric Utility | IC | NG | NG | SWPP | A | mcf | 0 | 0 | 0 | 0 | 0 | 0 | 0 | 0 | 0 | 0 | 0 | 0 | 0 | 0 | 0 | 0 | 0 | 0 | 0 | 0 | 0 | 0 | 0 | 0 | 0 | 0 | 0 | 0 | 0 | 0 | 0 | 0 | 0 | 0 | 0 | 0 | 0 | 0 | 0 | 0 | 0 | 0 | 0 | 0 | 0 | 0 | 0 | 0 | 0 | 0 | 0 | 0 | 0 | 0 | 0 | 0 | 0 | 0 | 0 | 0 | 0 | 0 | 0 | 0 | 0 | 0 | 0 | 0 | 0 | 0 | 0 | 0 | 0 | 0 | 0 | 0 | 0 | 2020
Vintage1972 | petroleum | TRUE | 2609.2222.NE.IC | 2222 | N | . | Burwell | City of Burwell - (NE) | 2609 | NE | WNC | MRO |  | 22 | 1 | Electric Utility | IC | DFO | DFO | SWPP | A | barrels | 4 | 4 | 3 | 4 | 4 | 5 | 3 | 4 | 3 | 4 | 5 | 4 | 4 | 4 | 3 | 4 | 4 | 5 | 3 | 4 | 3 | 4 | 5 | 4 | 5.922 | 5.922 | 5.922 | 5.922 | 5.922 | 5.922 | 5.922 | 5.922 | 5.922 | 5.922 | 5.922 | 5.922 | 24 | 24 | 18 | 24 | 24 | 30 | 18 | 24 | 18 | 24 | 30 | 24 | 24 | 24 | 18 | 24 | 24 | 30 | 18 | 24 | 18 | 24 | 30 | 24 | 1.767 | 1.835 | 1.568 | 1.778 | 2.049 | 2.47 | 1.26 | 2.043 | 1.565 | 1.952 | 2.622 | 2.091 | 47 | 47 | 282 | 282 | 23 | 2020
Vintage1972 | natural gas peaker | TRUE | 2609.2222.NE.IC | 2222 | N | . | Burwell | City of Burwell - (NE) | 2609 | NE | WNC | MRO |  | 22 | 1 | Electric Utility | IC | NG | NG | SWPP | A | mcf | 0 | 0 | 0 | 0 | 0 | 0 | 0 | 0 | 0 | 0 | 0 | 0 | 0 | 0 | 0 | 0 | 0 | 0 | 0 | 0 | 0 | 0 | 0 | 0 | 0 | 0 | 0 | 0 | 0 | 0 | 0 | 0 | 0 | 0 | 0 | 0 | 0 | 0 | 0 | 0 | 0 | 0 | 0 | 0 | 0 | 0 | 0 | 0 | 0 | 0 | 0 | 0 | 0 | 0 | 0 | 0 | 0 | 0 | 0 | 0 | 0 | 0 | 0 | 0 | 0 | 0 | 0 | 0 | 0 | 0 | 0 | 0 | 0 | 0 | 0 | 0 | 0 | 2020
Vintage2005 | petroleum | TRUE | 2888.2223.NE.IC | 2223 | N | . | Cambridge | City of Cambridge - (NE) | 2888 | NE | WNC | MRO |  | 22 | 1 | Electric Utility | IC | DFO | DFO | SWPP | A | barrels | 3 | 3 | 3 | 3 | 3 | 4 | 2 | 3 | 3 | 3 | 4 | 3 | 3 | 3 | 3 | 3 | 3 | 4 | 2 | 3 | 3 | 3 | 4 | 3 | 5.8 | 5.8 | 5.8 | 5.8 | 5.8 | 5.8 | 5.8 | 5.8 | 5.8 | 5.8 | 5.8 | 5.8 | 17 | 17 | 17 | 17 | 17 | 23 | 12 | 17 | 17 | 17 | 23 | 17 | 17 | 17 | 17 | 17 | 17 | 23 | 12 | 17 | 17 | 17 | 23 | 17 | 1.609 | 1.676 | 1.432 | 1.624 | 1.871 | 2.256 | 1.151 | 1.866 | 1.429 | 1.783 | 2.394 | 1.909 | 37 | 37 | 211 | 211 | 21 | 2020
Vintage1983 | petroleum | TRUE | 2931.2225.NE.IC | 2225 | N | . | Campbell Village | Village of Campbell - (NE) | 2931 | NE | WNC | MRO |  | 22 | 1 | Electric Utility | IC | DFO | DFO | SWPP | A | barrels | 0 | 0 | 0 | 0 | 0 | 0 | 0 | 0 | 0 | 0 | 0 | 1 | 0 | 0 | 0 | 0 | 0 | 0 | 0 | 0 | 0 | 0 | 0 | 1 | 0 | 0 | 0 | 0 | 0 | 0 | 0 | 0 | 0 | 0 | 0 | 5.8 | 0 | 0 | 0 | 0 | 0 | 0 | 0 | 0 | 0 | 0 | 0 | 6 | 0 | 0 | 0 | 0 | 0 | 0 | 0 | 0 | 0 | 0 | 0 | 6 | 0 | 0 | 0 | 0 | 0 | 0 | 0 | 0 | 0 | 0 | 0 | 0 | 1 | 1 | 6 | 6 | 0 | 2020
Vintage1958 | natural gas steam turbine | TRUE | 13337.2226.NE.ST | 2226 | N | . | Canaday | Nebraska Public Power District | 13337 | NE | WNC | MRO |  | 22 | 1 | Electric Utility | ST | NG | NG | SWPP | AM | mcf | 901 | 0 | 0 | 0 | 0 | 468 | 10944 | 0 | 0 | 0 | 0 | 0 | 901 | 0 | 0 | 0 | 0 | 468 | 10944 | 0 | 0 | 0 | 0 | 0 | 1.087 | 0 | 0 | 0 | 0 | 1.083 | 1.077 | 0 | 0 | 0 | 0 | 0 | 979 | 0 | 0 | 0 | 0 | 507 | 11787 | 0 | 0 | 0 | 0 | 0 | 979 | 0 | 0 | 0 | 0 | 507 | 11787 | 0 | 0 | 0 | 0 | 0 | 0 | 0 | 0 | 0 | 0 | 0 | 952 | 0 | 0 | 0 | 0 | 0 | 12313 | 12313 | 13273 | 13273 | 952 | 2020
Vintage1958 | petroleum | TRUE | 13337.2226.NE.ST | 2226 | N | . | Canaday | Nebraska Public Power District | 13337 | NE | WNC | MRO |  | 22 | 1 | Electric Utility | ST | RFO | RFO | SWPP | A | barrels | 0 | 0 | 0 | 0 | 0 | 0 | 0 | 0 | 0 | 0 | 0 | 0 | 0 | 0 | 0 | 0 | 0 | 0 | 0 | 0 | 0 | 0 | 0 | 0 | 0 | 0 | 0 | 0 | 0 | 0 | 0 | 0 | 0 | 0 | 0 | 0 | 0 | 0 | 0 | 0 | 0 | 0 | 0 | 0 | 0 | 0 | 0 | 0 | 0 | 0 | 0 | 0 | 0 | 0 | 0 | 0 | 0 | 0 | 0 | 0 | 0 | 0 | 0 | 0 | 0 | 0 | 0 | 0 | 0 | 0 | 0 | 0 | 0 | 0 | 0 | 0 | 0 | 2020
Vintage1941 | hydro | TRUE | 3271.2227.NE.HY | 2227 | N | . | Jeffrey | Central Nebraska Pub P&I Dist | 3271 | NE | WNC | MRO |  | 22 | 1 | Electric Utility | HY | WAT | HYC | SWPP | A |  | 0 | 0 | 0 | 0 | 0 | 0 | 0 | 0 | 0 | 0 | 0 | 0 | 0 | 0 | 0 | 0 | 0 | 0 | 0 | 0 | 0 | 0 | 0 | 0 | 0 | 0 | 0 | 0 | 0 | 0 | 0 | 0 | 0 | 0 | 0 | 0 | 130569 | 118365 | 96289 | 127898 | 97197 | 102959 | 86284 | 67993 | 42559 | 47643 | 63728 | 65462 | 130569 | 118365 | 96289 | 127898 | 97197 | 102959 | 86284 | 67993 | 42559 | 47643 | 63728 | 65462 | 14893.289 | 13501.252 | 10983.128 | 14588.623 | 11086.647 | 11743.951 | 9841.892 | 7755.519 | 4854.458 | 5434.334 | 7269.063 | 7466.844 | 0 | 0 | 1046946 | 1046946 | 119419 | 2020
Vintage1941 | hydro | TRUE | 3271.2228.NE.HY | 2228 | N | . | Johnson 1 | Central Nebraska Pub P&I Dist | 3271 | NE | WNC | MRO |  | 22 | 1 | Electric Utility | HY | WAT | HYC | SWPP | A |  | 0 | 0 | 0 | 0 | 0 | 0 | 0 | 0 | 0 | 0 | 0 | 0 | 0 | 0 | 0 | 0 | 0 | 0 | 0 | 0 | 0 | 0 | 0 | 0 | 0 | 0 | 0 | 0 | 0 | 0 | 0 | 0 | 0 | 0 | 0 | 0 | 101921 | 92395 | 75162 | 99836 | 75870 | 80369 | 67352 | 53074 | 33221 | 37189 | 49745 | 51099 | 101921 | 92395 | 75162 | 99836 | 75870 | 80369 | 67352 | 53074 | 33221 | 37189 | 49745 | 51099 | 11625.518 | 10538.911 | 8573.294 | 11387.7 | 8654.1 | 9167.184 | 7682.46 | 6053.862 | 3789.33 | 4241.974 | 5674.141 | 5828.526 | 0 | 0 | 817233 | 817233 | 93217 | 2020
Vintage1941 | hydro | TRUE | 3271.2229.NE.HY | 2229 | N | . | Johnson 2 | Central Nebraska Pub P&I Dist | 3271 | NE | WNC | MRO |  | 22 | 1 | Electric Utility | HY | WAT | HYC | SWPP | A |  | 0 | 0 | 0 | 0 | 0 | 0 | 0 | 0 | 0 | 0 | 0 | 0 | 0 | 0 | 0 | 0 | 0 | 0 | 0 | 0 | 0 | 0 | 0 | 0 | 0 | 0 | 0 | 0 | 0 | 0 | 0 | 0 | 0 | 0 | 0 | 0 | 128294 | 116303 | 94611 | 125670 | 95503 | 101165 | 84780 | 66808 | 41817 | 46813 | 62617 | 64321 | 128294 | 116303 | 94611 | 125670 | 95503 | 101165 | 84780 | 66808 | 41817 | 46813 | 62617 | 64321 | 14633.76 | 13265.978 | 10791.735 | 14334.401 | 10893.45 | 11539.301 | 9670.387 | 7620.371 | 4769.864 | 5339.635 | 7142.392 | 7336.726 | 0 | 0 | 1028702 | 1028702 | 117338 | 2020
Vintage1982 | petroleum | TRUE | 3373.2230.NE.IC | 2230 | N | . | Chappell | City of Chappell - (NE) | 3373 | NE | WNC | MRO |  | 22 | 1 | Electric Utility | IC | DFO | DFO | SWPP | A | barrels | 0 | 0 | 0 | 0 | 0 | 0 | 0 | 0 | 0 | 0 | 0 | 7 | 0 | 0 | 0 | 0 | 0 | 0 | 0 | 0 | 0 | 0 | 0 | 7 | 0 | 0 | 0 | 0 | 0 | 0 | 0 | 0 | 0 | 0 | 0 | 5.922 | 0 | 0 | 0 | 0 | 0 | 0 | 0 | 0 | 0 | 0 | 0 | 41 | 0 | 0 | 0 | 0 | 0 | 0 | 0 | 0 | 0 | 0 | 0 | 41 | 0 | 0 | 0 | 0 | 0 | 0 | 0 | 0 | 0 | 0 | 0 | 4 | 7 | 7 | 41 | 41 | 4 | 2020
Vintage1973 | petroleum | TRUE | 4527.2231.NE.IC | 2231 | N | . | Crete | City of Crete | 4527 | NE | WNC | MRO |  | 22 | 1 | Electric Utility | IC | DFO | DFO | SWPP | A | barrels | 2 | 2 | 1 | 2 | 2 | 2 | 1 | 2 | 1 | 2 | 3 | 2 | 2 | 2 | 1 | 2 | 2 | 2 | 1 | 2 | 1 | 2 | 3 | 2 | 6.2 | 6.2 | 6.2 | 6.2 | 6.2 | 6.2 | 6.2 | 6.2 | 6.2 | 6.2 | 6.2 | 6.2 | 12 | 12 | 6 | 12 | 12 | 12 | 6 | 12 | 6 | 12 | 19 | 12 | 12 | 12 | 6 | 12 | 12 | 12 | 6 | 12 | 6 | 12 | 19 | 12 | 0.864 | 0.899 | 0.768 | 0.871 | 1.004 | 1.21 | 0.618 | 1.001 | 0.767 | 0.957 | 1.285 | 1.024 | 22 | 22 | 133 | 133 | 11.268 | 2020
Vintage1973 | natural gas peaker | TRUE | 4527.2231.NE.IC | 2231 | N | . | Crete | City of Crete | 4527 | NE | WNC | MRO |  | 22 | 1 | Electric Utility | IC | NG | NG | SWPP | A | mcf | 182 | 115 | 81 | 68 | 75 | 202 | 275 | 165 | 105 | 156 | 70 | 77 | 182 | 115 | 81 | 68 | 75 | 202 | 275 | 165 | 105 | 156 | 70 | 77 | 1.2 | 1.2 | 1.2 | 1.2 | 1.2 | 1.2 | 1.2 | 1.2 | 1.2 | 1.2 | 1.2 | 1.2 | 218 | 138 | 97 | 82 | 90 | 242 | 330 | 198 | 126 | 187 | 84 | 92 | 218 | 138 | 97 | 82 | 90 | 242 | 330 | 198 | 126 | 187 | 84 | 92 | 18.103 | 11.36 | 8.004 | 6.786 | 7.389 | 20.046 | 27.212 | 16.34 | 10.371 | 15.507 | 6.971 | 7.643 | 1571 | 1571 | 1884 | 1884 | 155.732 | 2020
Vintage1975 | petroleum | TRUE | 4661.2232.NE.IC | 2232 | N | . | Curtis | City of Curtis - (NE) | 4661 | NE | WNC | MRO |  | 22 | 1 | Electric Utility | IC | DFO | DFO | SWPP | A | barrels | 0 | 0 | 0 | 0 | 1 | 1 | 0 | 1 | 0 | 1 | 1 | 1 | 0 | 0 | 0 | 0 | 1 | 1 | 0 | 1 | 0 | 1 | 1 | 1 | 0 | 0 | 0 | 0 | 5.922 | 5.922 | 0 | 5.922 | 0 | 5.922 | 5.922 | 5.922 | 0 | 0 | 0 | 0 | 6 | 6 | 0 | 6 | 0 | 6 | 6 | 6 | 0 | 0 | 0 | 0 | 6 | 6 | 0 | 6 | 0 | 6 | 6 | 6 | 0.377 | 0.392 | 0.335 | 0.38 | 0.438 | 0.528 | 0.269 | 0.437 | 0.334 | 0.417 | 0.56 | 0.447 | 6 | 6 | 36 | 36 | 4.914 | 2020
Vintage1975 | natural gas peaker | TRUE | 4661.2232.NE.IC | 2232 | N | . | Curtis | City of Curtis - (NE) | 4661 | NE | WNC | MRO |  | 22 | 1 | Electric Utility | IC | NG | NG | SWPP | A | mcf | 16 | 10 | 7 | 6 | 7 | 18 | 24 | 14 | 9 | 14 | 6 | 7 | 16 | 10 | 7 | 6 | 7 | 18 | 24 | 14 | 9 | 14 | 6 | 7 | 1 | 1 | 1 | 1 | 1 | 1 | 1 | 1 | 1 | 1 | 1 | 1 | 16 | 10 | 7 | 6 | 7 | 18 | 24 | 14 | 9 | 14 | 6 | 7 | 16 | 10 | 7 | 6 | 7 | 18 | 24 | 14 | 9 | 14 | 6 | 7 | 2.217 | 1.392 | 0.981 | 0.832 | 0.906 | 2.457 | 3.335 | 2.003 | 1.271 | 1.901 | 0.854 | 0.937 | 138 | 138 | 138 | 138 | 19.086 | 2020
Vintage1996 | petroleum | TRUE | 4836.2233.NE.IC | 2233 | N | . | David City | City of David City | 4836 | NE | WNC | MRO |  | 22 | 1 | Electric Utility | IC | DFO | DFO | SWPP | A | barrels | 2 | 2 | 2 | 2 | 2 | 3 | 1 | 2 | 2 | 2 | 3 | 2 | 2 | 2 | 2 | 2 | 2 | 3 | 1 | 2 | 2 | 2 | 3 | 2 | 5.8 | 5.8 | 5.8 | 5.8 | 5.8 | 5.8 | 5.8 | 5.8 | 5.8 | 5.8 | 5.8 | 5.8 | 12 | 12 | 12 | 12 | 12 | 17 | 6 | 12 | 12 | 12 | 17 | 12 | 12 | 12 | 12 | 12 | 12 | 17 | 6 | 12 | 12 | 12 | 17 | 12 | 1.075 | 1.117 | 0.954 | 1.082 | 1.247 | 1.504 | 0.767 | 1.244 | 0.953 | 1.188 | 1.596 | 1.273 | 25 | 25 | 148 | 148 | 14 | 2020
Vintage1996 | natural gas peaker | TRUE | 4836.2233.NE.IC | 2233 | N | . | David City | City of David City | 4836 | NE | WNC | MRO |  | 22 | 1 | Electric Utility | IC | NG | NG | SWPP | A | mcf | 0 | 0 | 0 | 0 | 0 | 0 | 0 | 0 | 0 | 0 | 0 | 0 | 0 | 0 | 0 | 0 | 0 | 0 | 0 | 0 | 0 | 0 | 0 | 0 | 0 | 0 | 0 | 0 | 0 | 0 | 0 | 0 | 0 | 0 | 0 | 0 | 0 | 0 | 0 | 0 | 0 | 0 | 0 | 0 | 0 | 0 | 0 | 0 | 0 | 0 | 0 | 0 | 0 | 0 | 0 | 0 | 0 | 0 | 0 | 0 | 0 | 0 | 0 | 0 | 0 | 0 | 0 | 0 | 0 | 0 | 0 | 0 | 0 | 0 | 0 | 0 | 0 | 2020
Vintage1999 | petroleum | TRUE | 5097.2234.NE.IC | 2234 | N | . | Deshler | City of Deshler - (NE) | 5097 | NE | WNC | MRO |  | 22 | 1 | Electric Utility | IC | DFO | DFO | SWPP | A | barrels | 0 | 0 | 0 | 0 | 0 | 0 | 0 | 0 | 0 | 0 | 0 | 0 | 0 | 0 | 0 | 0 | 0 | 0 | 0 | 0 | 0 | 0 | 0 | 0 | 0 | 0 | 0 | 0 | 0 | 0 | 0 | 0 | 0 | 0 | 0 | 0 | 0 | 0 | 0 | 0 | 0 | 0 | 0 | 0 | 0 | 0 | 0 | 0 | 0 | 0 | 0 | 0 | 0 | 0 | 0 | 0 | 0 | 0 | 0 | 0 | 0 | 0 | 0 | 0 | 0 | 0 | 0 | 0 | 0 | 0 | 0 | 0 | 0 | 0 | 0 | 0 | 0 | 2020
Vintage1968 | petroleum | TRUE | 5850.2235.NE.IC | 2235 | N | . | Emerson | City of Emerson - (NE) | 5850 | NE | WNC | MRO |  | 22 | 1 | Electric Utility | IC | DFO | DFO | SWPP | A | barrels | 0 | 0 | 0 | 0 | 0 | 0 | 0 | 0 | 0 | 0 | 0 | 5 | 0 | 0 | 0 | 0 | 0 | 0 | 0 | 0 | 0 | 0 | 0 | 5 | 0 | 0 | 0 | 0 | 0 | 0 | 0 | 0 | 0 | 0 | 0 | 5.5 | 0 | 0 | 0 | 0 | 0 | 0 | 0 | 0 | 0 | 0 | 0 | 28 | 0 | 0 | 0 | 0 | 0 | 0 | 0 | 0 | 0 | 0 | 0 | 28 | 0 | 0 | 0 | 0 | 0 | 0 | 0 | 0 | 0 | 0 | 0 | 2.716 | 5 | 5 | 28 | 28 | 2.716 | 2020
Vintage1968 | natural gas peaker | TRUE | 5850.2235.NE.IC | 2235 | N | . | Emerson | City of Emerson - (NE) | 5850 | NE | WNC | MRO |  | 22 | 1 | Electric Utility | IC | NG | NG | SWPP | A | mcf | 0 | 0 | 0 | 0 | 0 | 0 | 0 | 0 | 0 | 0 | 0 | 13 | 0 | 0 | 0 | 0 | 0 | 0 | 0 | 0 | 0 | 0 | 0 | 13 | 0 | 0 | 0 | 0 | 0 | 0 | 0 | 0 | 0 | 0 | 0 | 1 | 0 | 0 | 0 | 0 | 0 | 0 | 0 | 0 | 0 | 0 | 0 | 13 | 0 | 0 | 0 | 0 | 0 | 0 | 0 | 0 | 0 | 0 | 0 | 13 | 0 | 0 | 0 | 0 | 0 | 0 | 0 | 0 | 0 | 0 | 0 | 1.284 | 13 | 13 | 13 | 13 | 1.284 | 2020
Vintage2018 | petroleum | TRUE | 6175.2237.NE.IC | 2237 | N | . | Falls City | City of Falls City - (NE) | 6175 | NE | WNC | MRO |  | 22 | 1 | Electric Utility | IC | DFO | DFO | SWPP | A | barrels | 3 | 4 | 3 | 3 | 4 | 5 | 2 | 4 | 3 | 4 | 5 | 4 | 3 | 4 | 3 | 3 | 4 | 5 | 2 | 4 | 3 | 4 | 5 | 4 | 5.9 | 5.9 | 5.9 | 5.9 | 5.9 | 5.9 | 5.9 | 5.9 | 5.9 | 5.9 | 5.9 | 5.9 | 18 | 24 | 18 | 18 | 24 | 30 | 12 | 24 | 18 | 24 | 30 | 24 | 18 | 24 | 18 | 18 | 24 | 30 | 12 | 24 | 18 | 24 | 30 | 24 | 1.505 | 1.565 | 1.337 | 1.516 | 1.748 | 2.107 | 1.075 | 1.742 | 1.334 | 1.665 | 2.236 | 1.783 | 44 | 44 | 264 | 264 | 19.613 | 2020
Vintage2018 | natural gas peaker | TRUE | 6175.2237.NE.IC | 2237 | N | . | Falls City | City of Falls City - (NE) | 6175 | NE | WNC | MRO |  | 22 | 1 | Electric Utility | IC | NG | NG | SWPP | A | mcf | 449 | 282 | 198 | 168 | 183 | 497 | 674 | 405 | 257 | 384 | 173 | 189 | 449 | 282 | 198 | 168 | 183 | 497 | 674 | 405 | 257 | 384 | 173 | 189 | 1.02 | 1.02 | 1.02 | 1.02 | 1.02 | 1.02 | 1.02 | 1.02 | 1.02 | 1.02 | 1.02 | 1.02 | 458 | 288 | 202 | 171 | 187 | 507 | 687 | 413 | 262 | 392 | 176 | 193 | 458 | 288 | 202 | 171 | 187 | 507 | 687 | 413 | 262 | 392 | 176 | 193 | 34.571 | 21.694 | 15.284 | 12.958 | 14.111 | 38.28 | 51.963 | 31.202 | 19.805 | 29.613 | 13.311 | 14.595 | 3859 | 3859 | 3936 | 3936 | 297.387 | 2020
Vintage1974 | petroleum | TRUE | 6723.2238.NE.IC | 2238 | N | . | Franklin (NE) | City of Franklin - (NE) | 6723 | NE | WNC | MRO |  | 22 | 1 | Electric Utility | IC | DFO | DFO | SWPP | A | barrels | 0 | 0 | 0 | 0 | 1 | 1 | 0 | 1 | 0 | 1 | 1 | 1 | 0 | 0 | 0 | 0 | 1 | 1 | 0 | 1 | 0 | 1 | 1 | 1 | 0 | 0 | 0 | 0 | 5.8 | 5.8 | 0 | 5.8 | 0 | 5.8 | 5.8 | 5.8 | 0 | 0 | 0 | 0 | 6 | 6 | 0 | 6 | 0 | 6 | 6 | 6 | 0 | 0 | 0 | 0 | 6 | 6 | 0 | 6 | 0 | 6 | 6 | 6 | 0.179 | 0.187 | 0.159 | 0.181 | 0.208 | 0.251 | 0.128 | 0.208 | 0.159 | 0.198 | 0.267 | 0.213 | 6 | 6 | 36 | 36 | 2.338 | 2020
Vintage1974 | natural gas peaker | TRUE | 6723.2238.NE.IC | 2238 | N | . | Franklin (NE) | City of Franklin - (NE) | 6723 | NE | WNC | MRO |  | 22 | 1 | Electric Utility | IC | NG | NG | SWPP | A | mcf | 28 | 17 | 12 | 10 | 11 | 31 | 42 | 25 | 16 | 24 | 11 | 12 | 28 | 17 | 12 | 10 | 11 | 31 | 42 | 25 | 16 | 24 | 11 | 12 | 1.1 | 1.1 | 1.1 | 1.1 | 1.1 | 1.1 | 1.1 | 1.1 | 1.1 | 1.1 | 1.1 | 1.1 | 31 | 19 | 13 | 11 | 12 | 34 | 46 | 28 | 18 | 26 | 12 | 13 | 31 | 19 | 13 | 11 | 12 | 34 | 46 | 28 | 18 | 26 | 12 | 13 | 2.053 | 1.288 | 0.908 | 0.77 | 0.838 | 2.273 | 3.086 | 1.853 | 1.176 | 1.759 | 0.791 | 0.867 | 239 | 239 | 263 | 263 | 17.662 | 2020
Vintage2003 | petroleum | TRUE | 6779.2240.NE.GT | 2240 | N | . | Lon Wright | City of Fremont - (NE) | 6779 | NE | WNC | MRO |  | 22 | 1 | Electric Utility | GT | DFO | DFO | SWPP | A | barrels | 0 | 0 | 0 | 0 | 0 | 0 | 0 | 0 | 0 | 0 | 0 | 0 | 0 | 0 | 0 | 0 | 0 | 0 | 0 | 0 | 0 | 0 | 0 | 0 | 0 | 0 | 0 | 0 | 0 | 0 | 0 | 0 | 0 | 0 | 0 | 0 | 0 | 0 | 0 | 0 | 0 | 0 | 0 | 0 | 0 | 0 | 0 | 0 | 0 | 0 | 0 | 0 | 0 | 0 | 0 | 0 | 0 | 0 | 0 | 0 | 0 | 0 | 0 | 0 | 0 | 0 | 0 | 0 | 0 | 0 | 0 | 0 | 0 | 0 | 0 | 0 | 0 | 2020
Vintage2003 | natural gas peaker | TRUE | 6779.2240.NE.GT | 2240 | N | . | Lon Wright | City of Fremont - (NE) | 6779 | NE | WNC | MRO |  | 22 | 1 | Electric Utility | GT | NG | NG | SWPP | A | mcf | 2015 | 1265 | 891 | 755 | 823 | 2231 | 3029 | 1819 | 1154 | 1726 | 776 | 851 | 2015 | 1265 | 891 | 755 | 823 | 2231 | 3029 | 1819 | 1154 | 1726 | 776 | 851 | 1.059 | 1.059 | 1.059 | 1.059 | 1.059 | 1.059 | 1.059 | 1.059 | 1.059 | 1.059 | 1.059 | 1.059 | 2134 | 1340 | 944 | 800 | 872 | 2363 | 3208 | 1926 | 1222 | 1828 | 822 | 901 | 2134 | 1340 | 944 | 800 | 872 | 2363 | 3208 | 1926 | 1222 | 1828 | 822 | 901 | 87.071 | 54.638 | 38.494 | 32.636 | 35.539 | 96.412 | 130.875 | 78.586 | 49.881 | 74.583 | 33.526 | 36.759 | 17335 | 17335 | 18360 | 18360 | 749 | 2020
Vintage2018 | solar pv | TRUE | 6779.2240.NE.PV | 2240 | N | . | Lon Wright | City of Fremont - (NE) | 6779 | NE | WNC | MRO |  | 22 | 1 | Electric Utility | PV | SUN | SUN | SWPP | A |  | 0 | 0 | 0 | 0 | 0 | 0 | 0 | 0 | 0 | 0 | 0 | 0 | 0 | 0 | 0 | 0 | 0 | 0 | 0 | 0 | 0 | 0 | 0 | 0 | 0 | 0 | 0 | 0 | 0 | 0 | 0 | 0 | 0 | 0 | 0 | 0 | 1272 | 2677 | 3226 | 4228 | 4334 | 4794 | 4628 | 4595 | 3309 | 2483 | 1953 | 1312 | 1272 | 2677 | 3226 | 4228 | 4334 | 4794 | 4628 | 4595 | 3309 | 2483 | 1953 | 1312 | 145.068 | 305.37 | 368.004 | 482.264 | 494.311 | 546.805 | 527.883 | 524.138 | 377.459 | 283.274 | 222.799 | 149.625 | 0 | 0 | 38811 | 38811 | 4427 | 2020
Vintage1976 | natural gas steam turbine | TRUE | 6779.2240.NE.ST | 2240 | N | . | Lon Wright | City of Fremont - (NE) | 6779 | NE | WNC | MRO |  | 22 | 1 | Electric Utility | ST | NG | NG | SWPP | AM | mcf | 15184 | 14863 | 9451 | 8437 | 9830 | 18563 | 18238 | 21465 | 13364 | 7656 | 12346 | 12428 | 15184 | 14863 | 9451 | 8437 | 9830 | 18563 | 18238 | 21465 | 13364 | 7656 | 12346 | 12428 | 1.032 | 1.037 | 0.97 | 1.041 | 1.048 | 1.053 | 1.076 | 1.078 | 1.074 | 1.042 | 1.025 | 1.06 | 15670 | 15413 | 9167 | 8783 | 10302 | 19547 | 19624 | 23139 | 14353 | 7978 | 12655 | 13174 | 15670 | 15413 | 9167 | 8783 | 10302 | 19547 | 19624 | 23139 | 14353 | 7978 | 12655 | 13174 | 1270.926 | 1218.432 | 658.348 | 738.07 | 891.402 | 1644.526 | 1619.881 | 1867.714 | 1089.712 | 562.132 | 952.772 | 1183.599 | 161825 | 161825 | 169805 | 169805 | 13697.514 | 2020
Vintage1976 | hard coal | TRUE | 6779.2240.NE.ST | 2240 | N | . | Lon Wright | City of Fremont - (NE) | 6779 | NE | WNC | MRO |  | 22 | 1 | Electric Utility | ST | SUB | COL | SWPP | AM | short tons | 25687 | 24434 | 12713 | 16706 | 19974 | 31708 | 34779 | 31413 | 20395 | 12340 | 14930 | 25202 | 25687 | 24434 | 12713 | 16706 | 19974 | 31708 | 34779 | 31413 | 20395 | 12340 | 14930 | 25202 | 17.5 | 17.455 | 17.158 | 17.75 | 17.43 | 16.976 | 17.87 | 17.82 | 17.935 | 17.66 | 17.619 | 17.52 | 449523 | 426495 | 218130 | 296532 | 348147 | 538275 | 621501 | 559780 | 365784 | 217924 | 263052 | 441539 | 449523 | 426495 | 218130 | 296532 | 348147 | 538275 | 621501 | 559780 | 365784 | 217924 | 263052 | 441539 | 36459.074 | 33715.568 | 15664.652 | 24918.93 | 30124.598 | 45286.474 | 51302.119 | 45183.286 | 27771.288 | 15355.868 | 19805.228 | 39670.401 | 270281 | 270281 | 4746682 | 4746682 | 385257.49 | 2020
Vintage2017 | onshore wind | TRUE | 6779.2240.NE.WT | 2240 | N | . | Lon Wright | City of Fremont - (NE) | 6779 | NE | WNC | MRO |  | 22 | 1 | Electric Utility | WT | WND | WND | SWPP | A |  | 0 | 0 | 0 | 0 | 0 | 0 | 0 | 0 | 0 | 0 | 0 | 0 | 0 | 0 | 0 | 0 | 0 | 0 | 0 | 0 | 0 | 0 | 0 | 0 | 0 | 0 | 0 | 0 | 0 | 0 | 0 | 0 | 0 | 0 | 0 | 0 | 147518 | 155293 | 150308 | 145427 | 125599 | 158245 | 114370 | 135869 | 147537 | 150779 | 160102 | 158627 | 147518 | 155293 | 150308 | 145427 | 125599 | 158245 | 114370 | 135869 | 147537 | 150779 | 160102 | 158627 | 16826.477 | 17713.35 | 17144.694 | 16588.008 | 14326.331 | 18050.121 | 13045.475 | 15497.789 | 16828.635 | 17198.506 | 18261.923 | 18093.691 | 0 | 0 | 1749674 | 1749674 | 199575 | 2020
Vintage2003 | petroleum | TRUE | 40606.2241.NE.GT | 2241 | N | . | C W Burdick | City of Grand Island - (NE) | 40606 | NE | WNC | MRO |  | 22 | 1 | Electric Utility | GT | DFO | DFO | SWPP | A | barrels | 7 | 8 | 7 | 8 | 9 | 11 | 5 | 9 | 7 | 8 | 11 | 9 | 7 | 8 | 7 | 8 | 9 | 11 | 5 | 9 | 7 | 8 | 11 | 9 | 5.7 | 5.7 | 5.7 | 5.7 | 5.7 | 5.7 | 5.7 | 5.7 | 5.7 | 5.7 | 5.7 | 5.7 | 40 | 46 | 40 | 46 | 51 | 63 | 29 | 51 | 40 | 46 | 63 | 51 | 40 | 46 | 40 | 46 | 51 | 63 | 29 | 51 | 40 | 46 | 63 | 51 | 1.07 | 1.114 | 0.951 | 1.079 | 1.243 | 1.499 | 0.765 | 1.24 | 0.95 | 1.185 | 1.591 | 1.269 | 99 | 99 | 566 | 566 | 13.956 | 2020
Vintage2003 | natural gas peaker | TRUE | 40606.2241.NE.GT | 2241 | N | . | C W Burdick | City of Grand Island - (NE) | 40606 | NE | WNC | MRO |  | 22 | 1 | Electric Utility | GT | NG | NG | SWPP | A | mcf | 5459 | 3424 | 2413 | 2045 | 2227 | 6042 | 8202 | 4925 | 3126 | 4674 | 2101 | 2304 | 5459 | 3424 | 2413 | 2045 | 2227 | 6042 | 8202 | 4925 | 3126 | 4674 | 2101 | 2304 | 1.1 | 1.1 | 1.1 | 1.1 | 1.1 | 1.1 | 1.1 | 1.1 | 1.1 | 1.1 | 1.1 | 1.1 | 6005 | 3766 | 2654 | 2250 | 2450 | 6646 | 9022 | 5418 | 3439 | 5141 | 2311 | 2534 | 6005 | 3766 | 2654 | 2250 | 2450 | 6646 | 9022 | 5418 | 3439 | 5141 | 2311 | 2534 | 148.457 | 93.158 | 65.633 | 55.644 | 60.594 | 164.382 | 223.142 | 133.988 | 85.047 | 127.163 | 57.162 | 62.674 | 46942 | 46942 | 51636 | 51636 | 1277.044 | 2020
Vintage2003 | petroleum | TRUE | 40606.2241.NE.GT | 2241 | N | . | C W Burdick | City of Grand Island - (NE) | 40606 | NE | WNC | MRO |  | 22 | 1 | Electric Utility | GT | RFO | RFO | SWPP | A | barrels | 0 | 0 | 0 | 0 | 0 | 0 | 0 | 0 | 0 | 0 | 0 | 0 | 0 | 0 | 0 | 0 | 0 | 0 | 0 | 0 | 0 | 0 | 0 | 0 | 0 | 0 | 0 | 0 | 0 | 0 | 0 | 0 | 0 | 0 | 0 | 0 | 0 | 0 | 0 | 0 | 0 | 0 | 0 | 0 | 0 | 0 | 0 | 0 | 0 | 0 | 0 | 0 | 0 | 0 | 0 | 0 | 0 | 0 | 0 | 0 | 0 | 0 | 0 | 0 | 0 | 0 | 0 | 0 | 0 | 0 | 0 | 0 | 0 | 0 | 0 | 0 | 0 | 2020
Vintage1972 | petroleum | TRUE | 8245.2243.NE.GT | 2243 | N | . | Don Henry | City of Hastings - (NE) | 8245 | NE | WNC | MRO |  | 22 | 1 | Electric Utility | GT | DFO | DFO | SWPP | A | barrels | 0 | 0 | 0 | 0 | 0 | 0 | 0 | 0 | 0 | 0 | 0 | 0 | 0 | 0 | 0 | 0 | 0 | 0 | 0 | 0 | 0 | 0 | 0 | 0 | 0 | 0 | 0 | 0 | 0 | 0 | 0 | 0 | 0 | 0 | 0 | 0 | 0 | 0 | 0 | 0 | 0 | 0 | 0 | 0 | 0 | 0 | 0 | 0 | 0 | 0 | 0 | 0 | 0 | 0 | 0 | 0 | 0 | 0 | 0 | 0 | 0 | 0 | 0 | 0 | 0 | 0 | 0 | 0 | 0 | 0 | 0 | 0 | 0 | 0 | 0 | 0 | 0 | 2020
Vintage1972 | natural gas peaker | TRUE | 8245.2243.NE.GT | 2243 | N | . | Don Henry | City of Hastings - (NE) | 8245 | NE | WNC | MRO |  | 22 | 1 | Electric Utility | GT | NG | NG | SWPP | A | mcf | 287 | 180 | 127 | 107 | 117 | 317 | 431 | 259 | 164 | 245 | 110 | 121 | 287 | 180 | 127 | 107 | 117 | 317 | 431 | 259 | 164 | 245 | 110 | 121 | 1.093 | 1.093 | 1.093 | 1.093 | 1.093 | 1.093 | 1.093 | 1.093 | 1.093 | 1.093 | 1.093 | 1.093 | 314 | 197 | 139 | 117 | 128 | 346 | 471 | 283 | 179 | 268 | 120 | 132 | 314 | 197 | 139 | 117 | 128 | 346 | 471 | 283 | 179 | 268 | 120 | 132 | 4.882 | 3.064 | 2.159 | 1.83 | 1.993 | 5.406 | 7.339 | 4.407 | 2.797 | 4.182 | 1.88 | 2.061 | 2465 | 2465 | 2694 | 2694 | 42 | 2020
Vintage1967 | petroleum | TRUE | 8245.2244.NE.ST | 2244 | N | . | North Denver | City of Hastings - (NE) | 8245 | NE | WNC | MRO |  | 22 | 1 | Electric Utility | ST | DFO | DFO | SWPP | AM | barrels | 0 | 0 | 0 | 0 | 0 | 0 | 0 | 0 | 0 | 0 | 0 | 0 | 0 | 0 | 0 | 0 | 0 | 0 | 0 | 0 | 0 | 0 | 0 | 0 | 0 | 0 | 0 | 0 | 0 | 0 | 0 | 0 | 0 | 0 | 0 | 0 | 0 | 0 | 0 | 0 | 0 | 0 | 0 | 0 | 0 | 0 | 0 | 0 | 0 | 0 | 0 | 0 | 0 | 0 | 0 | 0 | 0 | 0 | 0 | 0 | 0 | 0 | 0 | 0 | 0 | 0 | 0 | 0 | 0 | 0 | 0 | 0 | 0 | 0 | 0 | 0 | 0 | 2020
Vintage1967 | natural gas steam turbine | TRUE | 8245.2244.NE.ST | 2244 | N | . | North Denver | City of Hastings - (NE) | 8245 | NE | WNC | MRO |  | 22 | 1 | Electric Utility | ST | NG | NG | SWPP | AM | mcf | 0 | 0 | 0 | 0 | 0 | 0 | 2380 | 1757 | 0 | 0 | 0 | 0 | 0 | 0 | 0 | 0 | 0 | 0 | 2380 | 1757 | 0 | 0 | 0 | 0 | 0 | 0 | 0 | 0 | 0 | 0 | 1.1 | 1.09 | 0 | 0 | 0 | 0 | 0 | 0 | 0 | 0 | 0 | 0 | 2618 | 1915 | 0 | 0 | 0 | 0 | 0 | 0 | 0 | 0 | 0 | 0 | 2618 | 1915 | 0 | 0 | 0 | 0 | -224 | -178 | -144 | -64 | -52 | -60 | 104 | 83 | -78 | -100 | -160 | -188 | 4137 | 4137 | 4533 | 4533 | -1061 | 2020
Vintage1974 | petroleum | TRUE | 10260.2248.NE.IC | 2248 | N | . | Kimball | City of Kimball - (NE) | 10260 | NE | WNC | MRO |  | 22 | 1 | Electric Utility | IC | DFO | DFO | SWPP | A | barrels | 5 | 5 | 4 | 4 | 5 | 6 | 3 | 5 | 4 | 5 | 7 | 5 | 5 | 5 | 4 | 4 | 5 | 6 | 3 | 5 | 4 | 5 | 7 | 5 | 5.922 | 5.922 | 5.922 | 5.922 | 5.922 | 5.922 | 5.922 | 5.922 | 5.922 | 5.922 | 5.922 | 5.922 | 30 | 30 | 24 | 24 | 30 | 36 | 18 | 30 | 24 | 30 | 41 | 30 | 30 | 30 | 24 | 24 | 30 | 36 | 18 | 30 | 24 | 30 | 41 | 30 | 2.225 | 2.314 | 1.977 | 2.242 | 2.584 | 3.115 | 1.589 | 2.576 | 1.973 | 2.462 | 3.307 | 2.636 | 58 | 58 | 347 | 347 | 29 | 2020
Vintage1974 | natural gas peaker | TRUE | 10260.2248.NE.IC | 2248 | N | . | Kimball | City of Kimball - (NE) | 10260 | NE | WNC | MRO |  | 22 | 1 | Electric Utility | IC | NG | NG | SWPP | A | mcf | 0 | 0 | 0 | 0 | 0 | 0 | 0 | 0 | 0 | 0 | 0 | 0 | 0 | 0 | 0 | 0 | 0 | 0 | 0 | 0 | 0 | 0 | 0 | 0 | 0 | 0 | 0 | 0 | 0 | 0 | 0 | 0 | 0 | 0 | 0 | 0 | 0 | 0 | 0 | 0 | 0 | 0 | 0 | 0 | 0 | 0 | 0 | 0 | 0 | 0 | 0 | 0 | 0 | 0 | 0 | 0 | 0 | 0 | 0 | 0 | 0 | 0 | 0 | 0 | 0 | 0 | 0 | 0 | 0 | 0 | 0 | 0 | 0 | 0 | 0 | 0 | 0 | 2020
Vintage1992 | petroleum | TRUE | 10760.2249.NE.IC | 2249 | N | . | Laurel | City of Laurel - (NE) | 10760 | NE | WNC | MRO |  | 22 | 1 | Electric Utility | IC | DFO | DFO | SWPP | A | barrels | 0 | 0 | 0 | 0 | 0 | 0 | 0 | 0 | 0 | 0 | 0 | 1 | 0 | 0 | 0 | 0 | 0 | 0 | 0 | 0 | 0 | 0 | 0 | 1 | 0 | 0 | 0 | 0 | 0 | 0 | 0 | 0 | 0 | 0 | 0 | 5.922 | 0 | 0 | 0 | 0 | 0 | 0 | 0 | 0 | 0 | 0 | 0 | 6 | 0 | 0 | 0 | 0 | 0 | 0 | 0 | 0 | 0 | 0 | 0 | 6 | 0 | 0 | 0 | 0 | 0 | 0 | 0 | 0 | 0 | 0 | 0 | 2.387 | 1 | 1 | 6 | 6 | 2.387 | 2020
Vintage1992 | natural gas peaker | TRUE | 10760.2249.NE.IC | 2249 | N | . | Laurel | City of Laurel - (NE) | 10760 | NE | WNC | MRO |  | 22 | 1 | Electric Utility | IC | NG | NG | SWPP | A | mcf | 0 | 0 | 0 | 0 | 0 | 0 | 0 | 0 | 0 | 0 | 0 | 4 | 0 | 0 | 0 | 0 | 0 | 0 | 0 | 0 | 0 | 0 | 0 | 4 | 0 | 0 | 0 | 0 | 0 | 0 | 0 | 0 | 0 | 0 | 0 | 1 | 0 | 0 | 0 | 0 | 0 | 0 | 0 | 0 | 0 | 0 | 0 | 4 | 0 | 0 | 0 | 0 | 0 | 0 | 0 | 0 | 0 | 0 | 0 | 4 | 0 | 0 | 0 | 0 | 0 | 0 | 0 | 0 | 0 | 0 | 0 | 1.613 | 4 | 4 | 4 | 4 | 1.613 | 2020
Vintage1972 | petroleum | TRUE | 11018.2250.NE.GT | 2250 | N | . | J Street | Lincoln Electric System | 11018 | NE | WNC | MRO |  | 22 | 1 | Electric Utility | GT | DFO | DFO | SWPP | A | barrels | 16 | 16 | 13 | 15 | 17 | 21 | 11 | 17 | 13 | 17 | 22 | 18 | 16 | 16 | 13 | 15 | 17 | 21 | 11 | 17 | 13 | 17 | 22 | 18 | 5.9 | 5.9 | 5.9 | 5.9 | 5.9 | 5.9 | 5.9 | 5.9 | 5.9 | 5.9 | 5.9 | 5.9 | 94 | 94 | 77 | 89 | 100 | 124 | 65 | 100 | 77 | 100 | 130 | 106 | 94 | 94 | 77 | 89 | 100 | 124 | 65 | 100 | 77 | 100 | 130 | 106 | 0.596 | 0.617 | 0.527 | 0.598 | 0.689 | 0.831 | 0.424 | 0.687 | 0.526 | 0.657 | 0.882 | 0.703 | 196 | 196 | 1156 | 1156 | 7.737 | 2020
Vintage1972 | natural gas peaker | TRUE | 11018.2250.NE.GT | 2250 | N | . | J Street | Lincoln Electric System | 11018 | NE | WNC | MRO |  | 22 | 1 | Electric Utility | GT | NG | NG | SWPP | A | mcf | 890 | 559 | 394 | 334 | 364 | 986 | 1339 | 804 | 510 | 763 | 343 | 376 | 890 | 559 | 394 | 334 | 364 | 986 | 1339 | 804 | 510 | 763 | 343 | 376 | 1 | 1 | 1 | 1 | 1 | 1 | 1 | 1 | 1 | 1 | 1 | 1 | 890 | 559 | 394 | 334 | 364 | 986 | 1339 | 804 | 510 | 763 | 343 | 376 | 890 | 559 | 394 | 334 | 364 | 986 | 1339 | 804 | 510 | 763 | 343 | 376 | 5.957 | 3.74 | 2.635 | 2.234 | 2.432 | 6.599 | 8.957 | 5.379 | 3.414 | 5.105 | 2.295 | 2.516 | 7662 | 7662 | 7662 | 7662 | 51.263 | 2020
Vintage1967 | petroleum | TRUE | 11372.2253.NE.IC | 2253 | N | . | Lyons | City of Lyons - (NE) | 11372 | NE | WNC | MRO |  | 22 | 1 | Electric Utility | IC | DFO | DFO | SWPP | A | barrels | 0 | 0 | 0 | 0 | 0 | 0 | 0 | 0 | 0 | 0 | 0 | 0 | 0 | 0 | 0 | 0 | 0 | 0 | 0 | 0 | 0 | 0 | 0 | 0 | 0 | 0 | 0 | 0 | 0 | 0 | 0 | 0 | 0 | 0 | 0 | 0 | 0 | 0 | 0 | 0 | 0 | 0 | 0 | 0 | 0 | 0 | 0 | 0 | 0 | 0 | 0 | 0 | 0 | 0 | 0 | 0 | 0 | 0 | 0 | 0 | 0 | 0 | 0 | 0 | 0 | 0 | 0 | 0 | 0 | 0 | 0 | 0 | 0 | 0 | 0 | 0 | 0 | 2020
Vintage1979 | petroleum | TRUE | 13334.2255.NE.IC | 2255 | N | . | Nebraska City # 1 | City of Nebraska City | 13334 | NE | WNC | MRO |  | 22 | 1 | Electric Utility | IC | DFO | DFO | SWPP | A | barrels | 2 | 2 | 2 | 2 | 2 | 3 | 1 | 2 | 2 | 2 | 3 | 2 | 2 | 2 | 2 | 2 | 2 | 3 | 1 | 2 | 2 | 2 | 3 | 2 | 5.5 | 5.5 | 5.5 | 5.5 | 5.5 | 5.5 | 5.5 | 5.5 | 5.5 | 5.5 | 5.5 | 5.5 | 11 | 11 | 11 | 11 | 11 | 17 | 6 | 11 | 11 | 11 | 17 | 11 | 11 | 11 | 11 | 11 | 11 | 17 | 6 | 11 | 11 | 11 | 17 | 11 | -15.847 | -16.475 | -14.076 | -15.963 | -18.398 | -22.178 | -11.316 | -18.343 | -14.049 | -17.529 | -23.543 | -18.768 | 25 | 25 | 139 | 139 | -206.485 | 2020
Vintage1979 | natural gas peaker | TRUE | 13334.2255.NE.IC | 2255 | N | . | Nebraska City # 1 | City of Nebraska City | 13334 | NE | WNC | MRO |  | 22 | 1 | Electric Utility | IC | NG | NG | SWPP | A | mcf | 69 | 43 | 31 | 26 | 28 | 77 | 104 | 62 | 40 | 59 | 27 | 29 | 69 | 43 | 31 | 26 | 28 | 77 | 104 | 62 | 40 | 59 | 27 | 29 | 1 | 1 | 1 | 1 | 1 | 1 | 1 | 1 | 1 | 1 | 1 | 1 | 69 | 43 | 31 | 26 | 28 | 77 | 104 | 62 | 40 | 59 | 27 | 29 | 69 | 43 | 31 | 26 | 28 | 77 | 104 | 62 | 40 | 59 | 27 | 29 | -103.871 | -65.18 | -45.921 | -38.933 | -42.396 | -115.014 | -156.127 | -93.748 | -59.505 | -88.973 | -39.995 | -43.852 | 595 | 595 | 595 | 595 | -893.515 | 2020
Vintage1970 | petroleum | TRUE | 13334.2256.NE.IC | 2256 | N | . | Syracuse # 2 | City of Nebraska City | 13334 | NE | WNC | MRO |  | 22 | 1 | Electric Utility | IC | DFO | DFO | SWPP | A | barrels | 0 | 0 | 0 | 0 | 0 | 0 | 0 | 0 | 0 | 0 | 0 | 3 | 0 | 0 | 0 | 0 | 0 | 0 | 0 | 0 | 0 | 0 | 0 | 3 | 0 | 0 | 0 | 0 | 0 | 0 | 0 | 0 | 0 | 0 | 0 | 5.5 | 0 | 0 | 0 | 0 | 0 | 0 | 0 | 0 | 0 | 0 | 0 | 17 | 0 | 0 | 0 | 0 | 0 | 0 | 0 | 0 | 0 | 0 | 0 | 17 | 0 | 0 | 0 | 0 | 0 | 0 | 0 | 0 | 0 | 0 | 0 | -54.185 | 3 | 3 | 17 | 17 | -54.185 | 2020
Vintage1970 | natural gas peaker | TRUE | 13334.2256.NE.IC | 2256 | N | . | Syracuse # 2 | City of Nebraska City | 13334 | NE | WNC | MRO |  | 22 | 1 | Electric Utility | IC | NG | NG | SWPP | A | mcf | 12 | 8 | 5 | 5 | 5 | 14 | 18 | 11 | 7 | 10 | 5 | 5 | 12 | 8 | 5 | 5 | 5 | 14 | 18 | 11 | 7 | 10 | 5 | 5 | 1 | 1 | 1 | 1 | 1 | 1 | 1 | 1 | 1 | 1 | 1 | 1 | 12 | 8 | 5 | 5 | 5 | 14 | 18 | 11 | 7 | 10 | 5 | 5 | 12 | 8 | 5 | 5 | 5 | 14 | 18 | 11 | 7 | 10 | 5 | 5 | -40.085 | -25.154 | -17.721 | -15.025 | -16.361 | -44.385 | -60.251 | -36.178 | -22.963 | -34.335 | -15.434 | -16.923 | 105 | 105 | 105 | 105 | -344.815 | 2020
Vintage1936 | hydro | TRUE | 11251.2260.NE.HY | 2260 | N | . | Columbus | Loup River Public Power Dist | 11251 | NE | WNC | MRO |  | 22 | 1 | Electric Utility | HY | WAT | HYC | SWPP | A |  | 0 | 0 | 0 | 0 | 0 | 0 | 0 | 0 | 0 | 0 | 0 | 0 | 0 | 0 | 0 | 0 | 0 | 0 | 0 | 0 | 0 | 0 | 0 | 0 | 0 | 0 | 0 | 0 | 0 | 0 | 0 | 0 | 0 | 0 | 0 | 0 | 121259 | 109926 | 89423 | 118779 | 90266 | 95618 | 80132 | 63145 | 39524 | 44246 | 59184 | 60794 | 121259 | 109926 | 89423 | 118779 | 90266 | 95618 | 80132 | 63145 | 39524 | 44246 | 59184 | 60794 | 13831.345 | 12538.564 | 10199.992 | 13548.403 | 10296.129 | 10906.566 | 9140.13 | 7202.523 | 4508.318 | 5046.846 | 6750.753 | 6934.431 | 0 | 0 | 972296 | 972296 | 110904 | 2020
Vintage1973 | petroleum | TRUE | 13337.2265.NE.GT | 2265 | N | . | Hallam | Nebraska Public Power District | 13337 | NE | WNC | MRO |  | 22 | 1 | Electric Utility | GT | DFO | DFO | SWPP | A | barrels | 189 | 196 | 168 | 190 | 219 | 264 | 135 | 218 | 167 | 209 | 280 | 224 | 189 | 196 | 168 | 190 | 219 | 264 | 135 | 218 | 167 | 209 | 280 | 224 | 5.8 | 5.8 | 5.8 | 5.8 | 5.8 | 5.8 | 5.8 | 5.8 | 5.8 | 5.8 | 5.8 | 5.8 | 1096 | 1137 | 974 | 1102 | 1270 | 1531 | 783 | 1264 | 969 | 1212 | 1624 | 1299 | 1096 | 1137 | 974 | 1102 | 1270 | 1531 | 783 | 1264 | 969 | 1212 | 1624 | 1299 | 75.888 | 78.902 | 67.414 | 76.453 | 88.111 | 106.217 | 54.194 | 87.851 | 67.285 | 83.948 | 112.754 | 89.887 | 2459 | 2459 | 14261 | 14261 | 988.904 | 2020
Vintage1973 | natural gas peaker | TRUE | 13337.2265.NE.GT | 2265 | N | . | Hallam | Nebraska Public Power District | 13337 | NE | WNC | MRO |  | 22 | 1 | Electric Utility | GT | NG | NG | SWPP | A | mcf | 289 | 181 | 128 | 108 | 118 | 319 | 434 | 260 | 165 | 247 | 111 | 122 | 289 | 181 | 128 | 108 | 118 | 319 | 434 | 260 | 165 | 247 | 111 | 122 | 1 | 1 | 1 | 1 | 1 | 1 | 1 | 1 | 1 | 1 | 1 | 1 | 289 | 181 | 128 | 108 | 118 | 319 | 434 | 260 | 165 | 247 | 111 | 122 | 289 | 181 | 128 | 108 | 118 | 319 | 434 | 260 | 165 | 247 | 111 | 122 | 20.006 | 12.554 | 8.845 | 7.499 | 8.166 | 22.152 | 30.071 | 18.056 | 11.461 | 17.137 | 7.703 | 8.446 | 2482 | 2482 | 2482 | 2482 | 172.096 | 2020
Vintage1973 | petroleum | TRUE | 13337.2266.NE.GT | 2266 | N | . | Hebron | Nebraska Public Power District | 13337 | NE | WNC | MRO |  | 22 | 1 | Electric Utility | GT | DFO | DFO | SWPP | A | barrels | 198 | 207 | 177 | 201 | 231 | 279 | 142 | 231 | 177 | 220 | 296 | 236 | 198 | 207 | 177 | 201 | 231 | 279 | 142 | 231 | 177 | 220 | 296 | 236 | 5.5 | 5.5 | 5.5 | 5.5 | 5.5 | 5.5 | 5.5 | 5.5 | 5.5 | 5.5 | 5.5 | 5.5 | 1089 | 1139 | 974 | 1106 | 1271 | 1535 | 781 | 1271 | 974 | 1210 | 1628 | 1298 | 1089 | 1139 | 974 | 1106 | 1271 | 1535 | 781 | 1271 | 974 | 1210 | 1628 | 1298 | 81.959 | 85.213 | 72.806 | 82.568 | 95.159 | 114.712 | 58.528 | 94.877 | 72.667 | 90.663 | 121.772 | 97.076 | 2595 | 2595 | 14276 | 14276 | 1068 | 2020
Vintage1921 | hydro | TRUE | 13337.2268.NE.HY | 2268 | N | . | Kearney | Nebraska Public Power District | 13337 | NE | WNC | MRO |  | 22 | 1 | Electric Utility | HY | WAT | HYC | SWPP | A |  | 0 | 0 | 0 | 0 | 0 | 0 | 0 | 0 | 0 | 0 | 0 | 0 | 0 | 0 | 0 | 0 | 0 | 0 | 0 | 0 | 0 | 0 | 0 | 0 | 0 | 0 | 0 | 0 | 0 | 0 | 0 | 0 | 0 | 0 | 0 | 0 | 347 | 314 | 256 | 340 | 258 | 273 | 229 | 180 | 113 | 126 | 169 | 174 | 347 | 314 | 256 | 340 | 258 | 273 | 229 | 180 | 113 | 126 | 169 | 174 | 39.534 | 35.839 | 29.155 | 38.726 | 29.43 | 31.175 | 26.125 | 20.587 | 12.886 | 14.426 | 19.296 | 19.821 | 0 | 0 | 2779 | 2779 | 317 | 2020
Vintage1973 | petroleum | TRUE | 13337.2271.NE.GT | 2271 | N | . | McCook | Nebraska Public Power District | 13337 | NE | WNC | MRO |  | 22 | 1 | Electric Utility | GT | DFO | DFO | SWPP | A | barrels | 128 | 131 | 112 | 127 | 147 | 177 | 90 | 146 | 112 | 140 | 188 | 150 | 128 | 131 | 112 | 127 | 147 | 177 | 90 | 146 | 112 | 140 | 188 | 150 | 5.5 | 5.5 | 5.5 | 5.5 | 5.5 | 5.5 | 5.5 | 5.5 | 5.5 | 5.5 | 5.5 | 5.5 | 704 | 721 | 616 | 699 | 809 | 974 | 495 | 803 | 616 | 770 | 1034 | 825 | 704 | 721 | 616 | 699 | 809 | 974 | 495 | 803 | 616 | 770 | 1034 | 825 | 52.415 | 54.495 | 46.56 | 52.803 | 60.855 | 73.36 | 37.43 | 60.675 | 46.471 | 57.98 | 77.875 | 62.081 | 1648 | 1648 | 9066 | 9066 | 683 | 2020
Vintage1936 | hydro | TRUE | 11251.2273.NE.HY | 2273 | N | . | Monroe (NE) | Loup River Public Power Dist | 11251 | NE | WNC | MRO |  | 22 | 1 | Electric Utility | HY | WAT | HYC | SWPP | A |  | 0 | 0 | 0 | 0 | 0 | 0 | 0 | 0 | 0 | 0 | 0 | 0 | 0 | 0 | 0 | 0 | 0 | 0 | 0 | 0 | 0 | 0 | 0 | 0 | 0 | 0 | 0 | 0 | 0 | 0 | 0 | 0 | 0 | 0 | 0 | 0 | 25149 | 22798 | 18546 | 24634 | 18721 | 19831 | 16619 | 13096 | 8197 | 9176 | 12274 | 12608 | 25149 | 22798 | 18546 | 24634 | 18721 | 19831 | 16619 | 13096 | 8197 | 9176 | 12274 | 12608 | 2868.56 | 2600.443 | 2115.433 | 2809.879 | 2135.372 | 2261.974 | 1895.623 | 1493.771 | 935.005 | 1046.694 | 1400.076 | 1438.17 | 0 | 0 | 201649 | 201649 | 23001 | 2020
Vintage1935 | hydro | TRUE | 13337.2274.NE.HY | 2274 | N | . | North Platte | Nebraska Public Power District | 13337 | NE | WNC | MRO |  | 22 | 1 | Electric Utility | HY | WAT | HYC | SWPP | A |  | 0 | 0 | 0 | 0 | 0 | 0 | 0 | 0 | 0 | 0 | 0 | 0 | 0 | 0 | 0 | 0 | 0 | 0 | 0 | 0 | 0 | 0 | 0 | 0 | 0 | 0 | 0 | 0 | 0 | 0 | 0 | 0 | 0 | 0 | 0 | 0 | 125571 | 113834 | 92603 | 123002 | 93475 | 99017 | 82980 | 65390 | 40930 | 45819 | 61288 | 62956 | 125571 | 113834 | 92603 | 123002 | 93475 | 99017 | 82980 | 65390 | 40930 | 45819 | 61288 | 62956 | 14323.094 | 12984.351 | 10562.635 | 14030.093 | 10662.19 | 11294.33 | 9465.092 | 7458.596 | 4668.604 | 5226.278 | 6990.764 | 7180.973 | 0 | 0 | 1006865 | 1006865 | 114847 | 2020
Vintage1965 | natural gas steam turbine | TRUE | 13337.2277.NE.ST | 2277 | N | . | Sheldon | Nebraska Public Power District | 13337 | NE | WNC | MRO |  | 22 | 1 | Electric Utility | ST | NG | NG | SWPP | M | mcf | 2199 | 1695 | 0 | 0 | 0 | 2789 | 2224 | 2004 | 2132 | 2750 | 4217 | 2330 | 2199 | 1695 | 0 | 0 | 0 | 2789 | 2224 | 2004 | 2132 | 2750 | 4217 | 2330 | 1.04 | 1.047 | 0 | 0 | 0 | 1.042 | 1.074 | 1.026 | 1.051 | 1.021 | 1.036 | 1.087 | 2287 | 1775 | 0 | 0 | 0 | 2906 | 2389 | 2056 | 2241 | 2808 | 4369 | 2533 | 2287 | 1775 | 0 | 0 | 0 | 2906 | 2389 | 2056 | 2241 | 2808 | 4369 | 2533 | 195.175 | 151.951 | 0 | 0 | 0 | 237.155 | 203.738 | 175.184 | 185.932 | 240.156 | 350.57 | 215.154 | 22340 | 22340 | 23364 | 23364 | 1955.015 | 2020
Vintage1965 | hard coal | TRUE | 13337.2277.NE.ST | 2277 | N | . | Sheldon | Nebraska Public Power District | 13337 | NE | WNC | MRO |  | 22 | 1 | Electric Utility | ST | SUB | COL | SWPP | M | short tons | 48451 | 47935 | 0 | 0 | 0 | 31097 | 63265 | 44688 | 21722 | 26353 | 12642 | 43253 | 48451 | 47935 | 0 | 0 | 0 | 31097 | 63265 | 44688 | 21722 | 26353 | 12642 | 43253 | 17.244 | 17.188 | 0 | 0 | 0 | 17.2 | 17.3 | 17.31 | 17.261 | 17.228 | 17.27 | 17.289 | 835489 | 823907 | 0 | 0 | 0 | 534868 | 1094485 | 773549 | 374943 | 454009 | 218327 | 747801 | 835489 | 823907 | 0 | 0 | 0 | 534868 | 1094485 | 773549 | 374943 | 454009 | 218327 | 747801 | 71302.825 | 70545.049 | 0 | 0 | 0 | 43647.845 | 93356.262 | 65907.816 | 31112.068 | 38832.844 | 17519.43 | 63525.846 | 339406 | 339406 | 5857378 | 5857378 | 495749.99 | 2020
Vintage1973 | petroleum | TRUE | 14127.2290.NE.GT | 2290 | N | . | Jones Street | Omaha Public Power District | 14127 | NE | WNC | MRO |  | 22 | 1 | Electric Utility | GT | DFO | DFO | SWPP | A | barrels | 481 | 500 | 427 | 484 | 558 | 672 | 343 | 556 | 426 | 531 | 714 | 569 | 481 | 500 | 427 | 484 | 558 | 672 | 343 | 556 | 426 | 531 | 714 | 569 | 5.8 | 5.8 | 5.8 | 5.8 | 5.8 | 5.8 | 5.8 | 5.8 | 5.8 | 5.8 | 5.8 | 5.8 | 2790 | 2900 | 2477 | 2807 | 3236 | 3898 | 1989 | 3225 | 2471 | 3080 | 4141 | 3300 | 2790 | 2900 | 2477 | 2807 | 3236 | 3898 | 1989 | 3225 | 2471 | 3080 | 4141 | 3300 | 117.335 | 121.995 | 104.233 | 118.208 | 136.234 | 164.228 | 83.792 | 135.831 | 104.033 | 129.797 | 174.335 | 138.979 | 6261 | 6261 | 36314 | 36314 | 1529 | 2020
Vintage1968 | natural gas steam turbine | TRUE | 14127.2291.NE.ST | 2291 | N | . | North Omaha | Omaha Public Power District | 14127 | NE | WNC | MRO |  | 22 | 1 | Electric Utility | ST | NG | NG | SWPP | M | mcf | 5190 | 3508 | 17382 | 6711 | 4616 | 45648 | 78776 | 73229 | 24896 | 74457 | 6784 | 2899 | 5190 | 3508 | 17382 | 6711 | 4616 | 45648 | 78776 | 73229 | 24896 | 74457 | 6784 | 2899 | 1.036 | 1.051 | 1.05 | 1.044 | 1.04 | 1.041 | 1.038 | 1.045 | 1.043 | 1.03 | 1.015 | 1.063 | 5377 | 3687 | 18251 | 7006 | 4801 | 47520 | 81769 | 76524 | 25967 | 76691 | 6886 | 3082 | 5377 | 3687 | 18251 | 7006 | 4801 | 47520 | 81769 | 76524 | 25967 | 76691 | 6886 | 3082 | 489.605 | 339.631 | 1576.443 | 626.428 | 448.414 | 4436.114 | 7625.84 | 7070.694 | 2386.385 | 7120.93 | 608.972 | 282.343 | 344096 | 344096 | 357561 | 357561 | 33011.799 | 2020
Vintage1968 | hard coal | TRUE | 14127.2291.NE.ST | 2291 | N | . | North Omaha | Omaha Public Power District | 14127 | NE | WNC | MRO |  | 22 | 1 | Electric Utility | ST | SUB | COL | SWPP | M | short tons | 104625 | 96186 | 56441 | 89447 | 88055 | 96292 | 107144 | 108195 | 92987 | 104402 | 66466 | 94462 | 104625 | 96186 | 56441 | 89447 | 88055 | 96292 | 107144 | 108195 | 92987 | 104402 | 66466 | 94462 | 17.19 | 17.19 | 17.13 | 17.1 | 17.17 | 17.12 | 17.19 | 17.25 | 17.16 | 17.14 | 17.25 | 17.17 | 1798504 | 1653437 | 966834 | 1529544 | 1511904 | 1648519 | 1841805 | 1866364 | 1595657 | 1789450 | 1146539 | 1621913 | 1798504 | 1653437 | 966834 | 1529544 | 1511904 | 1648519 | 1841805 | 1866364 | 1595657 | 1789450 | 1146539 | 1621913 | 163768.4 | 152311.37 | 83510.557 | 136755.57 | 141222.59 | 153894.89 | 171767.16 | 172448.31 | 146644.62 | 166155.07 | 101399.03 | 148601.66 | 1104702 | 1104702 | 18970470 | 18970470 | 1738479.2 | 2020
Vintage2000 | petroleum | TRUE | 14127.2292.NE.GT | 2292 | N | . | Sarpy County | Omaha Public Power District | 14127 | NE | WNC | MRO |  | 22 | 1 | Electric Utility | GT | DFO | DFO | SWPP | A | barrels | 1040 | 1082 | 925 | 1049 | 1209 | 1457 | 743 | 1205 | 923 | 1152 | 1547 | 1233 | 1040 | 1082 | 925 | 1049 | 1209 | 1457 | 743 | 1205 | 923 | 1152 | 1547 | 1233 | 5.8 | 5.8 | 5.8 | 5.8 | 5.8 | 5.8 | 5.8 | 5.8 | 5.8 | 5.8 | 5.8 | 5.8 | 6032 | 6276 | 5365 | 6084 | 7012 | 8451 | 4309 | 6989 | 5353 | 6682 | 8973 | 7151 | 6032 | 6276 | 5365 | 6084 | 7012 | 8451 | 4309 | 6989 | 5353 | 6682 | 8973 | 7151 | 446.131 | 463.845 | 396.31 | 449.447 | 517.983 | 624.421 | 318.591 | 516.452 | 395.552 | 493.51 | 662.849 | 528.42 | 13565 | 13565 | 78677 | 78677 | 5813.511 | 2020
Vintage2000 | natural gas peaker | TRUE | 14127.2292.NE.GT | 2292 | N | . | Sarpy County | Omaha Public Power District | 14127 | NE | WNC | MRO |  | 22 | 1 | Electric Utility | GT | NG | NG | SWPP | A | mcf | 91929 | 57686 | 40641 | 34456 | 37522 | 101790 | 138175 | 82969 | 52663 | 78743 | 35396 | 38810 | 91929 | 57686 | 40641 | 34456 | 37522 | 101790 | 138175 | 82969 | 52663 | 78743 | 35396 | 38810 | 1.028 | 1.028 | 1.028 | 1.028 | 1.028 | 1.028 | 1.028 | 1.028 | 1.028 | 1.028 | 1.028 | 1.028 | 94503 | 59301 | 41779 | 35421 | 38573 | 104640 | 142044 | 85292 | 54138 | 80948 | 36387 | 39897 | 94503 | 59301 | 41779 | 35421 | 38573 | 104640 | 142044 | 85292 | 54138 | 80948 | 36387 | 39897 | 6982.849 | 4381.818 | 3087.119 | 2617.309 | 2850.143 | 7731.92 | 10495.782 | 6302.325 | 4000.283 | 5981.29 | 2688.678 | 2947.973 | 790780 | 790780 | 812923 | 812923 | 60067.489 | 2020
Vintage1996 | petroleum | TRUE | 14127.2292.NE.IC | 2292 | N | . | Sarpy County | Omaha Public Power District | 14127 | NE | WNC | MRO |  | 22 | 1 | Electric Utility | IC | DFO | DFO | SWPP | A | barrels | 1 | 1 | 1 | 1 | 2 | 2 | 1 | 2 | 1 | 2 | 2 | 2 | 1 | 1 | 1 | 1 | 2 | 2 | 1 | 2 | 1 | 2 | 2 | 2 | 5.8 | 5.8 | 5.8 | 5.8 | 5.8 | 5.8 | 5.8 | 5.8 | 5.8 | 5.8 | 5.8 | 5.8 | 6 | 6 | 6 | 6 | 12 | 12 | 6 | 12 | 6 | 12 | 12 | 12 | 6 | 6 | 6 | 6 | 12 | 12 | 6 | 12 | 6 | 12 | 12 | 12 | 0.768 | 0.798 | 0.682 | 0.773 | 0.891 | 1.074 | 0.548 | 0.888 | 0.68 | 0.849 | 1.14 | 0.909 | 18 | 18 | 108 | 108 | 10 | 2020
Vintage1997 | petroleum | TRUE | 14172.2294.NE.IC | 2294 | N | . | Ord | City of Ord - (NE) | 14172 | NE | WNC | MRO |  | 22 | 1 | Electric Utility | IC | DFO | DFO | SWPP | A | barrels | 12 | 12 | 10 | 12 | 14 | 17 | 8 | 14 | 10 | 13 | 18 | 14 | 12 | 12 | 10 | 12 | 14 | 17 | 8 | 14 | 10 | 13 | 18 | 14 | 5.8 | 5.8 | 5.8 | 5.8 | 5.8 | 5.8 | 5.8 | 5.8 | 5.8 | 5.8 | 5.8 | 5.8 | 70 | 70 | 58 | 70 | 81 | 99 | 46 | 81 | 58 | 75 | 104 | 81 | 70 | 70 | 58 | 70 | 81 | 99 | 46 | 81 | 58 | 75 | 104 | 81 | 6.675 | 6.942 | 5.931 | 6.726 | 7.752 | 9.345 | 4.768 | 7.729 | 5.919 | 7.385 | 9.92 | 7.908 | 154 | 154 | 893 | 893 | 87 | 2020
Vintage1997 | natural gas peaker | TRUE | 14172.2294.NE.IC | 2294 | N | . | Ord | City of Ord - (NE) | 14172 | NE | WNC | MRO |  | 22 | 1 | Electric Utility | IC | NG | NG | SWPP | A | mcf | 0 | 0 | 0 | 0 | 0 | 0 | 0 | 0 | 0 | 0 | 0 | 0 | 0 | 0 | 0 | 0 | 0 | 0 | 0 | 0 | 0 | 0 | 0 | 0 | 0 | 0 | 0 | 0 | 0 | 0 | 0 | 0 | 0 | 0 | 0 | 0 | 0 | 0 | 0 | 0 | 0 | 0 | 0 | 0 | 0 | 0 | 0 | 0 | 0 | 0 | 0 | 0 | 0 | 0 | 0 | 0 | 0 | 0 | 0 | 0 | 0 | 0 | 0 | 0 | 0 | 0 | 0 | 0 | 0 | 0 | 0 | 0 | 0 | 0 | 0 | 0 | 0 | 2020
Vintage1972 | petroleum | TRUE | 14277.2295.NE.IC | 2295 | N | . | Oxford (NE) | Village of Oxford - (NE) | 14277 | NE | WNC | MRO |  | 22 | 1 | Electric Utility | IC | DFO | DFO | SWPP | A | barrels | 0 | 0 | 0 | 0 | 0 | 0 | 0 | 0 | 0 | 0 | 0 | 5 | 0 | 0 | 0 | 0 | 0 | 0 | 0 | 0 | 0 | 0 | 0 | 5 | 0 | 0 | 0 | 0 | 0 | 0 | 0 | 0 | 0 | 0 | 0 | 5.922 | 0 | 0 | 0 | 0 | 0 | 0 | 0 | 0 | 0 | 0 | 0 | 30 | 0 | 0 | 0 | 0 | 0 | 0 | 0 | 0 | 0 | 0 | 0 | 30 | 0 | 0 | 0 | 0 | 0 | 0 | 0 | 0 | 0 | 0 | 0 | 2.248 | 5 | 5 | 30 | 30 | 2.248 | 2020
Vintage1972 | natural gas peaker | TRUE | 14277.2295.NE.IC | 2295 | N | . | Oxford (NE) | Village of Oxford - (NE) | 14277 | NE | WNC | MRO |  | 22 | 1 | Electric Utility | IC | NG | NG | SWPP | A | mcf | 28 | 18 | 13 | 11 | 12 | 32 | 43 | 26 | 16 | 25 | 11 | 12 | 28 | 18 | 13 | 11 | 12 | 32 | 43 | 26 | 16 | 25 | 11 | 12 | 1 | 1 | 1 | 1 | 1 | 1 | 1 | 1 | 1 | 1 | 1 | 1 | 28 | 18 | 13 | 11 | 12 | 32 | 43 | 26 | 16 | 25 | 11 | 12 | 28 | 18 | 13 | 11 | 12 | 32 | 43 | 26 | 16 | 25 | 11 | 12 | 2.18 | 1.368 | 0.964 | 0.817 | 0.89 | 2.414 | 3.277 | 1.967 | 1.249 | 1.867 | 0.839 | 0.92 | 247 | 247 | 247 | 247 | 18.752 | 2020
Vintage1973 | petroleum | TRUE | 14656.2296.NE.IC | 2296 | N | . | Pender | City of Pender - (NE) | 14656 | NE | WNC | MRO |  | 22 | 1 | Electric Utility | IC | DFO | DFO | SWPP | A | barrels | 10 | 9 | 8 | 9 | 10 | 13 | 6 | 10 | 8 | 10 | 13 | 11 | 10 | 9 | 8 | 9 | 10 | 13 | 6 | 10 | 8 | 10 | 13 | 11 | 5.922 | 5.922 | 5.922 | 5.922 | 5.922 | 5.922 | 5.922 | 5.922 | 5.922 | 5.922 | 5.922 | 5.922 | 59 | 53 | 47 | 53 | 59 | 77 | 36 | 59 | 47 | 59 | 77 | 65 | 59 | 53 | 47 | 53 | 59 | 77 | 36 | 59 | 47 | 59 | 77 | 65 | 4.497 | 4.676 | 3.995 | 4.531 | 5.222 | 6.295 | 3.212 | 5.206 | 3.988 | 4.975 | 6.682 | 5.327 | 117 | 117 | 691 | 691 | 58.606 | 2020
Vintage1973 | natural gas peaker | TRUE | 14656.2296.NE.IC | 2296 | N | . | Pender | City of Pender - (NE) | 14656 | NE | WNC | MRO |  | 22 | 1 | Electric Utility | IC | NG | NG | SWPP | A | mcf | 22 | 13 | 9 | 8 | 9 | 23 | 32 | 19 | 12 | 18 | 8 | 9 | 22 | 13 | 9 | 8 | 9 | 23 | 32 | 19 | 12 | 18 | 8 | 9 | 1 | 1 | 1 | 1 | 1 | 1 | 1 | 1 | 1 | 1 | 1 | 1 | 22 | 13 | 9 | 8 | 9 | 23 | 32 | 19 | 12 | 18 | 8 | 9 | 22 | 13 | 9 | 8 | 9 | 23 | 32 | 19 | 12 | 18 | 8 | 9 | 1.789 | 1.123 | 0.791 | 0.671 | 0.73 | 1.982 | 2.69 | 1.615 | 1.025 | 1.533 | 0.689 | 0.756 | 182 | 182 | 182 | 182 | 15.394 | 2020
Vintage1999 | petroleum | TRUE | 13698.2297.NE.IC | 2297 | N | . | Plainview Muncipal Power | North Central Public Pwr Dist | 13698 | NE | WNC | MRO |  | 22 | 1 | Electric Utility | IC | DFO | DFO | SWPP | A | barrels | 0 | 0 | 0 | 0 | 0 | 0 | 0 | 0 | 0 | 0 | 0 | 0 | 0 | 0 | 0 | 0 | 0 | 0 | 0 | 0 | 0 | 0 | 0 | 0 | 0 | 0 | 0 | 0 | 0 | 0 | 0 | 0 | 0 | 0 | 0 | 0 | 0 | 0 | 0 | 0 | 0 | 0 | 0 | 0 | 0 | 0 | 0 | 0 | 0 | 0 | 0 | 0 | 0 | 0 | 0 | 0 | 0 | 0 | 0 | 0 | 0 | 0 | 0 | 0 | 0 | 0 | 0 | 0 | 0 | 0 | 0 | 0 | 0 | 0 | 0 | 0 | 0 | 2020
Vintage1973 | petroleum | TRUE | 15773.2299.NE.IC | 2299 | N | . | Red Cloud | City of Red Cloud - (NE) | 15773 | NE | WNC | MRO |  | 22 | 1 | Electric Utility | IC | DFO | DFO | SWPP | A | barrels | 8 | 9 | 7 | 8 | 10 | 12 | 6 | 10 | 7 | 9 | 12 | 10 | 8 | 9 | 7 | 8 | 10 | 12 | 6 | 10 | 7 | 9 | 12 | 10 | 5.922 | 5.922 | 5.922 | 5.922 | 5.922 | 5.922 | 5.922 | 5.922 | 5.922 | 5.922 | 5.922 | 5.922 | 47 | 53 | 41 | 47 | 59 | 71 | 36 | 59 | 41 | 53 | 71 | 59 | 47 | 53 | 41 | 47 | 59 | 71 | 36 | 59 | 41 | 53 | 71 | 59 | 4.373 | 4.548 | 3.886 | 4.407 | 5.079 | 6.122 | 3.124 | 5.064 | 3.878 | 4.839 | 6.499 | 5.181 | 108 | 108 | 637 | 637 | 57 | 2020
Vintage1973 | natural gas peaker | TRUE | 15773.2299.NE.IC | 2299 | N | . | Red Cloud | City of Red Cloud - (NE) | 15773 | NE | WNC | MRO |  | 22 | 1 | Electric Utility | IC | NG | NG | SWPP | A | mcf | 0 | 0 | 0 | 0 | 0 | 0 | 0 | 0 | 0 | 0 | 0 | 0 | 0 | 0 | 0 | 0 | 0 | 0 | 0 | 0 | 0 | 0 | 0 | 0 | 0 | 0 | 0 | 0 | 0 | 0 | 0 | 0 | 0 | 0 | 0 | 0 | 0 | 0 | 0 | 0 | 0 | 0 | 0 | 0 | 0 | 0 | 0 | 0 | 0 | 0 | 0 | 0 | 0 | 0 | 0 | 0 | 0 | 0 | 0 | 0 | 0 | 0 | 0 | 0 | 0 | 0 | 0 | 0 | 0 | 0 | 0 | 0 | 0 | 0 | 0 | 0 | 0 | 2020
Vintage1968 | petroleum | TRUE | 16667.2300.NE.IC | 2300 | N | . | Sargent | City of Sargent - (NE) | 16667 | NE | WNC | MRO |  | 22 | 1 | Electric Utility | IC | DFO | DFO | SWPP | A | barrels | 0 | 0 | 0 | 0 | 0 | 0 | 0 | 0 | 0 | 0 | 0 | 2 | 0 | 0 | 0 | 0 | 0 | 0 | 0 | 0 | 0 | 0 | 0 | 2 | 0 | 0 | 0 | 0 | 0 | 0 | 0 | 0 | 0 | 0 | 0 | 5.922 | 0 | 0 | 0 | 0 | 0 | 0 | 0 | 0 | 0 | 0 | 0 | 12 | 0 | 0 | 0 | 0 | 0 | 0 | 0 | 0 | 0 | 0 | 0 | 12 | 0 | 0 | 0 | 0 | 0 | 0 | 0 | 0 | 0 | 0 | 0 | 2 | 2 | 2 | 12 | 12 | 2 | 2020
Vintage1968 | natural gas peaker | TRUE | 16667.2300.NE.IC | 2300 | N | . | Sargent | City of Sargent - (NE) | 16667 | NE | WNC | MRO |  | 22 | 1 | Electric Utility | IC | NG | NG | SWPP | A | mcf | 0 | 0 | 0 | 0 | 0 | 0 | 0 | 0 | 0 | 0 | 0 | 0 | 0 | 0 | 0 | 0 | 0 | 0 | 0 | 0 | 0 | 0 | 0 | 0 | 0 | 0 | 0 | 0 | 0 | 0 | 0 | 0 | 0 | 0 | 0 | 0 | 0 | 0 | 0 | 0 | 0 | 0 | 0 | 0 | 0 | 0 | 0 | 0 | 0 | 0 | 0 | 0 | 0 | 0 | 0 | 0 | 0 | 0 | 0 | 0 | 0 | 0 | 0 | 0 | 0 | 0 | 0 | 0 | 0 | 0 | 0 | 0 | 0 | 0 | 0 | 0 | 0 | 2020
Vintage1955 | petroleum | TRUE | 17149.2302.NE.IC | 2302 | N | . | Sidney (NE) | City of Sidney - (NE) | 17149 | NE | WNC | MRO |  | 22 | 1 | Electric Utility | IC | DFO | DFO | SWPP | A | barrels | 0 | 0 | 0 | 0 | 1 | 1 | 0 | 1 | 0 | 1 | 1 | 1 | 0 | 0 | 0 | 0 | 1 | 1 | 0 | 1 | 0 | 1 | 1 | 1 | 0 | 0 | 0 | 0 | 5.922 | 5.922 | 0 | 5.922 | 0 | 5.922 | 5.922 | 5.922 | 0 | 0 | 0 | 0 | 6 | 6 | 0 | 6 | 0 | 6 | 6 | 6 | 0 | 0 | 0 | 0 | 6 | 6 | 0 | 6 | 0 | 6 | 6 | 6 | 0.23 | 0.239 | 0.205 | 0.232 | 0.267 | 0.322 | 0.164 | 0.267 | 0.204 | 0.255 | 0.342 | 0.273 | 6 | 6 | 36 | 36 | 3 | 2020
Vintage1955 | natural gas peaker | TRUE | 17149.2302.NE.IC | 2302 | N | . | Sidney (NE) | City of Sidney - (NE) | 17149 | NE | WNC | MRO |  | 22 | 1 | Electric Utility | IC | NG | NG | SWPP | A | mcf | 0 | 0 | 0 | 0 | 0 | 0 | 0 | 0 | 0 | 0 | 0 | 0 | 0 | 0 | 0 | 0 | 0 | 0 | 0 | 0 | 0 | 0 | 0 | 0 | 0 | 0 | 0 | 0 | 0 | 0 | 0 | 0 | 0 | 0 | 0 | 0 | 0 | 0 | 0 | 0 | 0 | 0 | 0 | 0 | 0 | 0 | 0 | 0 | 0 | 0 | 0 | 0 | 0 | 0 | 0 | 0 | 0 | 0 | 0 | 0 | 0 | 0 | 0 | 0 | 0 | 0 | 0 | 0 | 0 | 0 | 0 | 0 | 0 | 0 | 0 | 0 | 0 | 2020
Vintage1956 | hydro | TRUE | 17727.2303.NE.HY | 2303 | N | . | Spalding | Village of Spalding - (NE) | 17727 | NE | WNC | MRO |  | 22 | 1 | Electric Utility | HY | WAT | HYC | SWPP | A |  | 0 | 0 | 0 | 0 | 0 | 0 | 0 | 0 | 0 | 0 | 0 | 0 | 0 | 0 | 0 | 0 | 0 | 0 | 0 | 0 | 0 | 0 | 0 | 0 | 0 | 0 | 0 | 0 | 0 | 0 | 0 | 0 | 0 | 0 | 0 | 0 | 0 | 0 | 0 | 0 | 0 | 0 | 0 | 0 | 0 | 0 | 0 | 0 | 0 | 0 | 0 | 0 | 0 | 0 | 0 | 0 | 0 | 0 | 0 | 0 | 0 | 0 | 0 | 0 | 0 | 0 | 0 | 0 | 0 | 0 | 0 | 0 | 0 | 0 | 0 | 0 | 0 | 2020
Vintage1975 | petroleum | TRUE | 17727.2303.NE.IC | 2303 | N | . | Spalding | Village of Spalding - (NE) | 17727 | NE | WNC | MRO |  | 22 | 1 | Electric Utility | IC | DFO | DFO | SWPP | A | barrels | 0 | 0 | 0 | 0 | 0 | 0 | 0 | 0 | 0 | 0 | 0 | 10 | 0 | 0 | 0 | 0 | 0 | 0 | 0 | 0 | 0 | 0 | 0 | 10 | 0 | 0 | 0 | 0 | 0 | 0 | 0 | 0 | 0 | 0 | 0 | 5.8 | 0 | 0 | 0 | 0 | 0 | 0 | 0 | 0 | 0 | 0 | 0 | 58 | 0 | 0 | 0 | 0 | 0 | 0 | 0 | 0 | 0 | 0 | 0 | 58 | 0 | 0 | 0 | 0 | 0 | 0 | 0 | 0 | 0 | 0 | 0 | 5 | 10 | 10 | 58 | 58 | 5 | 2020
Vintage1997 | petroleum | TRUE | 18230.2305.NE.IC | 2305 | N | . | Stuart (NE) | City of Stuart - (NE) | 18230 | NE | WNC | MRO |  | 22 | 1 | Electric Utility | IC | DFO | DFO | SWPP | A | barrels | 0 | 0 | 0 | 0 | 0 | 0 | 0 | 0 | 0 | 0 | 0 | 9 | 0 | 0 | 0 | 0 | 0 | 0 | 0 | 0 | 0 | 0 | 0 | 9 | 0 | 0 | 0 | 0 | 0 | 0 | 0 | 0 | 0 | 0 | 0 | 5.922 | 0 | 0 | 0 | 0 | 0 | 0 | 0 | 0 | 0 | 0 | 0 | 53 | 0 | 0 | 0 | 0 | 0 | 0 | 0 | 0 | 0 | 0 | 0 | 53 | 0 | 0 | 0 | 0 | 0 | 0 | 0 | 0 | 0 | 0 | 0 | 2.603 | 9 | 9 | 53 | 53 | 2.603 | 2020
Vintage1997 | natural gas peaker | TRUE | 18230.2305.NE.IC | 2305 | N | . | Stuart (NE) | City of Stuart - (NE) | 18230 | NE | WNC | MRO |  | 22 | 1 | Electric Utility | IC | NG | NG | SWPP | A | mcf | 14 | 10 | 7 | 6 | 6 | 17 | 23 | 14 | 9 | 13 | 6 | 6 | 14 | 10 | 7 | 6 | 6 | 17 | 23 | 14 | 9 | 13 | 6 | 6 | 1 | 1 | 1 | 1 | 1 | 1 | 1 | 1 | 1 | 1 | 1 | 1 | 14 | 10 | 7 | 6 | 6 | 17 | 23 | 14 | 9 | 13 | 6 | 6 | 14 | 10 | 7 | 6 | 6 | 17 | 23 | 14 | 9 | 13 | 6 | 6 | 0.743 | 0.467 | 0.329 | 0.279 | 0.304 | 0.823 | 1.118 | 0.671 | 0.426 | 0.637 | 0.286 | 0.314 | 131 | 131 | 131 | 131 | 6.397 | 2020
Vintage1993 | petroleum | TRUE | 18525.2308.NE.IC | 2308 | N | . | Tecumseh | City of Tecumseh | 18525 | NE | WNC | MRO |  | 22 | 1 | Electric Utility | IC | DFO | DFO | SWPP | A | barrels | 1 | 1 | 1 | 1 | 2 | 2 | 1 | 2 | 1 | 1 | 2 | 2 | 1 | 1 | 1 | 1 | 2 | 2 | 1 | 2 | 1 | 1 | 2 | 2 | 5.9 | 5.9 | 5.9 | 5.9 | 5.9 | 5.9 | 5.9 | 5.9 | 5.9 | 5.9 | 5.9 | 5.9 | 6 | 6 | 6 | 6 | 12 | 12 | 6 | 12 | 6 | 6 | 12 | 12 | 6 | 6 | 6 | 6 | 12 | 12 | 6 | 12 | 6 | 6 | 12 | 12 | 0.934 | 0.972 | 0.83 | 0.942 | 1.085 | 1.308 | 0.667 | 1.082 | 0.829 | 1.034 | 1.389 | 1.107 | 17 | 17 | 102 | 102 | 12.179 | 2020
Vintage1993 | natural gas peaker | TRUE | 18525.2308.NE.IC | 2308 | N | . | Tecumseh | City of Tecumseh | 18525 | NE | WNC | MRO |  | 22 | 1 | Electric Utility | IC | NG | NG | SWPP | A | mcf | 2 | 1 | 1 | 1 | 1 | 2 | 1 | 2 | 1 | 1 | 1 | 1 | 2 | 1 | 1 | 1 | 1 | 2 | 1 | 2 | 1 | 1 | 1 | 1 | 1 | 1 | 1 | 1 | 1 | 1 | 1 | 1 | 1 | 1 | 1 | 1 | 2 | 1 | 1 | 1 | 1 | 2 | 1 | 2 | 1 | 1 | 1 | 1 | 2 | 1 | 1 | 1 | 1 | 2 | 1 | 2 | 1 | 1 | 1 | 1 | 0.213 | 0.133 | 0.094 | 0.079 | 0.086 | 0.234 | 0.318 | 0.191 | 0.121 | 0.181 | 0.082 | 0.089 | 15 | 15 | 15 | 15 | 1.821 | 2020
Vintage1973 | petroleum | TRUE | 19968.2310.NE.IC | 2310 | N | . | Wahoo | City of Wahoo - (NE) | 19968 | NE | WNC | MRO |  | 22 | 1 | Electric Utility | IC | DFO | DFO | SWPP | A | barrels | 3 | 3 | 3 | 3 | 4 | 5 | 2 | 4 | 3 | 4 | 5 | 4 | 3 | 3 | 3 | 3 | 4 | 5 | 2 | 4 | 3 | 4 | 5 | 4 | 5.838 | 5.838 | 5.838 | 5.838 | 5.838 | 5.838 | 5.838 | 5.838 | 5.838 | 5.838 | 5.838 | 5.838 | 18 | 18 | 18 | 18 | 23 | 29 | 12 | 23 | 18 | 23 | 29 | 23 | 18 | 18 | 18 | 18 | 23 | 29 | 12 | 23 | 18 | 23 | 29 | 23 | 1.947 | 2.023 | 1.728 | 1.96 | 2.259 | 2.723 | 1.389 | 2.252 | 1.725 | 2.152 | 2.891 | 2.304 | 43 | 43 | 252 | 252 | 25.353 | 2020
Vintage1973 | natural gas peaker | TRUE | 19968.2310.NE.IC | 2310 | N | . | Wahoo | City of Wahoo - (NE) | 19968 | NE | WNC | MRO |  | 22 | 1 | Electric Utility | IC | NG | NG | SWPP | A | mcf | 76 | 47 | 33 | 28 | 31 | 84 | 114 | 68 | 43 | 65 | 29 | 32 | 76 | 47 | 33 | 28 | 31 | 84 | 114 | 68 | 43 | 65 | 29 | 32 | 1 | 1 | 1 | 1 | 1 | 1 | 1 | 1 | 1 | 1 | 1 | 1 | 76 | 47 | 33 | 28 | 31 | 84 | 114 | 68 | 43 | 65 | 29 | 32 | 76 | 47 | 33 | 28 | 31 | 84 | 114 | 68 | 43 | 65 | 29 | 32 | 7.631 | 4.789 | 3.374 | 2.86 | 3.115 | 8.45 | 11.471 | 6.888 | 4.372 | 6.537 | 2.938 | 3.222 | 650 | 650 | 650 | 650 | 65.647 | 2020
Vintage1971 | petroleum | TRUE | 19980.2311.NE.IC | 2311 | N | . | Wakefield | City of Wakefield - (NE) | 19980 | NE | WNC | MRO |  | 22 | 1 | Electric Utility | IC | DFO | DFO | SWPP | A | barrels | 0 | 0 | 0 | 0 | 0 | 0 | 0 | 0 | 0 | 0 | 0 | 8 | 0 | 0 | 0 | 0 | 0 | 0 | 0 | 0 | 0 | 0 | 0 | 8 | 0 | 0 | 0 | 0 | 0 | 0 | 0 | 0 | 0 | 0 | 0 | 5.75 | 0 | 0 | 0 | 0 | 0 | 0 | 0 | 0 | 0 | 0 | 0 | 46 | 0 | 0 | 0 | 0 | 0 | 0 | 0 | 0 | 0 | 0 | 0 | 46 | 0 | 0 | 0 | 0 | 0 | 0 | 0 | 0 | 0 | 0 | 0 | 4 | 8 | 8 | 46 | 46 | 4 | 2020
Vintage1971 | natural gas peaker | TRUE | 19980.2311.NE.IC | 2311 | N | . | Wakefield | City of Wakefield - (NE) | 19980 | NE | WNC | MRO |  | 22 | 1 | Electric Utility | IC | NG | NG | SWPP | A | mcf | 0 | 0 | 0 | 0 | 0 | 0 | 0 | 0 | 0 | 0 | 0 | 0 | 0 | 0 | 0 | 0 | 0 | 0 | 0 | 0 | 0 | 0 | 0 | 0 | 0 | 0 | 0 | 0 | 0 | 0 | 0 | 0 | 0 | 0 | 0 | 0 | 0 | 0 | 0 | 0 | 0 | 0 | 0 | 0 | 0 | 0 | 0 | 0 | 0 | 0 | 0 | 0 | 0 | 0 | 0 | 0 | 0 | 0 | 0 | 0 | 0 | 0 | 0 | 0 | 0 | 0 | 0 | 0 | 0 | 0 | 0 | 0 | 0 | 0 | 0 | 0 | 0 | 2020
Vintage1998 | petroleum | TRUE | 20219.2312.NE.IC | 2312 | N | . | Wayne IC | City of Wayne | 20219 | NE | WNC | MRO |  | 22 | 1 | Electric Utility | IC | DFO | DFO | SWPP | A | barrels | 9 | 10 | 9 | 10 | 11 | 14 | 7 | 11 | 9 | 11 | 15 | 12 | 9 | 10 | 9 | 10 | 11 | 14 | 7 | 11 | 9 | 11 | 15 | 12 | 5.922 | 5.922 | 5.922 | 5.922 | 5.922 | 5.922 | 5.922 | 5.922 | 5.922 | 5.922 | 5.922 | 5.922 | 53 | 59 | 53 | 59 | 65 | 83 | 41 | 65 | 53 | 65 | 89 | 71 | 53 | 59 | 53 | 59 | 65 | 83 | 41 | 65 | 53 | 65 | 89 | 71 | 4.223 | 4.388 | 3.749 | 4.252 | 4.9 | 5.907 | 3.014 | 4.886 | 3.742 | 4.669 | 6.271 | 4.999 | 128 | 128 | 756 | 756 | 55 | 2020
Vintage1965 | petroleum | TRUE | 20397.2313.NE.IC | 2313 | N | . | West Point Municipal | City of West Point - (NE) | 20397 | NE | WNC | MRO |  | 22 | 1 | Electric Utility | IC | DFO | DFO | SWPP | A | barrels | 0 | 0 | 0 | 0 | 0 | 0 | 0 | 0 | 0 | 0 | 0 | 13 | 0 | 0 | 0 | 0 | 0 | 0 | 0 | 0 | 0 | 0 | 0 | 13 | 0 | 0 | 0 | 0 | 0 | 0 | 0 | 0 | 0 | 0 | 0 | 5.75 | 0 | 0 | 0 | 0 | 0 | 0 | 0 | 0 | 0 | 0 | 0 | 75 | 0 | 0 | 0 | 0 | 0 | 0 | 0 | 0 | 0 | 0 | 0 | 75 | 0 | 0 | 0 | 0 | 0 | 0 | 0 | 0 | 0 | 0 | 0 | 6.995 | 13 | 13 | 75 | 75 | 6.995 | 2020
Vintage1965 | natural gas peaker | TRUE | 20397.2313.NE.IC | 2313 | N | . | West Point Municipal | City of West Point - (NE) | 20397 | NE | WNC | MRO |  | 22 | 1 | Electric Utility | IC | NG | NG | SWPP | A | mcf | 39 | 25 | 18 | 15 | 16 | 44 | 60 | 36 | 23 | 34 | 15 | 17 | 39 | 25 | 18 | 15 | 16 | 44 | 60 | 36 | 23 | 34 | 15 | 17 | 1 | 1 | 1 | 1 | 1 | 1 | 1 | 1 | 1 | 1 | 1 | 1 | 39 | 25 | 18 | 15 | 16 | 44 | 60 | 36 | 23 | 34 | 15 | 17 | 39 | 25 | 18 | 15 | 16 | 44 | 60 | 36 | 23 | 34 | 15 | 17 | 3.719 | 2.335 | 1.645 | 1.395 | 1.519 | 4.12 | 5.592 | 3.358 | 2.131 | 3.187 | 1.433 | 1.571 | 342 | 342 | 342 | 342 | 32.005 | 2020
Vintage1997 | petroleum | TRUE | 20632.2315.NE.IC | 2315 | N | . | Wilber | City of Wilber | 20632 | NE | WNC | MRO |  | 22 | 1 | Electric Utility | IC | DFO | DFO | SWPP | A | barrels | 1 | 1 | 1 | 1 | 1 | 1 | 1 | 1 | 1 | 1 | 1 | 1 | 1 | 1 | 1 | 1 | 1 | 1 | 1 | 1 | 1 | 1 | 1 | 1 | 5.83 | 5.83 | 5.83 | 5.83 | 5.83 | 5.83 | 5.83 | 5.83 | 5.83 | 5.83 | 5.83 | 5.83 | 6 | 6 | 6 | 6 | 6 | 6 | 6 | 6 | 6 | 6 | 6 | 6 | 6 | 6 | 6 | 6 | 6 | 6 | 6 | 6 | 6 | 6 | 6 | 6 | 0.385 | 0.399 | 0.341 | 0.387 | 0.445 | 0.537 | 0.274 | 0.444 | 0.34 | 0.424 | 0.57 | 0.454 | 12 | 12 | 72 | 72 | 5 | 2020
Vintage2010 | petroleum | TRUE | 20880.2316.NE.IC | 2316 | N | . | Wisner | City of Wisner | 20880 | NE | WNC | MRO |  | 22 | 1 | Electric Utility | IC | DFO | DFO | SWPP | A | barrels | 4 | 5 | 5 | 5 | 6 | 7 | 4 | 6 | 5 | 6 | 8 | 6 | 4 | 5 | 5 | 5 | 6 | 7 | 4 | 6 | 5 | 6 | 8 | 6 | 5.922 | 5.922 | 5.922 | 5.922 | 5.922 | 5.922 | 5.922 | 5.922 | 5.922 | 5.922 | 5.922 | 5.922 | 24 | 30 | 30 | 30 | 36 | 41 | 24 | 36 | 30 | 36 | 47 | 36 | 24 | 30 | 30 | 30 | 36 | 41 | 24 | 36 | 30 | 36 | 47 | 36 | 2.456 | 2.553 | 2.181 | 2.474 | 2.851 | 3.437 | 1.754 | 2.843 | 2.177 | 2.716 | 3.649 | 2.909 | 67 | 67 | 400 | 400 | 32 | 2020
Vintage1994 | natural gas combined cycle | TRUE | 13407.2322.NV.CA | 2322 | N | . | Clark (NVE) | Nevada Power Co | 13407 | NV | MTN | WECC |  | 22 | 1 | Electric Utility | CA | NG | NG | NEVP | M | mcf | 0 | 0 | 0 | 0 | 0 | 0 | 0 | 0 | 0 | 0 | 0 | 0 | 0 | 0 | 0 | 0 | 0 | 0 | 0 | 0 | 0 | 0 | 0 | 0 | 0 | 0 | 0 | 0 | 0 | 0 | 0 | 0 | 0 | 0 | 0 | 0 | 0 | 0 | 0 | 0 | 0 | 0 | 0 | 0 | 0 | 0 | 0 | 0 | 0 | 0 | 0 | 0 | 0 | 0 | 0 | 0 | 0 | 0 | 0 | 0 | -282 | -248 | -270 | -269 | -332 | -202 | 53242 | 75715 | 54377 | 6245 | -383 | -363 | 0 | 0 | 0 | 0 | 187230 | 2020
Vintage1982 | natural gas combined cycle | TRUE | 13407.2322.NV.CT | 2322 | N | . | Clark (NVE) | Nevada Power Co | 13407 | NV | MTN | WECC |  | 22 | 1 | Electric Utility | CT | NG | NG | NEVP | M | mcf | 0 | 0 | 0 | 0 | 11220 | 268700 | 1438470 | 1784430 | 1297720 | 239080 | 20770 | 0 | 0 | 0 | 0 | 0 | 11220 | 268700 | 1438470 | 1784430 | 1297720 | 239080 | 20770 | 0 | 0 | 0 | 0 | 0 | 1.039 | 1.026 | 1.024 | 1.026 | 1.032 | 1.034 | 1.04 | 0 | 0 | 0 | 0 | 0 | 11658 | 275686 | 1472993 | 1830825 | 1339247 | 247209 | 21601 | 0 | 0 | 0 | 0 | 0 | 11658 | 275686 | 1472993 | 1830825 | 1339247 | 247209 | 21601 | 0 | -221 | -118 | -51 | -98 | 683 | 19855 | 107888 | 131732 | 95238 | 17572 | 1262 | -231 | 5060390 | 5060390 | 5199219 | 5199219 | 373511 | 2020
Vintage2008 | natural gas peaker | TRUE | 13407.2322.NV.GT | 2322 | N | . | Clark (NVE) | Nevada Power Co | 13407 | NV | MTN | WECC |  | 22 | 1 | Electric Utility | GT | NG | NG | NEVP | M | mcf | 38120 | 59370 | 155290 | 112500 | 257910 | 370040 | 446600 | 767240 | 333680 | 194300 | 83640 | 23800 | 38120 | 59370 | 155290 | 112500 | 257910 | 370040 | 446600 | 767240 | 333680 | 194300 | 83640 | 23800 | 1.043 | 1.043 | 1.042 | 1.046 | 1.039 | 1.028 | 1.024 | 1.026 | 1.032 | 1.03 | 1.039 | 1.044 | 39759 | 61923 | 161812 | 117675 | 267968 | 380401 | 457318 | 787188 | 344358 | 200129 | 86902 | 24847 | 39759 | 61923 | 161812 | 117675 | 267968 | 380401 | 457318 | 787188 | 344358 | 200129 | 86902 | 24847 | 3542 | 5578 | 14582 | 10369 | 23672 | 33512 | 40672 | 69645 | 30633 | 17595 | 1262 | 2196 | 2842490 | 2842490 | 2930280 | 2930280 | 253258 | 2020
Vintage1971 | natural gas steam turbine | TRUE | 17166.2330.NV.ST | 2330 | N | . | Fort Churchill | Sierra Pacific Power Co | 17166 | NV | MTN | WECC |  | 22 | 1 | Electric Utility | ST | NG | NG | NEVP | M | mcf | 557730 | 412840 | 482570 | 351430 | 576310 | 575940 | 801260 | 996840 | 647460 | 810210 | 424150 | 394810 | 557730 | 412840 | 482570 | 351430 | 576310 | 575940 | 801260 | 996840 | 647460 | 810210 | 424150 | 394810 | 1.042 | 1.042 | 1.042 | 1.043 | 1.036 | 1.035 | 1.03 | 1.032 | 1.034 | 1.036 | 1.048 | 1.044 | 581155 | 430179 | 502838 | 366541 | 597057 | 596098 | 825298 | 1028739 | 669474 | 839378 | 444509 | 412182 | 581155 | 430179 | 502838 | 366541 | 597057 | 596098 | 825298 | 1028739 | 669474 | 839378 | 444509 | 412182 | 48246 | 36153 | 42269 | 30372 | 50960 | 51270 | 71899 | 89003 | 57661 | 71545 | 36575 | 34794 | 7031550 | 7031550 | 7293448 | 7293448 | 620747 | 2020
Vintage2008 | natural gas combined cycle | TRUE | 17166.2336.NV.CA | 2336 | N | . | Tracy | Sierra Pacific Power Co | 17166 | NV | MTN | WECC |  | 22 | 1 | Electric Utility | CA | NG | NG | NEVP | M | mcf | 70 | 2170 | 38800 | 174490 | 121420 | 257580 | 322370 | 331300 | 218940 | 316720 | 146410 | 139330 | 70 | 2170 | 38800 | 174490 | 121420 | 257580 | 322370 | 331300 | 218940 | 316720 | 146410 | 139330 | 1.043 | 1.042 | 1.041 | 1.041 | 1.038 | 1.036 | 1.033 | 1.043 | 1.036 | 1.057 | 1.048 | 1.039 | 73 | 2261 | 40391 | 181644 | 126034 | 266853 | 333008 | 345546 | 226822 | 334773 | 153438 | 144764 | 73 | 2261 | 40391 | 181644 | 126034 | 266853 | 333008 | 345546 | 226822 | 334773 | 153438 | 144764 | 115408 | 105040 | 116309 | 123874 | 107149 | 133495 | 159309 | 164640 | 138496 | 163160 | 125130 | 121891 | 2069600 | 2069600 | 2155607 | 2155607 | 1573901 | 2020
Vintage2008 | natural gas combined cycle | TRUE | 17166.2336.NV.CT | 2336 | N | . | Tracy | Sierra Pacific Power Co | 17166 | NV | MTN | WECC |  | 22 | 1 | Electric Utility | CT | NG | NG | NEVP | M | mcf | 2637710 | 2370840 | 2474150 | 2151390 | 2073290 | 2142380 | 2566110 | 2649110 | 2383770 | 2561080 | 2279150 | 2284010 | 2637710 | 2370840 | 2474150 | 2151390 | 2073290 | 2142380 | 2566110 | 2649110 | 2383770 | 2561080 | 2279150 | 2284010 | 1.043 | 1.042 | 1.041 | 1.041 | 1.038 | 1.036 | 1.033 | 1.043 | 1.036 | 1.057 | 1.048 | 1.039 | 2751132 | 2470415 | 2575590 | 2239597 | 2152075 | 2219506 | 2650792 | 2763022 | 2469586 | 2707062 | 2388549 | 2373086 | 2751132 | 2470415 | 2575590 | 2239597 | 2152075 | 2219506 | 2650792 | 2763022 | 2469586 | 2707062 | 2388549 | 2373086 | 244878 | 216424 | 224968 | 190693 | 185158 | 191068 | 231373 | 239761 | 214553 | 235973 | 208290 | 212411 | 28572990 | 28572990 | 29760412 | 29760412 | 2595550 | 2020
Vintage1994 | natural gas peaker | TRUE | 17166.2336.NV.GT | 2336 | N | . | Tracy | Sierra Pacific Power Co | 17166 | NV | MTN | WECC |  | 22 | 1 | Electric Utility | GT | NG | NG | NEVP | M | mcf | 24170 | 91560 | 73460 | 83990 | 442270 | 272020 | 378390 | 667990 | 215080 | 159220 | 96240 | 2030 | 24170 | 91560 | 73460 | 83990 | 442270 | 272020 | 378390 | 667990 | 215080 | 159220 | 96240 | 2030 | 1.043 | 1.042 | 1.044 | 1.041 | 1.038 | 1.036 | 1.034 | 1.043 | 1.038 | 1.056 | 1.048 | 1.039 | 25209 | 95406 | 76692 | 87434 | 459076 | 281813 | 391255 | 696714 | 223253 | 168136 | 100860 | 2109 | 25209 | 95406 | 76692 | 87434 | 459076 | 281813 | 391255 | 696714 | 223253 | 168136 | 100860 | 2109 | 1842 | 7592 | 6195 | 6522 | 33920 | 21229 | 29577 | 54381 | 17347 | 12983 | 7658 | 101 | 2506420 | 2506420 | 2607957 | 2607957 | 199347 | 2020
Vintage1974 | natural gas steam turbine | TRUE | 17166.2336.NV.ST | 2336 | N | . | Tracy | Sierra Pacific Power Co | 17166 | NV | MTN | WECC |  | 22 | 1 | Electric Utility | ST | NG | NG | NEVP | M | mcf | 299220 | 180200 | 137840 | 244450 | 245480 | 349180 | 371460 | 433410 | 333950 | 302990 | 86390 | 163750 | 299220 | 180200 | 137840 | 244450 | 245480 | 349180 | 371460 | 433410 | 333950 | 302990 | 86390 | 163750 | 1.043 | 1.042 | 1.041 | 1.041 | 1.038 | 1.036 | 1.034 | 1.043 | 1.038 | 1.056 | 1.048 | 1.039 | 312086 | 187768 | 143491 | 254472 | 254808 | 361750 | 384090 | 452047 | 346640 | 319957 | 90537 | 170136 | 312086 | 187768 | 143491 | 254472 | 254808 | 361750 | 384090 | 452047 | 346640 | 319957 | 90537 | 170136 | 24301 | 14395 | 10853 | 19680 | 19876 | 29272 | 31148 | 37313 | 27911 | 26624 | 6673 | 12684 | 3148320 | 3148320 | 3277782 | 3277782 | 260730 | 2020
Vintage1930 | hydro | TRUE | 61122.2349.NH.HY | 2349 | N | . | Comerford | Great River Hydro, LLC | 61122 | NH | NEW | NPCC |  | 22 | 2 | NAICS-22 Non-Cogen | HY | WAT | HYC | ISNE | A |  | 0 | 0 | 0 | 0 | 0 | 0 | 0 | 0 | 0 | 0 | 0 | 0 | 0 | 0 | 0 | 0 | 0 | 0 | 0 | 0 | 0 | 0 | 0 | 0 | 0 | 0 | 0 | 0 | 0 | 0 | 0 | 0 | 0 | 0 | 0 | 0 | 325993 | 277831 | 379136 | 409066 | 368642 | 122016 | 154981 | 83792 | 47699 | 177406 | 209190 | 282163 | 325993 | 277831 | 379136 | 409066 | 368642 | 122016 | 154981 | 83792 | 47699 | 177406 | 209190 | 282163 | 37184.092 | 31690.506 | 43245.795 | 46659.798 | 42048.78 | 13917.61 | 17677.769 | 9557.622 | 5440.736 | 20235.629 | 23861.025 | 32184.638 | 0 | 0 | 2837915 | 2837915 | 323704 | 2020
Vintage1957 | hydro | TRUE | 61122.2351.NH.HY | 2351 | N | . | S C Moore | Great River Hydro, LLC | 61122 | NH | NEW | NPCC |  | 22 | 2 | NAICS-22 Non-Cogen | HY | WAT | HYC | ISNE | A |  | 0 | 0 | 0 | 0 | 0 | 0 | 0 | 0 | 0 | 0 | 0 | 0 | 0 | 0 | 0 | 0 | 0 | 0 | 0 | 0 | 0 | 0 | 0 | 0 | 0 | 0 | 0 | 0 | 0 | 0 | 0 | 0 | 0 | 0 | 0 | 0 | 242801 | 206929 | 282382 | 304674 | 274566 | 90878 | 115430 | 62408 | 35526 | 132132 | 155805 | 210156 | 242801 | 206929 | 282382 | 304674 | 274566 | 90878 | 115430 | 62408 | 35526 | 132132 | 155805 | 210156 | 27694.857 | 23603.212 | 32209.637 | 34752.399 | 31318.095 | 10365.89 | 13166.471 | 7118.554 | 4052.282 | 15071.575 | 17771.784 | 23971.244 | 0 | 0 | 2113687 | 2113687 | 241096 | 2020
Vintage2008 | hydro | TRUE | 61122.2352.VT.HY | 2352 | N | . | Vernon Dam | Great River Hydro, LLC | 61122 | VT | NEW | NPCC |  | 22 | 2 | NAICS-22 Non-Cogen | HY | WAT | HYC | ISNE | A |  | 0 | 0 | 0 | 0 | 0 | 0 | 0 | 0 | 0 | 0 | 0 | 0 | 0 | 0 | 0 | 0 | 0 | 0 | 0 | 0 | 0 | 0 | 0 | 0 | 0 | 0 | 0 | 0 | 0 | 0 | 0 | 0 | 0 | 0 | 0 | 0 | 143385 | 122201 | 166759 | 179924 | 162143 | 53667 | 68167 | 36855 | 20980 | 78030 | 92010 | 124106 | 143385 | 122201 | 166759 | 179924 | 162143 | 53667 | 68167 | 36855 | 20980 | 78030 | 92010 | 124106 | 16355.055 | 13938.755 | 19021.235 | 20522.85 | 18494.74 | 6121.523 | 7775.392 | 4203.825 | 2393.054 | 8900.441 | 10495.036 | 14156.094 | 0 | 0 | 1248227 | 1248227 | 142378 | 2020
Vintage1987 | hydro | TRUE | 61122.2353.VT.HY | 2353 | N | . | Wilder | Great River Hydro, LLC | 61122 | VT | NEW | NPCC |  | 22 | 2 | NAICS-22 Non-Cogen | HY | WAT | HYC | ISNE | A |  | 0 | 0 | 0 | 0 | 0 | 0 | 0 | 0 | 0 | 0 | 0 | 0 | 0 | 0 | 0 | 0 | 0 | 0 | 0 | 0 | 0 | 0 | 0 | 0 | 0 | 0 | 0 | 0 | 0 | 0 | 0 | 0 | 0 | 0 | 0 | 0 | 152645 | 130093 | 177529 | 191544 | 172615 | 57133 | 72569 | 39235 | 22335 | 83069 | 97952 | 132121 | 152645 | 130093 | 177529 | 191544 | 172615 | 57133 | 72569 | 39235 | 22335 | 83069 | 97952 | 132121 | 17411.289 | 14838.943 | 20249.657 | 21848.249 | 19689.16 | 6516.861 | 8277.539 | 4475.315 | 2547.601 | 9475.246 | 11172.822 | 15070.318 | 0 | 0 | 1328840 | 1328840 | 151573 | 2020
Vintage1924 | hydro | TRUE | 62775.2354.NH.HY | 2354 | N | . | Amoskeag | Central Rivers Power NH, LLC | 62775 | NH | NEW | NPCC |  | 22 | 1 | Electric Utility | HY | WAT | HYC | ISNE | A |  | 0 | 0 | 0 | 0 | 0 | 0 | 0 | 0 | 0 | 0 | 0 | 0 | 0 | 0 | 0 | 0 | 0 | 0 | 0 | 0 | 0 | 0 | 0 | 0 | 0 | 0 | 0 | 0 | 0 | 0 | 0 | 0 | 0 | 0 | 0 | 0 | 75599 | 64430 | 87923 | 94864 | 85489 | 28296 | 35941 | 19432 | 11062 | 41141 | 48512 | 65434 | 75599 | 64430 | 87923 | 94864 | 85489 | 28296 | 35941 | 19432 | 11062 | 41141 | 48512 | 65434 | 8623.112 | 7349.13 | 10028.839 | 10820.557 | 9751.248 | 3227.539 | 4099.532 | 2216.443 | 1261.724 | 4692.707 | 5533.448 | 7463.721 | 0 | 0 | 658123 | 658123 | 75068 | 2020
Vintage1925 | hydro | TRUE | 62775.2355.NH.HY | 2355 | N | . | Ayers Island | Central Rivers Power NH, LLC | 62775 | NH | NEW | NPCC |  | 22 | 1 | Electric Utility | HY | WAT | HYC | ISNE | A |  | 0 | 0 | 0 | 0 | 0 | 0 | 0 | 0 | 0 | 0 | 0 | 0 | 0 | 0 | 0 | 0 | 0 | 0 | 0 | 0 | 0 | 0 | 0 | 0 | 0 | 0 | 0 | 0 | 0 | 0 | 0 | 0 | 0 | 0 | 0 | 0 | 40749 | 34729 | 47392 | 51133 | 46080 | 15252 | 19373 | 10474 | 5962 | 22176 | 26149 | 35270 | 40749 | 34729 | 47392 | 51133 | 46080 | 15252 | 19373 | 10474 | 5962 | 22176 | 26149 | 35270 | 4648.011 | 3961.313 | 5405.724 | 5832.475 | 5256.098 | 1739.701 | 2209.721 | 1194.703 | 680.092 | 2529.454 | 2982.628 | 4023.08 | 0 | 0 | 354739 | 354739 | 40463 | 2020
Vintage1983 | hydro | TRUE | 62775.2356.NH.HY | 2356 | N | . | Eastman Falls | Central Rivers Power NH, LLC | 62775 | NH | NEW | NPCC |  | 22 | 1 | Electric Utility | HY | WAT | HYC | ISNE | A |  | 0 | 0 | 0 | 0 | 0 | 0 | 0 | 0 | 0 | 0 | 0 | 0 | 0 | 0 | 0 | 0 | 0 | 0 | 0 | 0 | 0 | 0 | 0 | 0 | 0 | 0 | 0 | 0 | 0 | 0 | 0 | 0 | 0 | 0 | 0 | 0 | 24822 | 21155 | 28869 | 31148 | 28070 | 9291 | 11801 | 6380 | 3632 | 13508 | 15928 | 21485 | 24822 | 21155 | 28869 | 31148 | 28070 | 9291 | 11801 | 6380 | 3632 | 13508 | 15928 | 21485 | 2831.334 | 2413.03 | 3292.892 | 3552.847 | 3201.747 | 1059.737 | 1346.05 | 727.752 | 414.277 | 1540.814 | 1816.865 | 2450.655 | 0 | 0 | 216089 | 216089 | 24648 | 2020
Vintage1981 | hydro | TRUE | 62775.2357.NH.HY | 2357 | N | . | Garvins Falls | Central Rivers Power NH, LLC | 62775 | NH | NEW | NPCC |  | 22 | 1 | Electric Utility | HY | WAT | HYC | ISNE | A |  | 0 | 0 | 0 | 0 | 0 | 0 | 0 | 0 | 0 | 0 | 0 | 0 | 0 | 0 | 0 | 0 | 0 | 0 | 0 | 0 | 0 | 0 | 0 | 0 | 0 | 0 | 0 | 0 | 0 | 0 | 0 | 0 | 0 | 0 | 0 | 0 | 39714 | 33847 | 46188 | 49834 | 44910 | 14864 | 18880 | 10208 | 5811 | 21612 | 25484 | 34374 | 39714 | 33847 | 46188 | 49834 | 44910 | 14864 | 18880 | 10208 | 5811 | 21612 | 25484 | 34374 | 4529.924 | 3860.672 | 5268.387 | 5684.295 | 5122.562 | 1695.503 | 2153.581 | 1164.35 | 662.814 | 2465.19 | 2906.852 | 3920.87 | 0 | 0 | 345726 | 345726 | 39435 | 2020
Vintage1923 | hydro | TRUE | 62775.2358.NH.HY | 2358 | N | . | Gorham | Central Rivers Power NH, LLC | 62775 | NH | NEW | NPCC |  | 22 | 1 | Electric Utility | HY | WAT | HYC | ISNE | A |  | 0 | 0 | 0 | 0 | 0 | 0 | 0 | 0 | 0 | 0 | 0 | 0 | 0 | 0 | 0 | 0 | 0 | 0 | 0 | 0 | 0 | 0 | 0 | 0 | 0 | 0 | 0 | 0 | 0 | 0 | 0 | 0 | 0 | 0 | 0 | 0 | 12631 | 10765 | 14690 | 15849 | 14283 | 4728 | 6005 | 3247 | 1848 | 6874 | 8105 | 10932 | 12631 | 10765 | 14690 | 15849 | 14283 | 4728 | 6005 | 3247 | 1848 | 6874 | 8105 | 10932 | 1440.707 | 1227.857 | 1675.57 | 1807.847 | 1629.191 | 539.242 | 684.93 | 370.313 | 210.803 | 784.035 | 924.502 | 1247.003 | 0 | 0 | 109957 | 109957 | 12542 | 2020
Vintage1927 | hydro | TRUE | 62775.2359.NH.HY | 2359 | N | . | Hooksett | Central Rivers Power NH, LLC | 62775 | NH | NEW | NPCC |  | 22 | 1 | Electric Utility | HY | WAT | HYC | ISNE | A |  | 0 | 0 | 0 | 0 | 0 | 0 | 0 | 0 | 0 | 0 | 0 | 0 | 0 | 0 | 0 | 0 | 0 | 0 | 0 | 0 | 0 | 0 | 0 | 0 | 0 | 0 | 0 | 0 | 0 | 0 | 0 | 0 | 0 | 0 | 0 | 0 | 5193 | 4426 | 6040 | 6517 | 5873 | 1944 | 2469 | 1335 | 760 | 2826 | 3333 | 4495 | 5193 | 4426 | 6040 | 6517 | 5873 | 1944 | 2469 | 1335 | 760 | 2826 | 3333 | 4495 | 592.388 | 504.868 | 688.958 | 743.348 | 669.888 | 221.725 | 281.628 | 152.265 | 86.678 | 322.378 | 380.135 | 512.741 | 0 | 0 | 45211 | 45211 | 5157 | 2020
Vintage1926 | hydro | TRUE | 62775.2360.NH.HY | 2360 | N | . | Jackman | Central Rivers Power NH, LLC | 62775 | NH | NEW | NPCC |  | 22 | 1 | Electric Utility | HY | WAT | HYC | ISNE | A |  | 0 | 0 | 0 | 0 | 0 | 0 | 0 | 0 | 0 | 0 | 0 | 0 | 0 | 0 | 0 | 0 | 0 | 0 | 0 | 0 | 0 | 0 | 0 | 0 | 0 | 0 | 0 | 0 | 0 | 0 | 0 | 0 | 0 | 0 | 0 | 0 | 9399 | 8010 | 10931 | 11794 | 10629 | 3518 | 4468 | 2416 | 1375 | 5115 | 6031 | 8135 | 9399 | 8010 | 10931 | 11794 | 10629 | 3518 | 4468 | 2416 | 1375 | 5115 | 6031 | 8135 | 1072.088 | 913.697 | 1246.858 | 1345.29 | 1212.346 | 401.271 | 509.684 | 275.564 | 156.867 | 583.432 | 687.959 | 927.944 | 0 | 0 | 81821 | 81821 | 9333 | 2020
Vintage1969 | petroleum | TRUE | 62032.2362.NH.GT | 2362 | N | . | Lost Nation | Granite Shore Power | 62032 | NH | NEW | NPCC |  | 22 | 1 | Electric Utility | GT | DFO | DFO | ISNE | A | barrels | 85 | 89 | 69 | 77 | 54 | 52 | 62 | 59 | 67 | 104 | 105 | 589 | 85 | 89 | 69 | 77 | 54 | 52 | 62 | 59 | 67 | 104 | 105 | 589 | 5.87 | 5.87 | 5.87 | 5.87 | 5.87 | 5.87 | 5.87 | 5.87 | 5.87 | 5.87 | 5.87 | 5.87 | 499 | 522 | 405 | 452 | 317 | 305 | 364 | 346 | 393 | 610 | 616 | 3457 | 499 | 522 | 405 | 452 | 317 | 305 | 364 | 346 | 393 | 610 | 616 | 3457 | 29.906 | 31.919 | 24.805 | 27.559 | 19.281 | 18.729 | 22.251 | 20.993 | 23.804 | 37.369 | 37.631 | 210.753 | 1412 | 1412 | 8286 | 8286 | 505 | 2020
Vintage1969 | petroleum | TRUE | 62032.2364.NH.GT | 2364 | N | . | Merrimack | Granite Shore Power | 62032 | NH | NEW | NPCC |  | 22 | 1 | Electric Utility | GT | JF | WOO | ISNE | M | barrels | 277 | 0 | 0 | 0 | 635 | 314 | 449 | 394 | 219 | 209 | 0 | 0 | 277 | 0 | 0 | 0 | 635 | 314 | 449 | 394 | 219 | 209 | 0 | 0 | 5.77 | 0 | 0 | 0 | 5.7 | 5.8 | 5.8 | 5.7 | 5.8 | 5.8 | 0 | 0 | 1598 | 0 | 0 | 0 | 3620 | 1821 | 2604 | 2246 | 1270 | 1212 | 0 | 0 | 1598 | 0 | 0 | 0 | 3620 | 1821 | 2604 | 2246 | 1270 | 1212 | 0 | 0 | 106 | 0 | 0 | 0 | 222 | 113 | 155 | 133 | 77 | 72 | 0 | 0 | 2497 | 2497 | 14371 | 14371 | 878 | 2020
Vintage1968 | hard coal | TRUE | 62032.2364.NH.ST | 2364 | N | . | Merrimack | Granite Shore Power | 62032 | NH | NEW | NPCC |  | 22 | 1 | Electric Utility | ST | BIT | COL | ISNE | M | short tons | 10773 | 10713 | 0 | 0 | 0 | 2531 | 0 | 0 | 0 | 2206 | 4662 | 25933 | 10773 | 10713 | 0 | 0 | 0 | 2531 | 0 | 0 | 0 | 2206 | 4662 | 25933 | 26.396 | 26.325 | 0 | 0 | 0 | 26.3 | 0 | 0 | 0 | 26.4 | 26.4 | 26.4 | 284364 | 282020 | 0 | 0 | 0 | 66565 | 0 | 0 | 0 | 58238 | 123077 | 684631 | 284364 | 282020 | 0 | 0 | 0 | 66565 | 0 | 0 | 0 | 58238 | 123077 | 684631 | 23643.248 | 24777.965 | 0 | 0 | 0 | 6088.946 | 0 | 0 | 0 | 3868.753 | 5949.849 | 63161.579 | 56818 | 56818 | 1498895 | 1498895 | 127490.34 | 2020
Vintage1968 | petroleum | TRUE | 62032.2364.NH.ST | 2364 | N | . | Merrimack | Granite Shore Power | 62032 | NH | NEW | NPCC |  | 22 | 1 | Electric Utility | ST | DFO | DFO | ISNE | M | barrels | 185 | 108 | 0 | 0 | 0 | 96 | 0 | 0 | 0 | 24 | 79 | 126 | 185 | 108 | 0 | 0 | 0 | 96 | 0 | 0 | 0 | 24 | 79 | 126 | 5.77 | 5.8 | 0 | 0 | 0 | 5.7 | 0 | 0 | 0 | 5.8 | 5.8 | 5.8 | 1067 | 626 | 0 | 0 | 0 | 547 | 0 | 0 | 0 | 139 | 458 | 731 | 1067 | 626 | 0 | 0 | 0 | 547 | 0 | 0 | 0 | 139 | 458 | 731 | 88.752 | 55.035 | 0 | 0 | 0 | 50.054 | 0 | 0 | 0 | 9.247 | 22.151 | 67.421 | 618 | 618 | 3568 | 3568 | 292.66 | 2020
Vintage1970 | petroleum | TRUE | 62032.2367.NH.GT | 2367 | N | . | Schiller | Granite Shore Power | 62032 | NH | NEW | NPCC |  | 22 | 1 | Electric Utility | GT | JF | WOO | ISNE | M | barrels | 65 | 82 | 0 | 0 | 342 | 113 | 231 | 332 | 157 | 134 | 0 | 0 | 65 | 82 | 0 | 0 | 342 | 113 | 231 | 332 | 157 | 134 | 0 | 0 | 5.7 | 5.7 | 0 | 0 | 5.7 | 5.7 | 5.7 | 5.7 | 5.7 | 5.7 | 0 | 0 | 371 | 467 | 0 | 0 | 1949 | 644 | 1317 | 1892 | 895 | 764 | 0 | 0 | 371 | 467 | 0 | 0 | 1949 | 644 | 1317 | 1892 | 895 | 764 | 0 | 0 | 23 | 30 | 0 | 0 | 97 | 45 | 89 | 128 | 61 | 45 | 0 | 0 | 1456 | 1456 | 8299 | 8299 | 518 | 2020
Vintage1970 | natural gas peaker | TRUE | 62032.2367.NH.GT | 2367 | N | . | Schiller | Granite Shore Power | 62032 | NH | NEW | NPCC |  | 22 | 1 | Electric Utility | GT | NG | NG | ISNE | M | mcf | 0 | 0 | 0 | 0 | 0 | 0 | 0 | 0 | 0 | 0 | 0 | 0 | 0 | 0 | 0 | 0 | 0 | 0 | 0 | 0 | 0 | 0 | 0 | 0 | 0 | 0 | 0 | 0 | 0 | 0 | 0 | 0 | 0 | 0 | 0 | 0 | 0 | 0 | 0 | 0 | 0 | 0 | 0 | 0 | 0 | 0 | 0 | 0 | 0 | 0 | 0 | 0 | 0 | 0 | 0 | 0 | 0 | 0 | 0 | 0 | 0 | 0 | 0 | 0 | 0 | 0 | 0 | 0 | 0 | 0 | 0 | 0 | 0 | 0 | 0 | 0 | 0 | 2020
Vintage1957 | hard coal | TRUE | 62032.2367.NH.ST | 2367 | N | . | Schiller | Granite Shore Power | 62032 | NH | NEW | NPCC |  | 22 | 1 | Electric Utility | ST | BIT | COL | ISNE | M | short tons | 0 | 507 | 0 | 0 | 220 | 0 | 0 | 0 | 0 | 0 | 0 | 0 | 0 | 507 | 0 | 0 | 220 | 0 | 0 | 0 | 0 | 0 | 0 | 0 | 0 | 26.2 | 0 | 0 | 26.2 | 0 | 0 | 0 | 0 | 0 | 0 | 0 | 0 | 13283 | 0 | 0 | 5764 | 0 | 0 | 0 | 0 | 0 | 0 | 0 | 0 | 13283 | 0 | 0 | 5764 | 0 | 0 | 0 | 0 | 0 | 0 | 0 | 0 | 681.256 | 0 | 0 | 310.529 | 0 | 0 | 0 | 0 | 0 | 0 | 0 | 727 | 727 | 19047 | 19047 | 991.785 | 2020
Vintage1957 | petroleum | TRUE | 62032.2367.NH.ST | 2367 | N | . | Schiller | Granite Shore Power | 62032 | NH | NEW | NPCC |  | 22 | 1 | Electric Utility | ST | DFO | DFO | ISNE | M | barrels | 0 | 0 | 0 | 0 | 0 | 0 | 0 | 0 | 0 | 0 | 0 | 0 | 0 | 0 | 0 | 0 | 0 | 0 | 0 | 0 | 0 | 0 | 0 | 0 | 0 | 0 | 0 | 0 | 0 | 0 | 0 | 0 | 0 | 0 | 0 | 0 | 0 | 0 | 0 | 0 | 0 | 0 | 0 | 0 | 0 | 0 | 0 | 0 | 0 | 0 | 0 | 0 | 0 | 0 | 0 | 0 | 0 | 0 | 0 | 0 | 0 | 0 | 0 | 0 | 0 | 0 | 0 | 0 | 0 | 0 | 0 | 0 | 0 | 0 | 0 | 0 | 0 | 2020
Vintage1957 | natural gas steam turbine | TRUE | 62032.2367.NH.ST | 2367 | N | . | Schiller | Granite Shore Power | 62032 | NH | NEW | NPCC |  | 22 | 1 | Electric Utility | ST | NG | NG | ISNE | M | mcf | 1038 | 2087 | 0 | 0 | 1227 | 0 | 0 | 0 | 0 | 0 | 0 | 0 | 1038 | 2087 | 0 | 0 | 1227 | 0 | 0 | 0 | 0 | 0 | 0 | 0 | 1.04 | 1.05 | 0 | 0 | 1.05 | 0 | 0 | 0 | 0 | 0 | 0 | 0 | 1080 | 2191 | 0 | 0 | 1288 | 0 | 0 | 0 | 0 | 0 | 0 | 0 | 1080 | 2191 | 0 | 0 | 1288 | 0 | 0 | 0 | 0 | 0 | 0 | 0 | 58.036 | 112.386 | 0 | 0 | 69.408 | 0 | 0 | 0 | 0 | 0 | 0 | 0 | 4352 | 4352 | 4559 | 4559 | 239.83 | 2020
Vintage1957 | biomass | TRUE | 62032.2367.NH.ST | 2367 | N | . | Schiller | Granite Shore Power | 62032 | NH | NEW | NPCC |  | 22 | 1 | Electric Utility | ST | OBS | ORW | ISNE | M | short tons | 0 | 0 | 0 | 0 | 0 | 0 | 0 | 0 | 0 | 0 | 0 | 0 | 0 | 0 | 0 | 0 | 0 | 0 | 0 | 0 | 0 | 0 | 0 | 0 | 0 | 0 | 0 | 0 | 0 | 0 | 0 | 0 | 0 | 0 | 0 | 0 | 0 | 0 | 0 | 0 | 0 | 0 | 0 | 0 | 0 | 0 | 0 | 0 | 0 | 0 | 0 | 0 | 0 | 0 | 0 | 0 | 0 | 0 | 0 | 0 | 0 | 0 | 0 | 0 | 0 | 0 | 0 | 0 | 0 | 0 | 0 | 0 | 0 | 0 | 0 | 0 | 0 | 2020
Vintage1957 | petroleum | TRUE | 62032.2367.NH.ST | 2367 | N | . | Schiller | Granite Shore Power | 62032 | NH | NEW | NPCC |  | 22 | 1 | Electric Utility | ST | RFO | RFO | ISNE | M | barrels | 0 | 2247 | 0 | 0 | 505 | 0 | 0 | 0 | 0 | 0 | 0 | 0 | 0 | 2247 | 0 | 0 | 505 | 0 | 0 | 0 | 0 | 0 | 0 | 0 | 0 | 5.9 | 0 | 0 | 5.9 | 0 | 0 | 0 | 0 | 0 | 0 | 0 | 0 | 13257 | 0 | 0 | 2980 | 0 | 0 | 0 | 0 | 0 | 0 | 0 | 0 | 13257 | 0 | 0 | 2980 | 0 | 0 | 0 | 0 | 0 | 0 | 0 | 0 | 679.917 | 0 | 0 | 160.517 | 0 | 0 | 0 | 0 | 0 | 0 | 0 | 2752 | 2752 | 16237 | 16237 | 840.434 | 2020
Vintage1957 | biomass | TRUE | 62032.2367.NH.ST | 2367 | N | . | Schiller | Granite Shore Power | 62032 | NH | NEW | NPCC |  | 22 | 1 | Electric Utility | ST | WDS | WWW | ISNE | M | short tons | 22684 | 2744 | 0 | 0 | 12563 | 0 | 0 | 0 | 0 | 0 | 0 | 0 | 22684 | 2744 | 0 | 0 | 12563 | 0 | 0 | 0 | 0 | 0 | 0 | 0 | 10.2 | 10.2 | 0 | 0 | 10.2 | 0 | 0 | 0 | 0 | 0 | 0 | 0 | 231377 | 27989 | 0 | 0 | 128143 | 0 | 0 | 0 | 0 | 0 | 0 | 0 | 231377 | 27989 | 0 | 0 | 128143 | 0 | 0 | 0 | 0 | 0 | 0 | 0 | 12438.964 | 1435.441 | 0 | 0 | 6903.546 | 0 | 0 | 0 | 0 | 0 | 0 | 0 | 37991 | 37991 | 387509 | 387509 | 20777.951 | 2020
Vintage1948 | hydro | TRUE | 62775.2368.NH.HY | 2368 | N | . | Smith (NH) | Central Rivers Power NH, LLC | 62775 | NH | NEW | NPCC |  | 22 | 1 | Electric Utility | HY | WAT | HYC | ISNE | A |  | 0 | 0 | 0 | 0 | 0 | 0 | 0 | 0 | 0 | 0 | 0 | 0 | 0 | 0 | 0 | 0 | 0 | 0 | 0 | 0 | 0 | 0 | 0 | 0 | 0 | 0 | 0 | 0 | 0 | 0 | 0 | 0 | 0 | 0 | 0 | 0 | 111994 | 95448 | 130252 | 140534 | 126646 | 41918 | 53243 | 28786 | 16387 | 60947 | 71867 | 96937 | 111994 | 95448 | 130252 | 140534 | 126646 | 41918 | 53243 | 28786 | 16387 | 60947 | 71867 | 96937 | 12774.536 | 10887.224 | 14857.025 | 16029.9 | 14445.792 | 4781.373 | 6073.17 | 3283.506 | 1869.156 | 6951.918 | 8197.418 | 11056.982 | 0 | 0 | 974959 | 974959 | 111208 | 2020
Vintage1968 | petroleum | TRUE | 62032.2369.NH.GT | 2369 | N | . | White Lake | Granite Shore Power | 62032 | NH | NEW | NPCC |  | 22 | 1 | Electric Utility | GT | DFO | DFO | ISNE | A | barrels | 0 | 0 | 0 | 0 | 0 | 0 | 0 | 0 | 0 | 0 | 0 | 0 | 0 | 0 | 0 | 0 | 0 | 0 | 0 | 0 | 0 | 0 | 0 | 0 | 0 | 0 | 0 | 0 | 0 | 0 | 0 | 0 | 0 | 0 | 0 | 0 | 0 | 0 | 0 | 0 | 0 | 0 | 0 | 0 | 0 | 0 | 0 | 0 | 0 | 0 | 0 | 0 | 0 | 0 | 0 | 0 | 0 | 0 | 0 | 0 | 0 | 0 | 0 | 0 | 0 | 0 | 0 | 0 | 0 | 0 | 0 | 0 | 0 | 0 | 0 | 0 | 0 | 2020
Vintage1968 | petroleum | TRUE | 62032.2369.NH.GT | 2369 | N | . | White Lake | Granite Shore Power | 62032 | NH | NEW | NPCC |  | 22 | 1 | Electric Utility | GT | JF | WOO | ISNE | A | barrels | 124 | 132 | 103 | 114 | 80 | 78 | 92 | 87 | 99 | 155 | 156 | 874 | 124 | 132 | 103 | 114 | 80 | 78 | 92 | 87 | 99 | 155 | 156 | 874 | 5.51 | 5.51 | 5.51 | 5.51 | 5.51 | 5.51 | 5.51 | 5.51 | 5.51 | 5.51 | 5.51 | 5.51 | 683 | 727 | 568 | 628 | 441 | 430 | 507 | 479 | 545 | 854 | 860 | 4816 | 683 | 727 | 568 | 628 | 441 | 430 | 507 | 479 | 545 | 854 | 860 | 4816 | 41.867 | 44.686 | 34.728 | 38.583 | 26.994 | 26.221 | 31.151 | 29.391 | 33.325 | 52.316 | 52.683 | 295.055 | 2094 | 2094 | 11538 | 11538 | 707 | 2020
Vintage1973 | petroleum | TRUE | 56606.2379.NJ.GT | 2379 | N | . | Carlls Corner | Calpine New Jersey Generation LLC | 56606 | NJ | MAT | RFC |  | 22 | 2 | NAICS-22 Non-Cogen | GT | DFO | DFO | PJM | A | barrels | 0 | 0 | 0 | 0 | 0 | 0 | 0 | 0 | 0 | 0 | 0 | 0 | 0 | 0 | 0 | 0 | 0 | 0 | 0 | 0 | 0 | 0 | 0 | 0 | 0 | 0 | 0 | 0 | 0 | 0 | 0 | 0 | 0 | 0 | 0 | 0 | 0 | 0 | 0 | 0 | 0 | 0 | 0 | 0 | 0 | 0 | 0 | 0 | 0 | 0 | 0 | 0 | 0 | 0 | 0 | 0 | 0 | 0 | 0 | 0 | 0 | 0 | 0 | 0 | 0 | 0 | 0 | 0 | 0 | 0 | 0 | 0 | 0 | 0 | 0 | 0 | 0 | 2020
Vintage1973 | petroleum | TRUE | 56606.2379.NJ.GT | 2379 | N | . | Carlls Corner | Calpine New Jersey Generation LLC | 56606 | NJ | MAT | RFC |  | 22 | 2 | NAICS-22 Non-Cogen | GT | KER | WOO | PJM | A | barrels | 247 | 191 | 265 | 194 | 244 | 181 | 253 | 225 | 208 | 163 | 196 | 229 | 247 | 191 | 265 | 194 | 244 | 181 | 253 | 225 | 208 | 163 | 196 | 229 | 5.655 | 5.655 | 5.655 | 5.655 | 5.655 | 5.655 | 5.655 | 5.655 | 5.655 | 5.655 | 5.655 | 5.655 | 1397 | 1080 | 1499 | 1097 | 1380 | 1024 | 1431 | 1272 | 1176 | 922 | 1108 | 1295 | 1397 | 1080 | 1499 | 1097 | 1380 | 1024 | 1431 | 1272 | 1176 | 922 | 1108 | 1295 | 83.451 | 64.087 | 89.06 | 65.166 | 82.226 | 60.738 | 85.212 | 75.519 | 69.896 | 54.965 | 65.984 | 76.913 | 2596 | 2596 | 14681 | 14681 | 873.217 | 2020
Vintage1973 | natural gas peaker | TRUE | 56606.2379.NJ.GT | 2379 | N | . | Carlls Corner | Calpine New Jersey Generation LLC | 56606 | NJ | MAT | RFC |  | 22 | 2 | NAICS-22 Non-Cogen | GT | NG | NG | PJM | A | mcf | 10485 | 9191 | 9327 | 8478 | 7163 | 11905 | 18154 | 15901 | 10056 | 11092 | 9743 | 7077 | 10485 | 9191 | 9327 | 8478 | 7163 | 11905 | 18154 | 15901 | 10056 | 11092 | 9743 | 7077 | 1.031 | 1.031 | 1.031 | 1.031 | 1.031 | 1.031 | 1.031 | 1.031 | 1.031 | 1.031 | 1.031 | 1.031 | 10810 | 9476 | 9616 | 8741 | 7385 | 12274 | 18717 | 16394 | 10368 | 11436 | 10045 | 7296 | 10810 | 9476 | 9616 | 8741 | 7385 | 12274 | 18717 | 16394 | 10368 | 11436 | 10045 | 7296 | 642.866 | 563.658 | 571.999 | 519.941 | 439.295 | 730.092 | 1113.324 | 975.168 | 616.719 | 680.225 | 597.515 | 433.981 | 128572 | 128572 | 132558 | 132558 | 7884.783 | 2020
Vintage1973 | petroleum | TRUE | 63034.2390.NJ.GT | 2390 | N | . | Sayreville | Sayreville Power, LLC | 63034 | NJ | MAT | RFC |  | 22 | 2 | NAICS-22 Non-Cogen | GT | DFO | DFO | PJM | A | barrels | 236 | 181 | 252 | 185 | 233 | 172 | 241 | 214 | 198 | 156 | 187 | 218 | 236 | 181 | 252 | 185 | 233 | 172 | 241 | 214 | 198 | 156 | 187 | 218 | 5.703 | 5.703 | 5.703 | 5.703 | 5.703 | 5.703 | 5.703 | 5.703 | 5.703 | 5.703 | 5.703 | 5.703 | 1346 | 1032 | 1437 | 1055 | 1329 | 981 | 1374 | 1220 | 1129 | 890 | 1066 | 1243 | 1346 | 1032 | 1437 | 1055 | 1329 | 981 | 1374 | 1220 | 1129 | 890 | 1066 | 1243 | -68.369 | -52.505 | -72.964 | -53.389 | -67.365 | -49.761 | -69.812 | -61.871 | -57.264 | -45.032 | -54.059 | -63.013 | 2473 | 2473 | 14102 | 14102 | -715.404 | 2020
Vintage1973 | natural gas peaker | TRUE | 63034.2390.NJ.GT | 2390 | N | . | Sayreville | Sayreville Power, LLC | 63034 | NJ | MAT | RFC |  | 22 | 2 | NAICS-22 Non-Cogen | GT | NG | NG | PJM | A | mcf | 561 | 493 | 500 | 455 | 384 | 639 | 974 | 853 | 539 | 595 | 523 | 380 | 561 | 493 | 500 | 455 | 384 | 639 | 974 | 853 | 539 | 595 | 523 | 380 | 1.028 | 1.028 | 1.028 | 1.028 | 1.028 | 1.028 | 1.028 | 1.028 | 1.028 | 1.028 | 1.028 | 1.028 | 577 | 507 | 514 | 468 | 395 | 657 | 1001 | 877 | 554 | 612 | 538 | 391 | 577 | 507 | 514 | 468 | 395 | 657 | 1001 | 877 | 554 | 612 | 538 | 391 | -29.318 | -25.706 | -26.087 | -23.713 | -20.035 | -33.297 | -50.775 | -44.474 | -28.126 | -31.023 | -27.25 | -19.792 | 6896 | 6896 | 7091 | 7091 | -359.596 | 2020
Vintage1977 | petroleum | TRUE | 63033.2393.NJ.CA | 2393 | N | . | Gilbert | Gilbert Power, LLC | 63033 | NJ | MAT | RFC |  | 22 | 2 | NAICS-22 Non-Cogen | CA | DFO | DFO | PJM | A | barrels | 0 | 0 | 0 | 0 | 0 | 0 | 0 | 0 | 0 | 0 | 0 | 0 | 0 | 0 | 0 | 0 | 0 | 0 | 0 | 0 | 0 | 0 | 0 | 0 | 0 | 0 | 0 | 0 | 0 | 0 | 0 | 0 | 0 | 0 | 0 | 0 | 0 | 0 | 0 | 0 | 0 | 0 | 0 | 0 | 0 | 0 | 0 | 0 | 0 | 0 | 0 | 0 | 0 | 0 | 0 | 0 | 0 | 0 | 0 | 0 | 0 | 0 | 0 | 0 | 0 | 0 | 0 | 0 | 0 | 0 | 0 | 0 | 0 | 0 | 0 | 0 | 0 | 2020
Vintage1977 | natural gas combined cycle | TRUE | 63033.2393.NJ.CA | 2393 | N | . | Gilbert | Gilbert Power, LLC | 63033 | NJ | MAT | RFC |  | 22 | 2 | NAICS-22 Non-Cogen | CA | NG | NG | PJM | AM | mcf | 0 | 0 | 0 | 0 | 0 | 0 | 0 | 0 | 0 | 0 | 0 | 0 | 0 | 0 | 0 | 0 | 0 | 0 | 0 | 0 | 0 | 0 | 0 | 0 | 0 | 0 | 0 | 0 | 0 | 0 | 0 | 0 | 0 | 0 | 0 | 0 | 0 | 0 | 0 | 0 | 0 | 0 | 0 | 0 | 0 | 0 | 0 | 0 | 0 | 0 | 0 | 0 | 0 | 0 | 0 | 0 | 0 | 0 | 0 | 0 | -162 | -146 | -123 | -98 | -88 | 165 | 911 | 710 | -95 | -87 | -122 | -181 | 0 | 0 | 0 | 0 | 684 | 2020
Vintage1974 | petroleum | TRUE | 63033.2393.NJ.CT | 2393 | N | . | Gilbert | Gilbert Power, LLC | 63033 | NJ | MAT | RFC |  | 22 | 2 | NAICS-22 Non-Cogen | CT | DFO | DFO | PJM | AM | barrels | 0 | 0 | 0 | 0 | 0 | 0 | 0 | 0 | 0 | 0 | 0 | 0 | 0 | 0 | 0 | 0 | 0 | 0 | 0 | 0 | 0 | 0 | 0 | 0 | 0 | 0 | 0 | 0 | 0 | 0 | 0 | 0 | 0 | 0 | 0 | 0 | 0 | 0 | 0 | 0 | 0 | 0 | 0 | 0 | 0 | 0 | 0 | 0 | 0 | 0 | 0 | 0 | 0 | 0 | 0 | 0 | 0 | 0 | 0 | 0 | 0 | 0 | 0 | 0 | 0 | 0 | 0 | 0 | 0 | 0 | 0 | 0 | 0 | 0 | 0 | 0 | 0 | 2020
Vintage1974 | natural gas combined cycle | TRUE | 63033.2393.NJ.CT | 2393 | N | . | Gilbert | Gilbert Power, LLC | 63033 | NJ | MAT | RFC |  | 22 | 2 | NAICS-22 Non-Cogen | CT | NG | NG | PJM | AM | mcf | 0 | 0 | 0 | 0 | 0 | 28023 | 51244 | 60719 | 0 | 0 | 0 | 0 | 0 | 0 | 0 | 0 | 0 | 28023 | 51244 | 60719 | 0 | 0 | 0 | 0 | 0 | 0 | 0 | 0 | 0 | 1.03 | 1.031 | 1.031 | 0 | 0 | 0 | 0 | 0 | 0 | 0 | 0 | 0 | 28864 | 52833 | 62601 | 0 | 0 | 0 | 0 | 0 | 0 | 0 | 0 | 0 | 28864 | 52833 | 62601 | 0 | 0 | 0 | 0 | -648 | -584 | -492 | -392 | -352 | 1713 | 3386 | 4149 | -380 | -348 | -488 | -724 | 139986 | 139986 | 144298 | 144298 | 4840 | 2020
Vintage1996 | petroleum | TRUE | 63033.2393.NJ.GT | 2393 | N | . | Gilbert | Gilbert Power, LLC | 63033 | NJ | MAT | RFC |  | 22 | 2 | NAICS-22 Non-Cogen | GT | DFO | DFO | PJM | A | barrels | 568 | 437 | 607 | 444 | 560 | 414 | 581 | 514 | 476 | 374 | 450 | 524 | 568 | 437 | 607 | 444 | 560 | 414 | 581 | 514 | 476 | 374 | 450 | 524 | 5.805 | 5.805 | 5.805 | 5.805 | 5.805 | 5.805 | 5.805 | 5.805 | 5.805 | 5.805 | 5.805 | 5.805 | 3297 | 2537 | 3524 | 2577 | 3251 | 2403 | 3373 | 2984 | 2763 | 2171 | 2612 | 3042 | 3297 | 2537 | 3524 | 2577 | 3251 | 2403 | 3373 | 2984 | 2763 | 2171 | 2612 | 3042 | 206.608 | 158.662 | 220.488 | 161.334 | 203.568 | 150.37 | 210.962 | 186.965 | 173.044 | 136.079 | 163.358 | 190.415 | 5949 | 5949 | 34534 | 34534 | 2161.853 | 2020
Vintage1996 | natural gas peaker | TRUE | 63033.2393.NJ.GT | 2393 | N | . | Gilbert | Gilbert Power, LLC | 63033 | NJ | MAT | RFC |  | 22 | 2 | NAICS-22 Non-Cogen | GT | NG | NG | PJM | A | mcf | 6298 | 5520 | 5602 | 5092 | 4302 | 7151 | 10904 | 9551 | 6040 | 6662 | 5852 | 4250 | 6298 | 5520 | 5602 | 5092 | 4302 | 7151 | 10904 | 9551 | 6040 | 6662 | 5852 | 4250 | 1.031 | 1.031 | 1.031 | 1.031 | 1.031 | 1.031 | 1.031 | 1.031 | 1.031 | 1.031 | 1.031 | 1.031 | 6493 | 5691 | 5776 | 5250 | 4435 | 7373 | 11242 | 9847 | 6227 | 6869 | 6033 | 4382 | 6493 | 5691 | 5776 | 5250 | 4435 | 7373 | 11242 | 9847 | 6227 | 6869 | 6033 | 4382 | 406.367 | 356.301 | 361.574 | 328.667 | 277.688 | 461.508 | 703.757 | 616.426 | 389.842 | 429.985 | 377.703 | 274.329 | 77224 | 77224 | 79618 | 79618 | 4984.147 | 2020
Vintage2002 | petroleum | TRUE | 15147.2398.NJ.CA | 2398 | N | . | Bergen Generating Station | PSEG Fossil LLC | 15147 | NJ | MAT | RFC |  | 22 | 2 | NAICS-22 Non-Cogen | CA | KER | WOO | PJM | M | barrels | 0 | 0 | 0 | 0 | 0 | 0 | 0 | 0 | 0 | 0 | 0 | 0 | 0 | 0 | 0 | 0 | 0 | 0 | 0 | 0 | 0 | 0 | 0 | 0 | 0 | 0 | 0 | 0 | 0 | 0 | 0 | 0 | 0 | 0 | 0 | 0 | 0 | 0 | 0 | 0 | 0 | 0 | 0 | 0 | 0 | 0 | 0 | 0 | 0 | 0 | 0 | 0 | 0 | 0 | 0 | 0 | 0 | 0 | 0 | 0 | 0 | 0 | 0 | 0 | 0 | 0 | 0 | 0 | 0 | 0 | 0 | -32.711 | 0 | 0 | 0 | 0 | -32.711 | 2020
Vintage2002 | natural gas combined cycle | TRUE | 15147.2398.NJ.CA | 2398 | N | . | Bergen Generating Station | PSEG Fossil LLC | 15147 | NJ | MAT | RFC |  | 22 | 2 | NAICS-22 Non-Cogen | CA | NG | NG | PJM | M | mcf | 736 | 174 | 3022 | 4501 | 2762 | 53307 | 122136 | 67847 | 10538 | 0 | 24748 | 0 | 736 | 174 | 3022 | 4501 | 2762 | 53307 | 122136 | 67847 | 10538 | 0 | 24748 | 0 | 1.03 | 1.06 | 1.03 | 1.028 | 1.028 | 1.028 | 1.027 | 1.028 | 1.028 | 0 | 1.028 | 0 | 758 | 184 | 3113 | 4627 | 2839 | 54800 | 125434 | 69747 | 10833 | 0 | 25441 | 0 | 758 | 184 | 3113 | 4627 | 2839 | 54800 | 125434 | 69747 | 10833 | 0 | 25441 | 0 | 6992 | -2634 | 5496 | 13273 | 1836 | 74603 | 157400 | 87355 | 53696 | 69529 | 93191 | -1157.289 | 289771 | 289771 | 297776 | 297776 | 559579.71 | 2020
Vintage2002 | petroleum | TRUE | 15147.2398.NJ.CT | 2398 | N | . | Bergen Generating Station | PSEG Fossil LLC | 15147 | NJ | MAT | RFC |  | 22 | 2 | NAICS-22 Non-Cogen | CT | KER | WOO | PJM | M | barrels | 0 | 0 | 0 | 0 | 0 | 0 | 0 | 0 | 0 | 0 | 0 | 294 | 0 | 0 | 0 | 0 | 0 | 0 | 0 | 0 | 0 | 0 | 0 | 294 | 0 | 0 | 0 | 0 | 0 | 0 | 0 | 0 | 0 | 0 | 0 | 5.6 | 0 | 0 | 0 | 0 | 0 | 0 | 0 | 0 | 0 | 0 | 0 | 1646 | 0 | 0 | 0 | 0 | 0 | 0 | 0 | 0 | 0 | 0 | 0 | 1646 | 0 | 0 | 0 | 0 | 0 | 0 | 0 | 0 | 0 | 0 | 0 | 112.62 | 294 | 294 | 1646 | 1646 | 112.62 | 2020
Vintage2002 | natural gas combined cycle | TRUE | 15147.2398.NJ.CT | 2398 | N | . | Bergen Generating Station | PSEG Fossil LLC | 15147 | NJ | MAT | RFC |  | 22 | 2 | NAICS-22 Non-Cogen | CT | NG | NG | PJM | M | mcf | 278413 | 14399 | 170562 | 301929 | 92644 | 1598612 | 3396637 | 1889287 | 1234179 | 1550544 | 2083732 | 56224 | 278413 | 14399 | 170562 | 301929 | 92644 | 1598612 | 3396637 | 1889287 | 1234179 | 1550544 | 2083732 | 56224 | 1.03 | 1.06 | 1.03 | 1.028 | 1.028 | 1.028 | 1.027 | 1.028 | 1.028 | 1.028 | 1.028 | 1.036 | 286765 | 15263 | 175679 | 310383 | 95238 | 1643373 | 3488346 | 1942187 | 1268736 | 1593959 | 2142076 | 58248 | 286765 | 15263 | 175679 | 310383 | 95238 | 1643373 | 3488346 | 1942187 | 1268736 | 1593959 | 2142076 | 58248 | 23069 | 786 | 14726 | 26436 | 7155 | 139530 | 299605 | 168437 | 108895 | 136287 | 188620 | 3984.38 | 12667162 | 12667162 | 13020253 | 13020253 | 1117530.4 | 2020
Vintage2000 | petroleum | TRUE | 15147.2399.NJ.GT | 2399 | N | . | PSEG Burlington Generating Station | PSEG Fossil LLC | 15147 | NJ | MAT | RFC |  | 22 | 2 | NAICS-22 Non-Cogen | GT | KER | WOO | PJM | A | barrels | 10 | 6 | 9 | 6 | 8 | 6 | 8 | 7 | 7 | 5 | 6 | 8 | 10 | 6 | 9 | 6 | 8 | 6 | 8 | 7 | 7 | 5 | 6 | 8 | 5.6 | 5.6 | 5.6 | 5.6 | 5.6 | 5.6 | 5.6 | 5.6 | 5.6 | 5.6 | 5.6 | 5.6 | 56 | 34 | 50 | 34 | 45 | 34 | 45 | 39 | 39 | 28 | 34 | 45 | 56 | 34 | 50 | 34 | 45 | 34 | 45 | 39 | 39 | 28 | 34 | 45 | 4.352 | 3.341 | 4.643 | 3.398 | 4.287 | 3.167 | 4.443 | 3.937 | 3.644 | 2.866 | 3.44 | 4.01 | 86 | 86 | 483 | 483 | 45.528 | 2020
Vintage2000 | natural gas peaker | TRUE | 15147.2399.NJ.GT | 2399 | N | . | PSEG Burlington Generating Station | PSEG Fossil LLC | 15147 | NJ | MAT | RFC |  | 22 | 2 | NAICS-22 Non-Cogen | GT | NG | NG | PJM | A | mcf | 11840 | 10381 | 10534 | 9576 | 8090 | 13446 | 20504 | 17959 | 11358 | 12527 | 11004 | 7992 | 11840 | 10381 | 10534 | 9576 | 8090 | 13446 | 20504 | 17959 | 11358 | 12527 | 11004 | 7992 | 1.03 | 1.03 | 1.03 | 1.03 | 1.03 | 1.03 | 1.03 | 1.03 | 1.03 | 1.03 | 1.03 | 1.03 | 12195 | 10692 | 10850 | 9863 | 8333 | 13849 | 21119 | 18498 | 11699 | 12903 | 11334 | 8232 | 12195 | 10692 | 10850 | 9863 | 8333 | 13849 | 21119 | 18498 | 11699 | 12903 | 11334 | 8232 | 1152.825 | 1010.786 | 1025.744 | 932.39 | 787.77 | 1309.246 | 1996.48 | 1748.731 | 1105.937 | 1219.82 | 1071.501 | 778.242 | 145211 | 145211 | 149567 | 149567 | 14139.472 | 2020
Vintage1990 | petroleum | TRUE | 15147.2401.NJ.GT | 2401 | N | . | PSEG Essex Generating Station | PSEG Fossil LLC | 15147 | NJ | MAT | RFC |  | 22 | 2 | NAICS-22 Non-Cogen | GT | KER | WOO | PJM | A | barrels | 6 | 5 | 7 | 5 | 6 | 5 | 6 | 6 | 5 | 4 | 5 | 6 | 6 | 5 | 7 | 5 | 6 | 5 | 6 | 6 | 5 | 4 | 5 | 6 | 5.6 | 5.6 | 5.6 | 5.6 | 5.6 | 5.6 | 5.6 | 5.6 | 5.6 | 5.6 | 5.6 | 5.6 | 34 | 28 | 39 | 28 | 34 | 28 | 34 | 34 | 28 | 22 | 28 | 34 | 34 | 28 | 39 | 28 | 34 | 28 | 34 | 34 | 28 | 22 | 28 | 34 | 1.453 | 1.115 | 1.55 | 1.134 | 1.431 | 1.057 | 1.483 | 1.314 | 1.217 | 0.957 | 1.148 | 1.339 | 66 | 66 | 371 | 371 | 15.198 | 2020
Vintage1990 | natural gas peaker | TRUE | 15147.2401.NJ.GT | 2401 | N | . | PSEG Essex Generating Station | PSEG Fossil LLC | 15147 | NJ | MAT | RFC |  | 22 | 2 | NAICS-22 Non-Cogen | GT | NG | NG | PJM | A | mcf | 1160 | 1018 | 1033 | 939 | 793 | 1318 | 2010 | 1761 | 1114 | 1228 | 1079 | 784 | 1160 | 1018 | 1033 | 939 | 793 | 1318 | 2010 | 1761 | 1114 | 1228 | 1079 | 784 | 1.028 | 1.028 | 1.028 | 1.028 | 1.028 | 1.028 | 1.028 | 1.028 | 1.028 | 1.028 | 1.028 | 1.028 | 1192 | 1047 | 1062 | 965 | 815 | 1355 | 2066 | 1810 | 1145 | 1262 | 1109 | 806 | 1192 | 1047 | 1062 | 965 | 815 | 1355 | 2066 | 1810 | 1145 | 1262 | 1109 | 806 | 49.066 | 43.021 | 43.658 | 39.684 | 33.529 | 55.724 | 84.974 | 74.429 | 47.071 | 51.918 | 45.605 | 33.123 | 14237 | 14237 | 14634 | 14634 | 601.802 | 2020
Vintage2012 | petroleum | TRUE | 15147.2404.NJ.GT | 2404 | N | . | PSEG Kearny Generating Station | PSEG Fossil LLC | 15147 | NJ | MAT | RFC |  | 22 | 2 | NAICS-22 Non-Cogen | GT | KER | WOO | PJM | A | barrels | 6 | 5 | 8 | 6 | 7 | 5 | 7 | 6 | 6 | 5 | 6 | 7 | 6 | 5 | 8 | 6 | 7 | 5 | 7 | 6 | 6 | 5 | 6 | 7 | 5.6 | 5.6 | 5.6 | 5.6 | 5.6 | 5.6 | 5.6 | 5.6 | 5.6 | 5.6 | 5.6 | 5.6 | 34 | 28 | 45 | 34 | 39 | 28 | 39 | 34 | 34 | 28 | 34 | 39 | 34 | 28 | 45 | 34 | 39 | 28 | 39 | 34 | 34 | 28 | 34 | 39 | 3.21 | 2.464 | 3.424 | 2.506 | 3.161 | 2.335 | 3.276 | 2.904 | 2.687 | 2.113 | 2.537 | 2.957 | 74 | 74 | 416 | 416 | 33.574 | 2020
Vintage2012 | natural gas peaker | TRUE | 15147.2404.NJ.GT | 2404 | N | . | PSEG Kearny Generating Station | PSEG Fossil LLC | 15147 | NJ | MAT | RFC |  | 22 | 2 | NAICS-22 Non-Cogen | GT | NG | NG | PJM | A | mcf | 90506 | 79355 | 80529 | 73200 | 61846 | 102786 | 156740 | 137290 | 86825 | 95766 | 84122 | 61098 | 90506 | 79355 | 80529 | 73200 | 61846 | 102786 | 156740 | 137290 | 86825 | 95766 | 84122 | 61098 | 1.029 | 1.029 | 1.029 | 1.029 | 1.029 | 1.029 | 1.029 | 1.029 | 1.029 | 1.029 | 1.029 | 1.029 | 93131 | 81656 | 82864 | 75323 | 63640 | 105767 | 161285 | 141271 | 89343 | 98543 | 86562 | 62870 | 93131 | 81656 | 82864 | 75323 | 63640 | 105767 | 161285 | 141271 | 89343 | 98543 | 86562 | 62870 | 7545.201 | 6615.564 | 6713.464 | 6102.468 | 5155.934 | 8568.976 | 13066.901 | 11445.392 | 7238.326 | 7983.688 | 7012.943 | 5093.569 | 1110063 | 1110063 | 1142255 | 1142255 | 92542.426 | 2020
Vintage2012 | petroleum | TRUE | 15147.2404.NJ.GT | 2404 | N | . | PSEG Kearny Generating Station | PSEG Fossil LLC | 15147 | NJ | MAT | RFC |  | 22 | 2 | NAICS-22 Non-Cogen | GT | RFO | RFO | PJM | A | barrels | 0 | 0 | 0 | 0 | 0 | 0 | 0 | 0 | 0 | 0 | 0 | 0 | 0 | 0 | 0 | 0 | 0 | 0 | 0 | 0 | 0 | 0 | 0 | 0 | 0 | 0 | 0 | 0 | 0 | 0 | 0 | 0 | 0 | 0 | 0 | 0 | 0 | 0 | 0 | 0 | 0 | 0 | 0 | 0 | 0 | 0 | 0 | 0 | 0 | 0 | 0 | 0 | 0 | 0 | 0 | 0 | 0 | 0 | 0 | 0 | 0 | 0 | 0 | 0 | 0 | 0 | 0 | 0 | 0 | 0 | 0 | 0 | 0 | 0 | 0 | 0 | 0 | 2020
Vintage2006 | petroleum | TRUE | 15147.2406.NJ.CA | 2406 | N | . | PSEG Linden Generating Station | PSEG Fossil LLC | 15147 | NJ | MAT | RFC |  | 22 | 2 | NAICS-22 Non-Cogen | CA | DFO | DFO | PJM | M | barrels | 0 | 0 | 0 | 0 | 0 | 0 | 0 | 0 | 0 | 0 | 0 | 0 | 0 | 0 | 0 | 0 | 0 | 0 | 0 | 0 | 0 | 0 | 0 | 0 | 0 | 0 | 0 | 0 | 0 | 0 | 0 | 0 | 0 | 0 | 0 | 0 | 0 | 0 | 0 | 0 | 0 | 0 | 0 | 0 | 0 | 0 | 0 | 0 | 0 | 0 | 0 | 0 | 0 | 0 | 0 | 0 | 0 | 0 | 0 | 0 | 0 | 0 | 0 | 0 | 0 | 0 | 0 | 0 | 0 | 0 | 0 | 55.057 | 0 | 0 | 0 | 0 | 55.057 | 2020
Vintage2006 | natural gas combined cycle | TRUE | 15147.2406.NJ.CA | 2406 | N | . | PSEG Linden Generating Station | PSEG Fossil LLC | 15147 | NJ | MAT | RFC |  | 22 | 2 | NAICS-22 Non-Cogen | CA | NG | NG | PJM | M | mcf | 143618 | 127022 | 89298 | 11804 | 5245 | 262709 | 427627 | 318882 | 96111 | 25043 | 144545 | 62785 | 143618 | 127022 | 89298 | 11804 | 5245 | 262709 | 427627 | 318882 | 96111 | 25043 | 144545 | 62785 | 1.048 | 1.05 | 1.046 | 1.044 | 1.038 | 1.04 | 1.041 | 1.043 | 1.042 | 1.044 | 1.047 | 1.048 | 150512 | 133373 | 93406 | 12323 | 5444 | 273217 | 445160 | 332594 | 100148 | 26145 | 151339 | 65799 | 150512 | 133373 | 93406 | 12323 | 5444 | 273217 | 445160 | 332594 | 100148 | 26145 | 151339 | 65799 | 167289 | 109190 | 24728 | 30297 | 11402 | 128321 | 214004 | 162399 | 53472 | 70977 | 110347 | 88857.943 | 1714689 | 1714689 | 1789460 | 1789460 | 1171283.9 | 2020
Vintage2006 | petroleum | TRUE | 15147.2406.NJ.CT | 2406 | N | . | PSEG Linden Generating Station | PSEG Fossil LLC | 15147 | NJ | MAT | RFC |  | 22 | 2 | NAICS-22 Non-Cogen | CT | DFO | DFO | PJM | M | barrels | 0 | 0 | 0 | 0 | 0 | 0 | 0 | 0 | 0 | 0 | 0 | 237 | 0 | 0 | 0 | 0 | 0 | 0 | 0 | 0 | 0 | 0 | 0 | 237 | 0 | 0 | 0 | 0 | 0 | 0 | 0 | 0 | 0 | 0 | 0 | 5.6 | 0 | 0 | 0 | 0 | 0 | 0 | 0 | 0 | 0 | 0 | 0 | 1327 | 0 | 0 | 0 | 0 | 0 | 0 | 0 | 0 | 0 | 0 | 0 | 1327 | 0 | 0 | 0 | 0 | 0 | 0 | 0 | 0 | 0 | 0 | 0 | 115.438 | 237 | 237 | 1327 | 1327 | 115.438 | 2020
Vintage2006 | natural gas combined cycle | TRUE | 15147.2406.NJ.CT | 2406 | N | . | PSEG Linden Generating Station | PSEG Fossil LLC | 15147 | NJ | MAT | RFC |  | 22 | 2 | NAICS-22 Non-Cogen | CT | NG | NG | PJM | M | mcf | 3200752 | 2091055 | 548324 | 687190 | 317654 | 2191606 | 3519047 | 2709030 | 1010421 | 1520909 | 1984961 | 1981093 | 3200752 | 2091055 | 548324 | 687190 | 317654 | 2191606 | 3519047 | 2709030 | 1010421 | 1520909 | 1984961 | 1981093 | 1.048 | 1.05 | 1.046 | 1.044 | 1.038 | 1.04 | 1.041 | 1.043 | 1.042 | 1.044 | 1.047 | 1.048 | 3354388 | 2195608 | 573547 | 717426 | 329725 | 2279270 | 3663328 | 2825518 | 1052859 | 1587829 | 2078254 | 2076185 | 3354388 | 2195608 | 573547 | 717426 | 329725 | 2279270 | 3663328 | 2825518 | 1052859 | 1587829 | 2078254 | 2076185 | 303426 | 203143 | 56957 | 65703 | 28486 | 206374 | 339447 | 260341 | 96184 | 141700 | 194802 | 180583.56 | 21762042 | 21762042 | 22733937 | 22733937 | 2077146.6 | 2020
Vintage2000 | petroleum | TRUE | 15147.2406.NJ.GT | 2406 | N | . | PSEG Linden Generating Station | PSEG Fossil LLC | 15147 | NJ | MAT | RFC |  | 22 | 2 | NAICS-22 Non-Cogen | GT | DFO | DFO | PJM | M | barrels | 0 | 0 | 0 | 0 | 0 | 0 | 0 | 0 | 0 | 0 | 0 | 648 | 0 | 0 | 0 | 0 | 0 | 0 | 0 | 0 | 0 | 0 | 0 | 648 | 0 | 0 | 0 | 0 | 0 | 0 | 0 | 0 | 0 | 0 | 0 | 5.6 | 0 | 0 | 0 | 0 | 0 | 0 | 0 | 0 | 0 | 0 | 0 | 3629 | 0 | 0 | 0 | 0 | 0 | 0 | 0 | 0 | 0 | 0 | 0 | 3629 | 0 | 0 | 0 | 0 | 0 | 0 | 0 | 0 | 0 | 0 | 0 | 242.37 | 648 | 648 | 3629 | 3629 | 242.37 | 2020
Vintage2000 | natural gas peaker | TRUE | 15147.2406.NJ.GT | 2406 | N | . | PSEG Linden Generating Station | PSEG Fossil LLC | 15147 | NJ | MAT | RFC |  | 22 | 2 | NAICS-22 Non-Cogen | GT | NG | NG | PJM | M | mcf | 1885 | 871 | 482 | 903 | 495 | 17412 | 38398 | 33036 | 2730 | 788 | 2255 | 20910 | 1885 | 871 | 482 | 903 | 495 | 17412 | 38398 | 33036 | 2730 | 788 | 2255 | 20910 | 1.048 | 1.05 | 1.046 | 1.044 | 1.038 | 1.04 | 1.041 | 1.043 | 1.042 | 1.044 | 1.047 | 1.048 | 1975 | 915 | 504 | 943 | 514 | 18108 | 39972 | 34457 | 2845 | 823 | 2361 | 21914 | 1975 | 915 | 504 | 943 | 514 | 18108 | 39972 | 34457 | 2845 | 823 | 2361 | 21914 | -233 | -227 | -224 | -194 | -153 | 1121 | 2892 | 2586 | 59 | -136 | -13 | 1463.63 | 120165 | 120165 | 125331 | 125331 | 6941.63 | 2020
Vintage1971 | petroleum | TRUE | 15478.2410.NJ.GT | 2410 | N | . | PSEG Salem Generating Station | PSEG Nuclear LLC | 15478 | NJ | MAT | RFC |  | 22 | 2 | NAICS-22 Non-Cogen | GT | DFO | DFO | PJM | M | barrels | 0 | 0 | 0 | 17 | 8 | 40 | 0 | 0 | 0 | 0 | 0 | 0 | 0 | 0 | 0 | 17 | 8 | 40 | 0 | 0 | 0 | 0 | 0 | 0 | 0 | 0 | 0 | 5.879 | 5.879 | 5.879 | 0 | 0 | 0 | 0 | 0 | 0 | 0 | 0 | 0 | 100 | 47 | 235 | 0 | 0 | 0 | 0 | 0 | 0 | 0 | 0 | 0 | 100 | 47 | 235 | 0 | 0 | 0 | 0 | 0 | 0 | -17 | -15 | -15 | -14 | -9 | 11 | -10 | -10 | -9 | -10 | -12 | -15 | 65 | 65 | 382 | 382 | -125 | 2020
Vintage1971 | petroleum | TRUE | 15478.2410.NJ.GT | 2410 | N | . | PSEG Salem Generating Station | PSEG Nuclear LLC | 15478 | NJ | MAT | RFC |  | 22 | 2 | NAICS-22 Non-Cogen | GT | KER | WOO | PJM | M | barrels | 0 | 0 | 0 | 0 | 0 | 0 | 0 | 0 | 0 | 0 | 0 | 0 | 0 | 0 | 0 | 0 | 0 | 0 | 0 | 0 | 0 | 0 | 0 | 0 | 0 | 0 | 0 | 0 | 0 | 0 | 0 | 0 | 0 | 0 | 0 | 0 | 0 | 0 | 0 | 0 | 0 | 0 | 0 | 0 | 0 | 0 | 0 | 0 | 0 | 0 | 0 | 0 | 0 | 0 | 0 | 0 | 0 | 0 | 0 | 0 | 0 | 0 | 0 | 0 | 0 | 0 | 0 | 0 | 0 | 0 | 0 | 0 | 0 | 0 | 0 | 0 | 0 | 2020
Vintage1981 | nuclear | TRUE | 15478.2410.NJ.ST | 2410 | N | 2 | PSEG Salem Generating Station | PSEG Nuclear LLC | 15478 | NJ | MAT | RFC |  | 22 | 2 | NAICS-22 Non-Cogen | ST | NUC | NUC | PJM | M |  | 0 | 0 | 0 | 0 | 0 | 0 | 0 | 0 | 0 | 0 | 0 | 0 | 0 | 0 | 0 | 0 | 0 | 0 | 0 | 0 | 0 | 0 | 0 | 0 | 0 | 0 | 0 | 0 | 0 | 0 | 0 | 0 | 0 | 0 | 0 | 0 | 9047732 | 8479492 | 8986174 | 2630820 | 3413067 | 8609857 | 8794480 | 8545635 | 8640683 | 9038048 | 8787230 | 9075988 | 9047732 | 8479492 | 8986174 | 2630820 | 3413067 | 8609857 | 8794480 | 8545635 | 8640683 | 9038048 | 8787230 | 9075988 | 866145 | 811747 | 860252 | 251850 | 326735 | 824227 | 841901 | 818079 | 827178 | 865218 | 841207 | 868850 | 0 | 0 | 94049206 | 94049206 | 9003389 | 2020
Vintage1981 | nuclear | TRUE | 15478.2410.NJ.ST | 2410 | N | 1 | PSEG Salem Generating Station | PSEG Nuclear LLC | 15478 | NJ | MAT | RFC |  | 22 | 2 | NAICS-22 Non-Cogen | ST | NUC | NUC | PJM | M |  | 0 | 0 | 0 | 0 | 0 | 0 | 0 | 0 | 0 | 0 | 0 | 0 | 0 | 0 | 0 | 0 | 0 | 0 | 0 | 0 | 0 | 0 | 0 | 0 | 0 | 0 | 0 | 0 | 0 | 0 | 0 | 0 | 0 | 0 | 0 | 0 | 9169480 | 7316457 | 1327162 | 8839669 | 9133117 | 8717409 | 8790625 | 8818954 | 8690553 | 504259 | 0 | 3329457 | 9169480 | 7316457 | 1327162 | 8839669 | 9133117 | 8717409 | 8790625 | 8818954 | 8690553 | 504259 | 0 | 3329457 | 877800 | 700409 | 127050 | 846227 | 874319 | 834523 | 841532 | 844244 | 831952 | 48273 | -2888 | 318731 | 0 | 0 | 74637142 | 74637142 | 7142172 | 2020
Vintage2018 | petroleum | TRUE | 15147.2411.NJ.CA | 2411 | N | . | PSEG Sewaren Generating Station | PSEG Fossil LLC | 15147 | NJ | MAT | RFC |  | 22 | 2 | NAICS-22 Non-Cogen | CA | DFO | DFO | PJM | M | barrels | 0 | 0 | 0 | 0 | 0 | 0 | 0 | 0 | 0 | 0 | 0 | 0 | 0 | 0 | 0 | 0 | 0 | 0 | 0 | 0 | 0 | 0 | 0 | 0 | 0 | 0 | 0 | 0 | 0 | 0 | 0 | 0 | 0 | 0 | 0 | 0 | 0 | 0 | 0 | 0 | 0 | 0 | 0 | 0 | 0 | 0 | 0 | 0 | 0 | 0 | 0 | 0 | 0 | 0 | 0 | 0 | 0 | 0 | 0 | 0 | 0 | 3231.373 | 0 | 0 | 0 | 0 | 0 | 0 | 0 | 47.09 | 82.579 | 0 | 0 | 0 | 0 | 0 | 3361.042 | 2020
Vintage2018 | natural gas combined cycle | TRUE | 15147.2411.NJ.CA | 2411 | N | . | PSEG Sewaren Generating Station | PSEG Fossil LLC | 15147 | NJ | MAT | RFC |  | 22 | 2 | NAICS-22 Non-Cogen | CA | NG | NG | PJM | M | mcf | 220452 | 209003 | 204755 | 154372 | 101260 | 233272 | 262782 | 198198 | 103952 | 64503 | 11196 | 71064 | 220452 | 209003 | 204755 | 154372 | 101260 | 233272 | 262782 | 198198 | 103952 | 64503 | 11196 | 71064 | 1.046 | 1.05 | 1.045 | 1.044 | 1.04 | 1.034 | 1.038 | 1.041 | 1.039 | 1.043 | 1.046 | 1.048 | 230593 | 219453 | 213969 | 161164 | 105310 | 241203 | 272768 | 206324 | 108006 | 67277 | 11711 | 74475 | 230593 | 219453 | 213969 | 161164 | 105310 | 241203 | 272768 | 206324 | 108006 | 67277 | 11711 | 74475 | 119680 | 108009.63 | 114850 | 105887 | 93614 | 113093 | 119440 | 111933 | 95597 | 90522.91 | 19625.421 | 94783 | 1834809 | 1834809 | 1912253 | 1912253 | 1187035 | 2020
Vintage2018 | petroleum | TRUE | 15147.2411.NJ.CT | 2411 | N | . | PSEG Sewaren Generating Station | PSEG Fossil LLC | 15147 | NJ | MAT | RFC |  | 22 | 2 | NAICS-22 Non-Cogen | CT | DFO | DFO | PJM | M | barrels | 0 | 11649 | 0 | 0 | 0 | 0 | 0 | 0 | 0 | 181 | 413 | 0 | 0 | 11649 | 0 | 0 | 0 | 0 | 0 | 0 | 0 | 181 | 413 | 0 | 0 | 5.8 | 0 | 0 | 0 | 0 | 0 | 0 | 0 | 5.6 | 5.6 | 0 | 0 | 67564 | 0 | 0 | 0 | 0 | 0 | 0 | 0 | 1014 | 2313 | 0 | 0 | 67564 | 0 | 0 | 0 | 0 | 0 | 0 | 0 | 1014 | 2313 | 0 | 0 | 7448.448 | 0 | 0 | 0 | 0 | 0 | 0 | 0 | 110.744 | 229.57 | 0 | 12243 | 12243 | 70891 | 70891 | 7788.762 | 2020
Vintage2018 | natural gas combined cycle | TRUE | 15147.2411.NJ.CT | 2411 | N | . | PSEG Sewaren Generating Station | PSEG Fossil LLC | 15147 | NJ | MAT | RFC |  | 22 | 2 | NAICS-22 Non-Cogen | CT | NG | NG | PJM | M | mcf | 2141711 | 1941810 | 2061336 | 1948788 | 1776585 | 1892588 | 1993857 | 1977815 | 1837338 | 1803633 | 514284 | 1966184 | 2141711 | 1941810 | 2061336 | 1948788 | 1776585 | 1892588 | 1993857 | 1977815 | 1837338 | 1803633 | 514284 | 1966184 | 1.046 | 1.05 | 1.045 | 1.044 | 1.04 | 1.034 | 1.038 | 1.041 | 1.039 | 1.043 | 1.046 | 1.048 | 2240230 | 2038901 | 2154096 | 2034535 | 1847648 | 1956936 | 2069624 | 2058905 | 1908994 | 1881189 | 537941 | 2060561 | 2240230 | 2038901 | 2154096 | 2034535 | 1847648 | 1956936 | 2069624 | 2058905 | 1908994 | 1881189 | 537941 | 2060561 | 250351 | 224773.55 | 236148 | 222088 | 196554 | 211067 | 222475 | 220815 | 203553 | 205535.26 | 53396.43 | 222113 | 21855929 | 21855929 | 22789560 | 22789560 | 2468869.2 | 2020
Vintage2012 | hard coal | TRUE | 19856.2434.NJ.GT | 2434 | N | . | Howard Down | City of Vineland - (NJ) | 19856 | NJ | MAT | RFC |  | 22 | 1 | Electric Utility | GT | BIT | COL | PJM | M | short tons | 0 | 0 | 0 | 0 | 0 | 0 | 0 | 0 | 0 | 0 | 0 | 0 | 0 | 0 | 0 | 0 | 0 | 0 | 0 | 0 | 0 | 0 | 0 | 0 | 0 | 0 | 0 | 0 | 0 | 0 | 0 | 0 | 0 | 0 | 0 | 0 | 0 | 0 | 0 | 0 | 0 | 0 | 0 | 0 | 0 | 0 | 0 | 0 | 0 | 0 | 0 | 0 | 0 | 0 | 0 | 0 | 0 | 0 | 0 | 0 | 0 | 0 | 0 | 0 | 0 | 0 | 0 | 0 | 0 | 0 | 0 | 0 | 0 | 0 | 0 | 0 | 0 | 2020
Vintage2012 | petroleum | TRUE | 19856.2434.NJ.GT | 2434 | N | . | Howard Down | City of Vineland - (NJ) | 19856 | NJ | MAT | RFC |  | 22 | 1 | Electric Utility | GT | DFO | DFO | PJM | M | barrels | 0 | 0 | 0 | 0 | 0 | 0 | 0 | 0 | 0 | 0 | 0 | 0 | 0 | 0 | 0 | 0 | 0 | 0 | 0 | 0 | 0 | 0 | 0 | 0 | 0 | 0 | 0 | 0 | 0 | 0 | 0 | 0 | 0 | 0 | 0 | 0 | 0 | 0 | 0 | 0 | 0 | 0 | 0 | 0 | 0 | 0 | 0 | 0 | 0 | 0 | 0 | 0 | 0 | 0 | 0 | 0 | 0 | 0 | 0 | 0 | 0 | 0 | 0 | 0 | 0 | 0 | 0 | 0 | 0 | 0 | 0 | 0 | 0 | 0 | 0 | 0 | 0 | 2020
Vintage2012 | natural gas peaker | TRUE | 19856.2434.NJ.GT | 2434 | N | . | Howard Down | City of Vineland - (NJ) | 19856 | NJ | MAT | RFC |  | 22 | 1 | Electric Utility | GT | NG | NG | PJM | M | mcf | 35283 | 17371 | 37288 | 29780 | 33299 | 51330 | 146430 | 108145 | 24829 | 75737 | 72531 | 14994 | 35283 | 17371 | 37288 | 29780 | 33299 | 51330 | 146430 | 108145 | 24829 | 75737 | 72531 | 14994 | 1.04 | 1.04 | 1.04 | 1.04 | 1.04 | 1.04 | 1.04 | 1.04 | 1.04 | 1.04 | 1.04 | 1.04 | 36694 | 18066 | 38780 | 30971 | 34631 | 53383 | 152287 | 112471 | 25822 | 78766 | 75432 | 15594 | 36694 | 18066 | 38780 | 30971 | 34631 | 53383 | 152287 | 112471 | 25822 | 78766 | 75432 | 15594 | 3603 | 1776 | 3817 | 3040 | 3382 | 5140 | 14644 | 10792 | 2459 | 7515 | 7160 | 1486 | 647017 | 647017 | 672897 | 672897 | 64814 | 2020
Vintage2012 | petroleum | TRUE | 19856.2434.NJ.GT | 2434 | N | . | Howard Down | City of Vineland - (NJ) | 19856 | NJ | MAT | RFC |  | 22 | 1 | Electric Utility | GT | RFO | RFO | PJM | M | barrels | 0 | 0 | 0 | 0 | 0 | 0 | 0 | 0 | 0 | 0 | 0 | 0 | 0 | 0 | 0 | 0 | 0 | 0 | 0 | 0 | 0 | 0 | 0 | 0 | 0 | 0 | 0 | 0 | 0 | 0 | 0 | 0 | 0 | 0 | 0 | 0 | 0 | 0 | 0 | 0 | 0 | 0 | 0 | 0 | 0 | 0 | 0 | 0 | 0 | 0 | 0 | 0 | 0 | 0 | 0 | 0 | 0 | 0 | 0 | 0 | 0 | 0 | 0 | 0 | 0 | 0 | 0 | 0 | 0 | 0 | 0 | 0 | 0 | 0 | 0 | 0 | 0 | 2020
Vintage1970 | hard coal | TRUE | 803.2442.NM.ST | 2442 | N | . | Four Corners | Arizona Public Service Co | 803 | NM | MTN | WECC |  | 22 | 1 | Electric Utility | ST | BIT | COL | AZPS | M | short tons | 0 | 0 | 0 | 0 | 0 | 0 | 0 | 0 | 0 | 0 | 0 | 0 | 0 | 0 | 0 | 0 | 0 | 0 | 0 | 0 | 0 | 0 | 0 | 0 | 0 | 0 | 0 | 0 | 0 | 0 | 0 | 0 | 0 | 0 | 0 | 0 | 0 | 0 | 0 | 0 | 0 | 0 | 0 | 0 | 0 | 0 | 0 | 0 | 0 | 0 | 0 | 0 | 0 | 0 | 0 | 0 | 0 | 0 | 0 | 0 | 0 | 0 | 0 | 0 | 0 | 0 | 0 | 0 | 0 | 0 | 0 | 0 | 0 | 0 | 0 | 0 | 0 | 2020
Vintage1970 | natural gas steam turbine | TRUE | 803.2442.NM.ST | 2442 | N | . | Four Corners | Arizona Public Service Co | 803 | NM | MTN | WECC |  | 22 | 1 | Electric Utility | ST | NG | NG | AZPS | M | mcf | 175456 | 98672 | 83559 | 105523 | 106344 | 127102 | 162099 | 66730 | 43619 | 108118 | 106852 | 73023 | 175456 | 98672 | 83559 | 105523 | 106344 | 127102 | 162099 | 66730 | 43619 | 108118 | 106852 | 73023 | 1.021 | 1.2 | 1.019 | 1.022 | 1.014 | 1.002 | 1 | 1.001 | 1.013 | 1.009 | 1.023 | 1.027 | 179141 | 118406 | 85147 | 107845 | 107833 | 127356 | 162099 | 66797 | 44186 | 109091 | 109310 | 74995 | 179141 | 118406 | 85147 | 107845 | 107833 | 127356 | 162099 | 66797 | 44186 | 109091 | 109310 | 74995 | 17264.607 | 11422.646 | 7935.177 | 9946.976 | 9995.339 | 12800.289 | 15801.197 | 6557.513 | 4423.031 | 11054.246 | 10271.782 | 7545.514 | 1257097 | 1257097 | 1292206 | 1292206 | 125018.32 | 2020
Vintage1970 | hard coal | TRUE | 803.2442.NM.ST | 2442 | N | . | Four Corners | Arizona Public Service Co | 803 | NM | MTN | WECC |  | 22 | 1 | Electric Utility | ST | SUB | COL | AZPS | M | short tons | 419182 | 330730 | 252093 | 238356 | 200487 | 351112 | 504672 | 490061 | 555649 | 310671 | 172512 | 389111 | 419182 | 330730 | 252093 | 238356 | 200487 | 351112 | 504672 | 490061 | 555649 | 310671 | 172512 | 389111 | 17.86 | 17.948 | 17.904 | 18.15 | 18.27 | 18.214 | 18.17 | 18.318 | 18.214 | 18.306 | 18.224 | 18.338 | 7486591 | 5935942 | 4513473 | 4326161 | 3662897 | 6395154 | 9169890 | 8976937 | 10120591 | 5687143 | 3143859 | 7135518 | 7486591 | 5935942 | 4513473 | 4326161 | 3662897 | 6395154 | 9169890 | 8976937 | 10120591 | 5687143 | 3143859 | 7135518 | 721517.39 | 572639.35 | 420629.82 | 399021.02 | 339524.66 | 642762.71 | 893868.8 | 881276.49 | 1013073 | 576280.75 | 295427.22 | 717933.49 | 4214636 | 4214636 | 76554156 | 76554156 | 7473954.7 | 2020
Vintage2013 | natural gas peaker | TRUE | 5701.2444.NM.GT | 2444 | N | . | Rio Grande | El Paso Electric Co | 5701 | NM | MTN | WECC |  | 22 | 1 | Electric Utility | GT | NG | NG | EPE | M | mcf | 230912 | 362848 | 146150 | 133021 | 398893 | 427881 | 481020 | 431298 | 159991 | 10 | 0 | 0 | 230912 | 362848 | 146150 | 133021 | 398893 | 427881 | 481020 | 431298 | 159991 | 10 | 0 | 0 | 1.032 | 1.033 | 1.026 | 1.037 | 1.052 | 1.022 | 1.024 | 1.022 | 1.016 | 1.016 | 0 | 0 | 238301 | 374822 | 149950 | 137943 | 419635 | 437294 | 492564 | 440787 | 162551 | 10 | 0 | 0 | 238301 | 374822 | 149950 | 137943 | 419635 | 437294 | 492564 | 440787 | 162551 | 10 | 0 | 0 | 20690 | 36683 | 14195 | 13764 | 41191 | 40464 | 57310 | 41766 | 16086 | 0 | 0 | 0 | 2772024 | 2772024 | 2853857 | 2853857 | 282149 | 2020
Vintage1972 | natural gas steam turbine | TRUE | 5701.2444.NM.ST | 2444 | N | . | Rio Grande | El Paso Electric Co | 5701 | NM | MTN | WECC |  | 22 | 1 | Electric Utility | ST | NG | NG | EPE | M | mcf | 154116 | 265976 | 612130 | 625131 | 658093 | 209802 | 669687 | 900905 | 909287 | 752186 | 631881 | 651079 | 154116 | 265976 | 612130 | 625131 | 658093 | 209802 | 669687 | 900905 | 909287 | 752186 | 631881 | 651079 | 1.032 | 1.037 | 1.032 | 1.047 | 1.052 | 1.022 | 1.024 | 1.021 | 1.021 | 1.019 | 1.02 | 1.032 | 159048 | 275817 | 631718 | 654512 | 692314 | 214418 | 685759 | 919824 | 928382 | 766478 | 644519 | 671914 | 159048 | 275817 | 631718 | 654512 | 692314 | 214418 | 685759 | 919824 | 928382 | 766478 | 644519 | 671914 | 13417 | 22393 | 53219 | 56085 | 58194 | 15909 | 56140 | 74427 | 75712 | 65065 | 53195 | 58202 | 7040273 | 7040273 | 7244703 | 7244703 | 601958 | 2020
Vintage1976 | natural gas peaker | TRUE | 17718.2446.NM.GT | 2446 | N | . | Maddox | Southwestern Public Service Co | 17718 | NM | MTN | MRO |  | 22 | 1 | Electric Utility | GT | NG | NG | SWPP | M | mcf | 422513 | 183115 | . | 82968 | 85839 | 212775 | 206271 | 339840 | 266014 | 441327 | 42943 | 136048 | 422513 | 183115 | . | 82968 | 85839 | 212775 | 206271 | 339840 | 266014 | 441327 | 42943 | 136048 | 1.007 | 1.011 | . | 1.053 | 1.012 | 1.016 | 1.015 | 1.015 | 1.009 | 1.004 | 1.001 | 1.003 | 425471 | 185129 | . | 87365 | 86869 | 216179 | 209365 | 344938 | 268408 | 443092 | 42986 | 136456 | 425471 | 185129 | . | 87365 | 86869 | 216179 | 209365 | 344938 | 268408 | 443092 | 42986 | 136456 | 31549 | 13708 | . | 6573 | 6263 | 14376 | 18958 | 25374 | 17149 | 32642 | 2906 | 9982 | 2419653 | 2419653 | 2446258 | 2446258 | 179480 | 2020
Vintage1967 | natural gas steam turbine | TRUE | 17718.2446.NM.ST | 2446 | N | . | Maddox | Southwestern Public Service Co | 17718 | NM | MTN | MRO |  | 22 | 1 | Electric Utility | ST | NG | NG | SWPP | M | mcf | 565083 | 658143 | . | 604266 | 322098 | 251333 | 690150 | 483040 | 302023 | 0 | 317779 | 399608 | 565083 | 658143 | . | 604266 | 322098 | 251333 | 690150 | 483040 | 302023 | 0 | 317779 | 399608 | 1.01 | 1.022 | . | 1.047 | 1.022 | 1.014 | 1.014 | 1.016 | 1.01 | 0 | 1.009 | 1.017 | 570734 | 672622 | . | 632667 | 329184 | 254852 | 699812 | 490769 | 305043 | 0 | 320639 | 406401 | 570734 | 672622 | . | 632667 | 329184 | 254852 | 699812 | 490769 | 305043 | 0 | 320639 | 406401 | 53508 | 64598 | . | 60137 | 30071 | 24326 | 58592 | 45047 | 31332 | -180 | 26791 | 36755 | 4593523 | 4593523 | 4682723 | 4682723 | 430977 | 2020
Vintage1962 | hard coal | TRUE | 15473.2450.NM.ST | 2450 | N | . | Reeves | Public Service Co of NM | 15473 | NM | MTN | WECC |  | 22 | 1 | Electric Utility | ST | BIT | COL | PNM | M | short tons | 0 | 0 | 0 | 0 | 0 | 0 | 0 | 0 | 0 | 0 | 0 | 0 | 0 | 0 | 0 | 0 | 0 | 0 | 0 | 0 | 0 | 0 | 0 | 0 | 0 | 0 | 0 | 0 | 0 | 0 | 0 | 0 | 0 | 0 | 0 | 0 | 0 | 0 | 0 | 0 | 0 | 0 | 0 | 0 | 0 | 0 | 0 | 0 | 0 | 0 | 0 | 0 | 0 | 0 | 0 | 0 | 0 | 0 | 0 | 0 | 0 | 0 | 0 | 0 | 0 | 0 | 0 | 0 | 0 | 0 | 0 | 0 | 0 | 0 | 0 | 0 | 0 | 2020
Vintage1962 | petroleum | TRUE | 15473.2450.NM.ST | 2450 | N | . | Reeves | Public Service Co of NM | 15473 | NM | MTN | WECC |  | 22 | 1 | Electric Utility | ST | DFO | DFO | PNM | M | barrels | 0 | 0 | 0 | 0 | 0 | 0 | 0 | 0 | 0 | 0 | 0 | 0 | 0 | 0 | 0 | 0 | 0 | 0 | 0 | 0 | 0 | 0 | 0 | 0 | 0 | 0 | 0 | 0 | 0 | 0 | 0 | 0 | 0 | 0 | 0 | 0 | 0 | 0 | 0 | 0 | 0 | 0 | 0 | 0 | 0 | 0 | 0 | 0 | 0 | 0 | 0 | 0 | 0 | 0 | 0 | 0 | 0 | 0 | 0 | 0 | 0 | 0 | 0 | 0 | 0 | 0 | 0 | 0 | 0 | 0 | 0 | 0 | 0 | 0 | 0 | 0 | 0 | 2020
Vintage1962 | natural gas steam turbine | TRUE | 15473.2450.NM.ST | 2450 | N | . | Reeves | Public Service Co of NM | 15473 | NM | MTN | WECC |  | 22 | 1 | Electric Utility | ST | NG | NG | PNM | M | mcf | 8137 | 8663 | 0 | 0 | 16329 | 144844 | 317432 | 366626 | 127483 | 227861 | 107601 | 93134 | 8137 | 8663 | 0 | 0 | 16329 | 144844 | 317432 | 366626 | 127483 | 227861 | 107601 | 93134 | 1.03 | 1.043 | 0 | 0 | 1.05 | 1.02 | 1.02 | 1.02 | 1.02 | 1.02 | 1.04 | 1.01 | 8381 | 9036 | 0 | 0 | 17145 | 147741 | 323781 | 373959 | 130033 | 232418 | 111905 | 94065 | 8381 | 9036 | 0 | 0 | 17145 | 147741 | 323781 | 373959 | 130033 | 232418 | 111905 | 94065 | 501 | 554 | 0 | 0 | 1046 | 11454 | 25414 | 29345 | 9689 | 17747 | 8271 | 7161 | 1418110 | 1418110 | 1448464 | 1448464 | 111182 | 2020
Vintage1982 | hard coal | TRUE | 15473.2451.NM.ST | 2451 | N | . | San Juan | Public Service Co of NM | 15473 | NM | MTN | WECC |  | 22 | 1 | Electric Utility | ST | BIT | COL | PNM | M | short tons | 0 | 0 | 0 | 0 | 0 | 0 | 0 | 0 | 0 | 0 | 0 | 0 | 0 | 0 | 0 | 0 | 0 | 0 | 0 | 0 | 0 | 0 | 0 | 0 | 0 | 0 | 0 | 0 | 0 | 0 | 0 | 0 | 0 | 0 | 0 | 0 | 0 | 0 | 0 | 0 | 0 | 0 | 0 | 0 | 0 | 0 | 0 | 0 | 0 | 0 | 0 | 0 | 0 | 0 | 0 | 0 | 0 | 0 | 0 | 0 | 0 | 0 | 0 | 0 | 0 | 0 | 0 | 0 | 0 | 0 | 0 | 0 | 0 | 0 | 0 | 0 | 0 | 2020
Vintage1982 | petroleum | TRUE | 15473.2451.NM.ST | 2451 | N | . | San Juan | Public Service Co of NM | 15473 | NM | MTN | WECC |  | 22 | 1 | Electric Utility | ST | DFO | DFO | PNM | M | barrels | 7092 | 7459 | 4738 | 4480 | 2731 | 1246 | 4091 | 5887 | 4600 | 4995 | 9971 | 6565 | 7092 | 7459 | 4738 | 4480 | 2731 | 1246 | 4091 | 5887 | 4600 | 4995 | 9971 | 6565 | 5.66 | 5.66 | 5.66 | 5.66 | 5.66 | 5.66 | 5.66 | 5.66 | 5.66 | 5.66 | 5.66 | 5.66 | 40141 | 42218 | 26817 | 25357 | 15457 | 7052 | 23155 | 33320 | 26036 | 28272 | 56436 | 37158 | 40141 | 42218 | 26817 | 25357 | 15457 | 7052 | 23155 | 33320 | 26036 | 28272 | 56436 | 37158 | 3460.429 | 3345.412 | 2113.272 | 2143.362 | 1363.184 | 626.627 | 2068.145 | 2947.057 | 2365.413 | 2537.703 | 4787.216 | 3199.097 | 63855 | 63855 | 361419 | 361419 | 30956.917 | 2020
Vintage1982 | hard coal | TRUE | 15473.2451.NM.ST | 2451 | N | . | San Juan | Public Service Co of NM | 15473 | NM | MTN | WECC |  | 22 | 1 | Electric Utility | ST | RC | COL | PNM | M | short tons | 297867 | 198119 | 189097 | 187805 | 247688 | 286703 | 284615 | 231000 | 253041 | 225972 | 205530 | 272760 | 297867 | 198119 | 189097 | 187805 | 247688 | 286703 | 284615 | 231000 | 253041 | 225972 | 205530 | 272760 | 19.24 | 19.306 | 18.978 | 19.164 | 19.152 | 18.94 | 18.802 | 18.962 | 19.188 | 18.063 | 18.602 | 18.672 | 5730961 | 3824885 | 3588683 | 3599095 | 4743721 | 5430155 | 5351331 | 4380222 | 4855351 | 4081732 | 3823269 | 5092975 | 5730961 | 3824885 | 3588683 | 3599095 | 4743721 | 5430155 | 5351331 | 4380222 | 4855351 | 4081732 | 3823269 | 5092975 | 494051.57 | 303089.59 | 282799.73 | 304224.64 | 418345.82 | 482488.37 | 477965.86 | 387412.94 | 441116.59 | 366381.3 | 324311.78 | 438477.9 | 2880197 | 2880197 | 54502380 | 54502380 | 4720666.1 | 2020
Vintage1998 | natural gas peaker | TRUE | 17718.2454.NM.GT | 2454 | N | . | Cunningham | Southwestern Public Service Co | 17718 | NM | MTN | MRO |  | 22 | 1 | Electric Utility | GT | NG | NG | SWPP | M | mcf | 340310 | 697857 | 312354 | 0 | 0 | 352206 | 1403165 | 1308591 | 1046921 | 886968 | 434969 | 58804 | 340310 | 697857 | 312354 | 0 | 0 | 352206 | 1403165 | 1308591 | 1046921 | 886968 | 434969 | 58804 | 1.016 | 1.025 | 1.026 | 0 | 0 | 1.02 | 1.02 | 1.02 | 1.011 | 1.008 | 1.005 | 1.004 | 345755 | 715303 | 320475 | 0 | 0 | 359250 | 1431228 | 1334763 | 1058437 | 894064 | 437144 | 59039 | 345755 | 715303 | 320475 | 0 | 0 | 359250 | 1431228 | 1334763 | 1058437 | 894064 | 437144 | 59039 | 29139 | 62891 | 27557 | 0 | 0 | 29603 | 120489 | 107290 | 86236 | 75050 | 32888 | 5484 | 6842145 | 6842145 | 6955458 | 6955458 | 576627 | 2020
Vintage1965 | natural gas steam turbine | TRUE | 17718.2454.NM.ST | 2454 | N | . | Cunningham | Southwestern Public Service Co | 17718 | NM | MTN | MRO |  | 22 | 1 | Electric Utility | ST | NG | NG | SWPP | M | mcf | 864056 | 619596 | 559846 | 329978 | 346327 | 681695 | 753001 | 925254 | 792206 | 891341 | 457210 | 470451 | 864056 | 619596 | 559846 | 329978 | 346327 | 681695 | 753001 | 925254 | 792206 | 891341 | 457210 | 470451 | 1.011 | 1.032 | 1.036 | 1.054 | 1.002 | 1.013 | 1.019 | 1.017 | 1.009 | 1.005 | 1.003 | 1.009 | 873561 | 639423 | 580000 | 347797 | 347020 | 690557 | 767308 | 940983 | 799336 | 895798 | 458582 | 474685 | 873561 | 639423 | 580000 | 347797 | 347020 | 690557 | 767308 | 940983 | 799336 | 895798 | 458582 | 474685 | 82098 | 63408 | 49944 | 30282 | 31174 | 61747 | 70025 | 87564 | 73906 | 80515 | 40695 | 43313 | 7690961 | 7690961 | 7815050 | 7815050 | 714671 | 2020
Vintage0 | natural gas peaker | TRUE | 6204.2465.NM.GT | 2465 | N | . | Animas | City of Farmington - (NM) | 6204 | NM | MTN | WECC |  | 22 | 1 | Electric Utility | GT | NG | NG | WACM | M | mcf | 230 | 130 | 338 | 245 | 741 | 0 | 6838 | 13898 | 0 | . | . | . | 230 | 130 | 338 | 245 | 741 | 0 | 6838 | 13898 | 0 | . | . | . | 1.018 | 1.018 | 1.024 | 1.033 | 1.027 | 0 | 1.012 | 1.008 | 0 | . | . | . | 234 | 132 | 346 | 253 | 761 | 0 | 6920 | 14009 | 0 | . | . | . | 234 | 132 | 346 | 253 | 761 | 0 | 6920 | 14009 | 0 | . | . | . | -54 | -51 | -47 | -38 | 21 | -43 | 487 | 1078 | -46 | . | . | . | 22420 | 22420 | 22655 | 22655 | 1307 | 2020
Vintage0 | hydro | TRUE | 6204.2465.NM.HY | 2465 | N | . | Animas | City of Farmington - (NM) | 6204 | NM | MTN | WECC |  | 22 | 1 | Electric Utility | HY | WAT | HYC | WACM | M |  | 0 | 0 | 0 | 0 | 0 | 0 | 0 | 0 | 0 | . | . | . | 0 | 0 | 0 | 0 | 0 | 0 | 0 | 0 | 0 | . | . | . | 0 | 0 | 0 | 0 | 0 | 0 | 0 | 0 | 0 | . | . | . | 0 | 0 | 0 | 0 | 0 | 0 | 0 | 0 | 0 | . | . | . | 0 | 0 | 0 | 0 | 0 | 0 | 0 | 0 | 0 | . | . | . | 0 | 0 | 0 | 0 | 0 | 0 | 0 | 0 | 0 | . | . | . | 0 | 0 | 0 | 0 | 0 | 2020
Vintage1967 | petroleum | TRUE | 58971.2480.NY.IC | 2480 | N | . | Danskammer Generating Station | Danskammer Energy | 58971 | NY | MAT | NPCC |  | 22 | 2 | NAICS-22 Non-Cogen | IC | DFO | DFO | NYIS | A | barrels | 6 | 5 | 4 | 3 | 7 | 3 | 5 | 2 | 5 | 3 | 7 | 8 | 6 | 5 | 4 | 3 | 7 | 3 | 5 | 2 | 5 | 3 | 7 | 8 | 5.82 | 5.82 | 5.82 | 5.82 | 5.82 | 5.82 | 5.82 | 5.82 | 5.82 | 5.82 | 5.82 | 5.82 | 35 | 29 | 23 | 17 | 41 | 17 | 29 | 12 | 29 | 17 | 41 | 47 | 35 | 29 | 23 | 17 | 41 | 17 | 29 | 12 | 29 | 17 | 41 | 47 | 3.989 | 2.99 | 2.532 | 1.799 | 3.804 | 1.577 | 2.623 | 1.061 | 2.758 | 1.577 | 3.817 | 4.473 | 58 | 58 | 337 | 337 | 33 | 2020
Vintage1967 | natural gas steam turbine | TRUE | 58971.2480.NY.ST | 2480 | N | . | Danskammer Generating Station | Danskammer Energy | 58971 | NY | MAT | NPCC |  | 22 | 2 | NAICS-22 Non-Cogen | ST | NG | NG | NYIS | AM | mcf | 8342 | 23551 | 0 | 0 | 0 | 14623 | 16912 | 61661 | 0 | 0 | 11867 | 7193 | 8342 | 23551 | 0 | 0 | 0 | 14623 | 16912 | 61661 | 0 | 0 | 11867 | 7193 | 1.025 | 1.025 | 0 | 0 | 0 | 1.025 | 1.025 | 1.025 | 0 | 0 | 1.025 | 1.025 | 8551 | 24140 | 0 | 0 | 0 | 14989 | 17335 | 63203 | 0 | 0 | 12164 | 7373 | 8551 | 24140 | 0 | 0 | 0 | 14989 | 17335 | 63203 | 0 | 0 | 12164 | 7373 | 668 | 2153 | 0 | 0 | 0 | 1110 | 1525 | 5234 | 0 | 0 | 1029 | 542 | 144149 | 144149 | 147755 | 147755 | 12261 | 2020
Vintage1967 | petroleum | TRUE | 58971.2480.NY.ST | 2480 | N | . | Danskammer Generating Station | Danskammer Energy | 58971 | NY | MAT | NPCC |  | 22 | 2 | NAICS-22 Non-Cogen | ST | RFO | RFO | NYIS | AM | barrels | 0 | 0 | 0 | 0 | 0 | 0 | 0 | 0 | 0 | 0 | 0 | 0 | 0 | 0 | 0 | 0 | 0 | 0 | 0 | 0 | 0 | 0 | 0 | 0 | 0 | 0 | 0 | 0 | 0 | 0 | 0 | 0 | 0 | 0 | 0 | 0 | 0 | 0 | 0 | 0 | 0 | 0 | 0 | 0 | 0 | 0 | 0 | 0 | 0 | 0 | 0 | 0 | 0 | 0 | 0 | 0 | 0 | 0 | 0 | 0 | 0 | 0 | 0 | 0 | 0 | 0 | 0 | 0 | 0 | 0 | 0 | 0 | 0 | 0 | 0 | 0 | 0 | 2020
Vintage1920 | hydro | TRUE | 3249.2481.NY.HY | 2481 | N | . | Dashville | Central Hudson Gas & Elec Corp | 3249 | NY | MAT | NPCC |  | 22 | 1 | Electric Utility | HY | WAT | HYC | NYIS | A |  | 0 | 0 | 0 | 0 | 0 | 0 | 0 | 0 | 0 | 0 | 0 | 0 | 0 | 0 | 0 | 0 | 0 | 0 | 0 | 0 | 0 | 0 | 0 | 0 | 0 | 0 | 0 | 0 | 0 | 0 | 0 | 0 | 0 | 0 | 0 | 0 | 11026 | 10289 | 10927 | 10715 | 11192 | 10471 | 10988 | 10776 | 10235 | 10286 | 10173 | 10746 | 11026 | 10289 | 10927 | 10715 | 11192 | 10471 | 10988 | 10776 | 10235 | 10286 | 10173 | 10746 | 1257.695 | 1173.575 | 1246.335 | 1222.191 | 1276.647 | 1194.351 | 1253.313 | 1229.109 | 1167.49 | 1173.254 | 1160.323 | 1225.717 | 0 | 0 | 127824 | 127824 | 14580 | 2020
Vintage1953 | hydro | TRUE | 15296.2483.NY.HY | 2483 | N | . | Neversink | New York Power Authority | 15296 | NY | MAT | NPCC |  | 22 | 1 | Electric Utility | HY | WAT | HYC | NYIS | A |  | 0 | 0 | 0 | 0 | 0 | 0 | 0 | 0 | 0 | 0 | 0 | 0 | 0 | 0 | 0 | 0 | 0 | 0 | 0 | 0 | 0 | 0 | 0 | 0 | 0 | 0 | 0 | 0 | 0 | 0 | 0 | 0 | 0 | 0 | 0 | 0 | 17490 | 16320 | 17332 | 16996 | 17753 | 16609 | 17429 | 17092 | 16236 | 16316 | 16136 | 17045 | 17490 | 16320 | 17332 | 16996 | 17753 | 16609 | 17429 | 17092 | 16236 | 16316 | 16136 | 17045 | 1994.972 | 1861.541 | 1976.955 | 1938.657 | 2025.035 | 1894.496 | 1988.022 | 1949.63 | 1851.889 | 1861.032 | 1840.521 | 1944.25 | 0 | 0 | 202754 | 202754 | 23127 | 2020
Vintage1970 | petroleum | TRUE | 3249.2485.NY.GT | 2485 | N | . | South Cairo | Central Hudson Gas & Elec Corp | 3249 | NY | MAT | NPCC |  | 22 | 1 | Electric Utility | GT | KER | WOO | NYIS | A | barrels | 42 | 31 | 26 | 19 | 40 | 16 | 27 | 11 | 29 | 16 | 40 | 47 | 42 | 31 | 26 | 19 | 40 | 16 | 27 | 11 | 29 | 16 | 40 | 47 | 5.61 | 5.61 | 5.61 | 5.61 | 5.61 | 5.61 | 5.61 | 5.61 | 5.61 | 5.61 | 5.61 | 5.61 | 236 | 174 | 146 | 107 | 224 | 90 | 151 | 62 | 163 | 90 | 224 | 264 | 236 | 174 | 146 | 107 | 224 | 90 | 151 | 62 | 163 | 90 | 224 | 264 | 10.272 | 7.702 | 6.522 | 4.634 | 9.799 | 4.062 | 6.756 | 2.734 | 7.105 | 4.062 | 9.831 | 11.521 | 344 | 344 | 1931 | 1931 | 85 | 2020
Vintage1924 | hydro | TRUE | 3249.2486.NY.HY | 2486 | N | . | Sturgeon | Central Hudson Gas & Elec Corp | 3249 | NY | MAT | NPCC |  | 22 | 1 | Electric Utility | HY | WAT | HYC | NYIS | A |  | 0 | 0 | 0 | 0 | 0 | 0 | 0 | 0 | 0 | 0 | 0 | 0 | 0 | 0 | 0 | 0 | 0 | 0 | 0 | 0 | 0 | 0 | 0 | 0 | 0 | 0 | 0 | 0 | 0 | 0 | 0 | 0 | 0 | 0 | 0 | 0 | 37516 | 35007 | 37177 | 36457 | 38082 | 35627 | 37386 | 36664 | 34826 | 34998 | 34612 | 36562 | 37516 | 35007 | 37177 | 36457 | 38082 | 35627 | 37386 | 36664 | 34826 | 34998 | 34612 | 36562 | 4279.265 | 3993.054 | 4240.618 | 4158.468 | 4343.752 | 4063.742 | 4264.358 | 4182.006 | 3972.348 | 3991.961 | 3947.963 | 4170.465 | 0 | 0 | 434914 | 434914 | 49608 | 2020
Vintage1969 | petroleum | TRUE | 3249.2487.NY.GT | 2487 | N | . | West Coxsackie | Central Hudson Gas & Elec Corp | 3249 | NY | MAT | NPCC |  | 22 | 1 | Electric Utility | GT | KER | WOO | NYIS | A | barrels | 0 | 0 | 0 | 0 | 0 | 0 | 0 | 0 | 0 | 0 | 0 | 0 | 0 | 0 | 0 | 0 | 0 | 0 | 0 | 0 | 0 | 0 | 0 | 0 | 0 | 0 | 0 | 0 | 0 | 0 | 0 | 0 | 0 | 0 | 0 | 0 | 0 | 0 | 0 | 0 | 0 | 0 | 0 | 0 | 0 | 0 | 0 | 0 | 0 | 0 | 0 | 0 | 0 | 0 | 0 | 0 | 0 | 0 | 0 | 0 | 0 | 0 | 0 | 0 | 0 | 0 | 0 | 0 | 0 | 0 | 0 | 0 | 0 | 0 | 0 | 0 | 0 | 2020
Vintage1969 | natural gas peaker | TRUE | 3249.2487.NY.GT | 2487 | N | . | West Coxsackie | Central Hudson Gas & Elec Corp | 3249 | NY | MAT | NPCC |  | 22 | 1 | Electric Utility | GT | NG | NG | NYIS | A | mcf | 432 | 406 | 397 | 283 | 331 | 527 | 758 | 675 | 530 | 397 | 409 | 417 | 432 | 406 | 397 | 283 | 331 | 527 | 758 | 675 | 530 | 397 | 409 | 417 | 1.03 | 1.03 | 1.03 | 1.03 | 1.03 | 1.03 | 1.03 | 1.03 | 1.03 | 1.03 | 1.03 | 1.03 | 445 | 418 | 409 | 291 | 341 | 543 | 781 | 695 | 546 | 409 | 421 | 430 | 445 | 418 | 409 | 291 | 341 | 543 | 781 | 695 | 546 | 409 | 421 | 430 | 22.35 | 21.001 | 20.559 | 14.67 | 17.142 | 27.268 | 39.263 | 34.973 | 27.443 | 20.552 | 21.186 | 21.593 | 5562 | 5562 | 5729 | 5729 | 288 | 2020
Vintage1970 | natural gas peaker | TRUE | 13192.2490.NY.GT | 2490 | N | . | Arthur Kill Generating Station | NRG Arthur Kill Operations Inc | 13192 | NY | MAT | NPCC |  | 22 | 2 | NAICS-22 Non-Cogen | GT | NG | NG | NYIS | M | mcf | 3159 | 610 | 383 | 294 | 1611 | 486 | 1129 | 308 | 353 | 255 | 272 | 746 | 3159 | 610 | 383 | 294 | 1611 | 486 | 1129 | 308 | 353 | 255 | 272 | 746 | 1.03 | 1.03 | 1.02 | 1.02 | 1.03 | 1.03 | 1.03 | 1.04 | 1.03 | 1.03 | 1.03 | 1.03 | 3254 | 628 | 391 | 300 | 1659 | 501 | 1163 | 320 | 364 | 263 | 280 | 768 | 3254 | 628 | 391 | 300 | 1659 | 501 | 1163 | 320 | 364 | 263 | 280 | 768 | 185 | 33 | 22 | 16 | 91 | 27 | 52 | 11 | 19 | 13 | 15 | 42 | 9606 | 9606 | 9891 | 9891 | 526 | 2020
Vintage1969 | natural gas steam turbine | TRUE | 13192.2490.NY.ST | 2490 | N | . | Arthur Kill Generating Station | NRG Arthur Kill Operations Inc | 13192 | NY | MAT | NPCC |  | 22 | 2 | NAICS-22 Non-Cogen | ST | NG | NG | NYIS | M | mcf | 562429 | 172190 | 243782 | 85578 | 1349308 | 1234196 | 1415468 | 1619668 | 1371033 | 567435 | 842513 | 287050 | 562429 | 172190 | 243782 | 85578 | 1349308 | 1234196 | 1415468 | 1619668 | 1371033 | 567435 | 842513 | 287050 | 1.05 | 1.05 | 1.04 | 1.04 | 1.04 | 1.04 | 1.04 | 1.043 | 1.04 | 1.04 | 1.05 | 1.05 | 590550 | 180800 | 253533 | 89001 | 1403280 | 1283564 | 1472087 | 1689314 | 1425874 | 590132 | 884639 | 301403 | 590550 | 180800 | 253533 | 89001 | 1403280 | 1283564 | 1472087 | 1689314 | 1425874 | 590132 | 884639 | 301403 | 49877 | 13397 | 19147 | 5352 | 116245 | 108284 | 133919 | 151408 | 120564 | 49996 | 78177 | 23487 | 9750650 | 9750650 | 10164177 | 10164177 | 869853 | 2020
Vintage2005 | petroleum | TRUE | 4226.2493.NY.GT | 2493 | Y | . | East River | Consolidated Edison Co-NY Inc | 4226 | NY | MAT | NPCC |  | 22 | 1 | Electric Utility | GT | DFO | DFO | NYIS | M | barrels | 0 | 0 | 0 | 0 | 0 | 0 | 0 | 0 | 0 | 0 | 0 | 0 | 0 | 0 | 0 | 0 | 0 | 0 | 0 | 0 | 0 | 0 | 0 | 0 | 0 | 0 | 0 | 0 | 0 | 0 | 0 | 0 | 0 | 0 | 0 | 0 | 0 | 0 | 0 | 0 | 0 | 0 | 0 | 0 | 0 | 0 | 0 | 0 | 0 | 0 | 0 | 0 | 0 | 0 | 0 | 0 | 0 | 0 | 0 | 0 | 0 | 0 | 0 | 0 | 0 | 0 | 0 | 0 | 0 | 0 | 0 | 0 | 0 | 0 | 0 | 0 | 0 | 2020
Vintage2005 | natural gas peaker | TRUE | 4226.2493.NY.GT | 2493 | Y | . | East River | Consolidated Edison Co-NY Inc | 4226 | NY | MAT | NPCC |  | 22 | 1 | Electric Utility | GT | NG | NG | NYIS | M | mcf | 2570042 | 2518705 | 2177861 | 2554955 | 2057900 | 1827880 | 2118587 | 2028710 | 1578845 | 1402250 | 2326986 | 2666724 | 1933274 | 1910147 | 1640183 | 1923948 | 1463095 | 1218912 | 1462585 | 1377963 | 1070909 | 1021248 | 1722884 | 2027984 | 1.047 | 1.049 | 1.046 | 1.049 | 1.049 | 1.049 | 1.041 | 1.041 | 1.042 | 1.045 | 1.049 | 1.046 | 2690834 | 2642122 | 2278043 | 2680148 | 2158737 | 1917446 | 2205449 | 2111887 | 1645156 | 1465351 | 2441008 | 2789393 | 2024138 | 2003744 | 1715631 | 2018221 | 1534787 | 1278639 | 1522551 | 1434459 | 1115887 | 1067204 | 1807305 | 2121271 | 253476 | 251351 | 214641 | 253090 | 191431 | 158488 | 189095 | 177856 | 138256 | 133476 | 225923 | 265408 | 25829445 | 18773132 | 27025574 | 19643837 | 2452491 | 2020
Vintage1955 | natural gas steam turbine | TRUE | 4226.2493.NY.ST | 2493 | Y | . | East River | Consolidated Edison Co-NY Inc | 4226 | NY | MAT | NPCC |  | 22 | 1 | Electric Utility | ST | NG | NG | NYIS | M | mcf | 554601 | 610244 | 405026 | 643894 | 617570 | 1145319 | 840253 | 591224 | 688270 | 645588 | 370203 | 802490 | 349103 | 396827 | 265575 | 424741 | 401114 | 777428 | 532143 | 365022 | 446274 | 430903 | 224736 | 523101 | 1.047 | 1.049 | 1.046 | 1.049 | 1.049 | 1.049 | 1.041 | 1.041 | 1.042 | 1.045 | 1.049 | 1.046 | 580667 | 640146 | 423657 | 675445 | 647831 | 1201440 | 874703 | 615464 | 717177 | 674639 | 388343 | 839405 | 365511 | 416272 | 277791 | 445553 | 420769 | 815522 | 553961 | 379988 | 465017 | 450294 | 235748 | 547164 | 46360 | 51468 | 34284 | 54058 | 52633 | 99942 | 69741 | 47917 | 58701 | 53959.161 | 29536.425 | 66702.945 | 7914682 | 5136967 | 8278917 | 5373590 | 665302.53 | 2020
Vintage1955 | petroleum | TRUE | 4226.2493.NY.ST | 2493 | Y | . | East River | Consolidated Edison Co-NY Inc | 4226 | NY | MAT | NPCC |  | 22 | 1 | Electric Utility | ST | RFO | RFO | NYIS | M | barrels | 0 | 0 | 0 | 0 | 0 | 0 | 0 | 0 | 0 | 486 | 2565 | 3580 | 0 | 0 | 0 | 0 | 0 | 0 | 0 | 0 | 0 | 324 | 1557 | 2334 | 0 | 0 | 0 | 0 | 0 | 0 | 0 | 0 | 0 | 5.99 | 5.99 | 5.99 | 0 | 0 | 0 | 0 | 0 | 0 | 0 | 0 | 0 | 2911 | 15364 | 21444 | 0 | 0 | 0 | 0 | 0 | 0 | 0 | 0 | 0 | 1943 | 9327 | 13978 | 0 | 0 | 0 | 0 | 0 | 0 | 0 | 0 | 0 | 232.839 | 1168.575 | 1704.055 | 6631 | 4215 | 39719 | 25248 | 3105.469 | 2020
Vintage1971 | petroleum | TRUE | 54863.2494.NY.GT | 2494 | N | . | Gowanus Gas Turbines Generating | U S Power Generating Company LLC | 54863 | NY | MAT | NPCC |  | 22 | 2 | NAICS-22 Non-Cogen | GT | DFO | DFO | NYIS | A | barrels | 621 | 464 | 393 | 279 | 591 | 245 | 407 | 165 | 428 | 245 | 593 | 695 | 621 | 464 | 393 | 279 | 591 | 245 | 407 | 165 | 428 | 245 | 593 | 695 | 5.83 | 5.83 | 5.83 | 5.83 | 5.83 | 5.83 | 5.83 | 5.83 | 5.83 | 5.83 | 5.83 | 5.83 | 3620 | 2705 | 2291 | 1627 | 3446 | 1428 | 2373 | 962 | 2495 | 1428 | 3457 | 4052 | 3620 | 2705 | 2291 | 1627 | 3446 | 1428 | 2373 | 962 | 2495 | 1428 | 3457 | 4052 | 206.42 | 154.771 | 131.066 | 93.127 | 196.898 | 81.627 | 135.749 | 54.938 | 142.775 | 81.625 | 197.548 | 231.5 | 5126 | 5126 | 29884 | 29884 | 1708.044 | 2020
Vintage1971 | natural gas peaker | TRUE | 54863.2494.NY.GT | 2494 | N | . | Gowanus Gas Turbines Generating | U S Power Generating Company LLC | 54863 | NY | MAT | NPCC |  | 22 | 2 | NAICS-22 Non-Cogen | GT | NG | NG | NYIS | A | mcf | 20264 | 19041 | 18640 | 13301 | 15542 | 24723 | 35599 | 31709 | 24881 | 18634 | 19208 | 19578 | 20264 | 19041 | 18640 | 13301 | 15542 | 24723 | 35599 | 31709 | 24881 | 18634 | 19208 | 19578 | 1.03 | 1.03 | 1.03 | 1.03 | 1.03 | 1.03 | 1.03 | 1.03 | 1.03 | 1.03 | 1.03 | 1.03 | 20872 | 19612 | 19199 | 13700 | 16008 | 25465 | 36667 | 32660 | 25627 | 19193 | 19784 | 20165 | 20872 | 19612 | 19199 | 13700 | 16008 | 25465 | 36667 | 32660 | 25627 | 19193 | 19784 | 20165 | 1193.022 | 1120.906 | 1097.318 | 782.997 | 914.926 | 1455.425 | 2095.67 | 1866.667 | 1464.744 | 1096.948 | 1130.787 | 1152.546 | 261120 | 261120 | 268952 | 268952 | 15371.956 | 2020
Vintage1971 | petroleum | TRUE | 54863.2494.NY.GT | 2494 | N | . | Gowanus Gas Turbines Generating | U S Power Generating Company LLC | 54863 | NY | MAT | NPCC |  | 22 | 2 | NAICS-22 Non-Cogen | GT | RFO | RFO | NYIS | A | barrels | 0 | 0 | 0 | 0 | 0 | 0 | 0 | 0 | 0 | 0 | 0 | 0 | 0 | 0 | 0 | 0 | 0 | 0 | 0 | 0 | 0 | 0 | 0 | 0 | 0 | 0 | 0 | 0 | 0 | 0 | 0 | 0 | 0 | 0 | 0 | 0 | 0 | 0 | 0 | 0 | 0 | 0 | 0 | 0 | 0 | 0 | 0 | 0 | 0 | 0 | 0 | 0 | 0 | 0 | 0 | 0 | 0 | 0 | 0 | 0 | 0 | 0 | 0 | 0 | 0 | 0 | 0 | 0 | 0 | 0 | 0 | 0 | 0 | 0 | 0 | 0 | 0 | 2020
Vintage1970 | petroleum | TRUE | 4226.2496.NY.GT | 2496 | N | . | Hudson Avenue | Consolidated Edison Co-NY Inc | 4226 | NY | MAT | NPCC |  | 22 | 1 | Electric Utility | GT | DFO | DFO | NYIS | A | barrels | 0 | 0 | 0 | 0 | 0 | 0 | 0 | 0 | 0 | 0 | 0 | 0 | 0 | 0 | 0 | 0 | 0 | 0 | 0 | 0 | 0 | 0 | 0 | 0 | 0 | 0 | 0 | 0 | 0 | 0 | 0 | 0 | 0 | 0 | 0 | 0 | 0 | 0 | 0 | 0 | 0 | 0 | 0 | 0 | 0 | 0 | 0 | 0 | 0 | 0 | 0 | 0 | 0 | 0 | 0 | 0 | 0 | 0 | 0 | 0 | 0 | 0 | 0 | 0 | 0 | 0 | 0 | 0 | 0 | 0 | 0 | 0 | 0 | 0 | 0 | 0 | 0 | 2020
Vintage1970 | petroleum | TRUE | 4226.2496.NY.GT | 2496 | N | . | Hudson Avenue | Consolidated Edison Co-NY Inc | 4226 | NY | MAT | NPCC |  | 22 | 1 | Electric Utility | GT | KER | WOO | NYIS | A | barrels | 177 | 131 | 111 | 79 | 167 | 69 | 115 | 47 | 121 | 69 | 168 | 197 | 177 | 131 | 111 | 79 | 167 | 69 | 115 | 47 | 121 | 69 | 168 | 197 | 5.66 | 5.66 | 5.66 | 5.66 | 5.66 | 5.66 | 5.66 | 5.66 | 5.66 | 5.66 | 5.66 | 5.66 | 1002 | 741 | 628 | 447 | 945 | 391 | 651 | 266 | 685 | 391 | 951 | 1115 | 1002 | 741 | 628 | 447 | 945 | 391 | 651 | 266 | 685 | 391 | 951 | 1115 | 42.538 | 31.896 | 27.011 | 19.192 | 40.577 | 16.822 | 27.976 | 11.322 | 29.424 | 16.822 | 40.712 | 47.708 | 1451 | 1451 | 8213 | 8213 | 352 | 2020
Vintage0 | nuclear | TRUE | 6027.2497.NY.ST | 2497 | N | 2 | Indian Point 2 | Entergy Nuclear Indian Point 2 | 6027 | NY | MAT | NPCC |  | 22 | 2 | NAICS-22 Non-Cogen | ST | NUC | NUC | NYIS | M |  | 0 | 0 | 0 | 0 | 0 | . | . | . | . | . | . | . | 0 | 0 | 0 | 0 | 0 | . | . | . | . | . | . | . | 0 | 0 | 0 | 0 | 0 | . | . | . | . | . | . | . | 7929981 | 7451210 | 7663807 | 5776323 | 0 | . | . | . | . | . | . | . | 7929981 | 7451210 | 7663807 | 5776323 | 0 | . | . | . | . | . | . | . | 759142 | 713309 | 733661 | 552971 | 0 | . | . | . | . | . | . | . | 0 | 0 | 28821321 | 28821321 | 2759083 | 2020
Vintage1972 | petroleum | TRUE | 54863.2499.NY.GT | 2499 | N | . | Narrows Gas Turbines Generating | U S Power Generating Company LLC | 54863 | NY | MAT | NPCC |  | 22 | 2 | NAICS-22 Non-Cogen | GT | DFO | DFO | NYIS | A | barrels | 337 | 253 | 214 | 152 | 322 | 133 | 222 | 90 | 233 | 133 | 323 | 378 | 337 | 253 | 214 | 152 | 322 | 133 | 222 | 90 | 233 | 133 | 323 | 378 | 5.83 | 5.83 | 5.83 | 5.83 | 5.83 | 5.83 | 5.83 | 5.83 | 5.83 | 5.83 | 5.83 | 5.83 | 1965 | 1475 | 1248 | 886 | 1877 | 775 | 1294 | 525 | 1358 | 775 | 1883 | 2204 | 1965 | 1475 | 1248 | 886 | 1877 | 775 | 1294 | 525 | 1358 | 775 | 1883 | 2204 | 197.458 | 148.053 | 125.377 | 89.084 | 188.351 | 78.083 | 129.857 | 52.553 | 136.577 | 78.082 | 188.973 | 221.451 | 2790 | 2790 | 16265 | 16265 | 1633.899 | 2020
Vintage1972 | natural gas peaker | TRUE | 54863.2499.NY.GT | 2499 | N | . | Narrows Gas Turbines Generating | U S Power Generating Company LLC | 54863 | NY | MAT | NPCC |  | 22 | 2 | NAICS-22 Non-Cogen | GT | NG | NG | NYIS | A | mcf | 63673 | 59826 | 58567 | 41791 | 48832 | 77680 | 111851 | 99629 | 78177 | 58547 | 60353 | 61514 | 63673 | 59826 | 58567 | 41791 | 48832 | 77680 | 111851 | 99629 | 78177 | 58547 | 60353 | 61514 | 1.03 | 1.03 | 1.03 | 1.03 | 1.03 | 1.03 | 1.03 | 1.03 | 1.03 | 1.03 | 1.03 | 1.03 | 65583 | 61621 | 60324 | 43045 | 50297 | 80010 | 115207 | 102618 | 80522 | 60303 | 62164 | 63359 | 65583 | 61621 | 60324 | 43045 | 50297 | 80010 | 115207 | 102618 | 80522 | 60303 | 62164 | 63359 | 6588.034 | 6189.799 | 6059.544 | 4323.818 | 5052.347 | 8037.064 | 11572.584 | 10307.997 | 8088.524 | 6057.502 | 6244.366 | 6364.522 | 820440 | 820440 | 845053 | 845053 | 84886.101 | 2020
Vintage2003 | petroleum | TRUE | 61130.2500.NY.CA | 2500 | N | . | Ravenswood | Helix Ravenswood, LLC | 61130 | NY | MAT | NPCC |  | 22 | 2 | NAICS-22 Non-Cogen | CA | KER | WOO | NYIS | M | barrels | 0 | 0 | 0 | 0 | 0 | 0 | 0 | 0 | 0 | 0 | 0 | 0 | 0 | 0 | 0 | 0 | 0 | 0 | 0 | 0 | 0 | 0 | 0 | 0 | 0 | 0 | 0 | 0 | 0 | 0 | 0 | 0 | 0 | 0 | 0 | 0 | 0 | 0 | 0 | 0 | 0 | 0 | 0 | 0 | 0 | 0 | 0 | 0 | 0 | 0 | 0 | 0 | 0 | 0 | 0 | 0 | 0 | 0 | 0 | 0 | 0 | 0 | 0 | 0 | 0 | 0 | 0 | 0 | 0 | 0 | 0 | 0 | 0 | 0 | 0 | 0 | 0 | 2020
Vintage2003 | natural gas combined cycle | TRUE | 61130.2500.NY.CA | 2500 | N | . | Ravenswood | Helix Ravenswood, LLC | 61130 | NY | MAT | NPCC |  | 22 | 2 | NAICS-22 Non-Cogen | CA | NG | NG | NYIS | M | mcf | 0 | 0 | 0 | 0 | 0 | 0 | 0 | 0 | 0 | 0 | 0 | 0 | 0 | 0 | 0 | 0 | 0 | 0 | 0 | 0 | 0 | 0 | 0 | 0 | 0 | 0 | 0 | 0 | 0 | 0 | 0 | 0 | 0 | 0 | 0 | 0 | 0 | 0 | 0 | 0 | 0 | 0 | 0 | 0 | 0 | 0 | 0 | 0 | 0 | 0 | 0 | 0 | 0 | 0 | 0 | 0 | 0 | 0 | 0 | 0 | 0 | 0 | 0 | 0 | 0 | 0 | 0 | 0 | 0 | 0 | 0 | 0 | 0 | 0 | 0 | 0 | 0 | 2020
Vintage2003 | petroleum | TRUE | 61130.2500.NY.CT | 2500 | N | . | Ravenswood | Helix Ravenswood, LLC | 61130 | NY | MAT | NPCC |  | 22 | 2 | NAICS-22 Non-Cogen | CT | KER | WOO | NYIS | M | barrels | 0 | 0 | 0 | 0 | 0 | 0 | 0 | 0 | 0 | 0 | 0 | 0 | 0 | 0 | 0 | 0 | 0 | 0 | 0 | 0 | 0 | 0 | 0 | 0 | 0 | 0 | 0 | 0 | 0 | 0 | 0 | 0 | 0 | 0 | 0 | 0 | 0 | 0 | 0 | 0 | 0 | 0 | 0 | 0 | 0 | 0 | 0 | 0 | 0 | 0 | 0 | 0 | 0 | 0 | 0 | 0 | 0 | 0 | 0 | 0 | 0 | 0 | 0 | 0 | 0 | -3.492 | 0 | 0 | 0 | 0 | 0 | 0 | 0 | 0 | 0 | 0 | -3.492 | 2020
Vintage2003 | natural gas combined cycle | TRUE | 61130.2500.NY.CT | 2500 | N | . | Ravenswood | Helix Ravenswood, LLC | 61130 | NY | MAT | NPCC |  | 22 | 2 | NAICS-22 Non-Cogen | CT | NG | NG | NYIS | M | mcf | 1034329 | 1082674 | 1251620 | 1130464 | 35626 | 0 | 1014178 | 921652 | 720877 | 728490 | 1221014 | 1297329 | 1034329 | 1082674 | 1251620 | 1130464 | 35626 | 0 | 1014178 | 921652 | 720877 | 728490 | 1221014 | 1297329 | 1.029 | 1.029 | 1.029 | 1.03 | 1.03 | 0 | 1.03 | 1.03 | 1.03 | 1.03 | 1.03 | 1.03 | 1064325 | 1114072 | 1287917 | 1164378 | 36695 | 0 | 1044603 | 949302 | 742503 | 750345 | 1257644 | 1336249 | 1064325 | 1114072 | 1287917 | 1164378 | 36695 | 0 | 1044603 | 949302 | 742503 | 750345 | 1257644 | 1336249 | 142292 | 147822 | 174041 | 156016 | 4396 | -445.508 | 140903 | 123072 | 100753 | 101523 | 172519 | 184135 | 10438253 | 10438253 | 10748033 | 10748033 | 1447026.5 | 2020
Vintage1969 | petroleum | TRUE | 61130.2500.NY.GT | 2500 | N | . | Ravenswood | Helix Ravenswood, LLC | 61130 | NY | MAT | NPCC |  | 22 | 2 | NAICS-22 Non-Cogen | GT | KER | WOO | NYIS | M | barrels | 0 | 0 | 0 | 0 | 0 | 0 | 0 | 0 | 0 | 0 | 0 | 0 | 0 | 0 | 0 | 0 | 0 | 0 | 0 | 0 | 0 | 0 | 0 | 0 | 0 | 0 | 0 | 0 | 0 | 0 | 0 | 0 | 0 | 0 | 0 | 0 | 0 | 0 | 0 | 0 | 0 | 0 | 0 | 0 | 0 | 0 | 0 | 0 | 0 | 0 | 0 | 0 | 0 | 0 | 0 | 0 | 0 | 0 | 0 | 0 | 0 | 0 | 0 | 0 | 0 | 0 | 0 | 0 | 0 | 0 | 0 | 0 | 0 | 0 | 0 | 0 | 0 | 2020
Vintage1969 | natural gas peaker | TRUE | 61130.2500.NY.GT | 2500 | N | . | Ravenswood | Helix Ravenswood, LLC | 61130 | NY | MAT | NPCC |  | 22 | 2 | NAICS-22 Non-Cogen | GT | NG | NG | NYIS | M | mcf | 5999 | 2762 | 1811 | 1667 | 0 | 2365 | 7296 | 14827 | 3820 | 4757 | 5351 | 4327 | 5999 | 2762 | 1811 | 1667 | 0 | 2365 | 7296 | 14827 | 3820 | 4757 | 5351 | 4327 | 1.029 | 1.029 | 1.029 | 1.03 | 0 | 1.03 | 1.03 | 1.03 | 1.03 | 1.03 | 1.03 | 1.03 | 6173 | 2842 | 1864 | 1717 | 0 | 2436 | 7515 | 15272 | 3935 | 4900 | 5512 | 4457 | 6173 | 2842 | 1864 | 1717 | 0 | 2436 | 7515 | 15272 | 3935 | 4900 | 5512 | 4457 | 384 | 193 | 79 | 113 | 0 | 170 | 500 | 1013 | 265 | 328 | 377 | 314 | 54982 | 54982 | 56623 | 56623 | 3736 | 2020
Vintage1965 | natural gas steam turbine | TRUE | 61130.2500.NY.ST | 2500 | N | . | Ravenswood | Helix Ravenswood, LLC | 61130 | NY | MAT | NPCC |  | 22 | 2 | NAICS-22 Non-Cogen | ST | NG | NG | NYIS | M | mcf | 204079 | 54303 | 0 | 0 | 81156 | 587536 | 3271317 | 1498067 | 860772 | 210221 | 586774 | 0 | 204079 | 54303 | 0 | 0 | 81156 | 587536 | 3271317 | 1498067 | 860772 | 210221 | 586774 | 0 | 1.029 | 1.029 | 0 | 0 | 1.03 | 1.03 | 1.03 | 1.03 | 1.03 | 1.03 | 1.03 | 0 | 209997 | 55878 | 0 | 0 | 83591 | 605162 | 3369457 | 1543009 | 886595 | 216528 | 604377 | 0 | 209997 | 55878 | 0 | 0 | 83591 | 605162 | 3369457 | 1543009 | 886595 | 216528 | 604377 | 0 | 14647 | 2404 | -1317.179 | -1511.807 | 3845 | 48406 | 294351 | 129693 | 69576 | 16316 | 52852 | -1704.469 | 7354225 | 7354225 | 7574594 | 7574594 | 627556.55 | 2020
Vintage1965 | petroleum | TRUE | 61130.2500.NY.ST | 2500 | N | . | Ravenswood | Helix Ravenswood, LLC | 61130 | NY | MAT | NPCC |  | 22 | 2 | NAICS-22 Non-Cogen | ST | RFO | RFO | NYIS | M | barrels | 0 | 0 | 0 | 0 | 0 | 0 | 0 | 0 | 0 | 0 | 0 | 0 | 0 | 0 | 0 | 0 | 0 | 0 | 0 | 0 | 0 | 0 | 0 | 0 | 0 | 0 | 0 | 0 | 0 | 0 | 0 | 0 | 0 | 0 | 0 | 0 | 0 | 0 | 0 | 0 | 0 | 0 | 0 | 0 | 0 | 0 | 0 | 0 | 0 | 0 | 0 | 0 | 0 | 0 | 0 | 0 | 0 | 0 | 0 | 0 | 0 | 0 | -22.821 | -26.193 | 0 | 0 | 0 | 0 | 0 | 0 | 0 | -29.531 | 0 | 0 | 0 | 0 | -78.545 | 2020
Vintage1969 | petroleum | TRUE | 4226.2503.NY.GT | 2503 | N | . | 59th Street | Consolidated Edison Co-NY Inc | 4226 | NY | MAT | NPCC |  | 22 | 1 | Electric Utility | GT | KER | WOO | NYIS | A | barrels | 0 | 0 | 0 | 0 | 0 | 0 | 0 | 0 | 0 | 0 | 0 | 0 | 0 | 0 | 0 | 0 | 0 | 0 | 0 | 0 | 0 | 0 | 0 | 0 | 0 | 0 | 0 | 0 | 0 | 0 | 0 | 0 | 0 | 0 | 0 | 0 | 0 | 0 | 0 | 0 | 0 | 0 | 0 | 0 | 0 | 0 | 0 | 0 | 0 | 0 | 0 | 0 | 0 | 0 | 0 | 0 | 0 | 0 | 0 | 0 | 0 | 0 | 0 | 0 | 0 | 0 | 0 | 0 | 0 | 0 | 0 | 0 | 0 | 0 | 0 | 0 | 0 | 2020
Vintage1969 | natural gas peaker | TRUE | 4226.2503.NY.GT | 2503 | N | . | 59th Street | Consolidated Edison Co-NY Inc | 4226 | NY | MAT | NPCC |  | 22 | 1 | Electric Utility | GT | NG | NG | NYIS | A | mcf | 220 | 208 | 203 | 145 | 170 | 270 | 388 | 346 | 271 | 203 | 210 | 214 | 220 | 208 | 203 | 145 | 170 | 270 | 388 | 346 | 271 | 203 | 210 | 214 | 1.023 | 1.023 | 1.023 | 1.023 | 1.023 | 1.023 | 1.023 | 1.023 | 1.023 | 1.023 | 1.023 | 1.023 | 225 | 213 | 208 | 148 | 174 | 276 | 397 | 354 | 277 | 208 | 215 | 219 | 225 | 213 | 208 | 148 | 174 | 276 | 397 | 354 | 277 | 208 | 215 | 219 | 14.28 | 13.417 | 13.135 | 9.372 | 10.952 | 17.421 | 25.085 | 22.344 | 17.533 | 13.13 | 13.535 | 13.796 | 2848 | 2848 | 2914 | 2914 | 184 | 2020
Vintage1968 | petroleum | TRUE | 4226.2504.NY.GT | 2504 | N | . | 74th Street | Consolidated Edison Co-NY Inc | 4226 | NY | MAT | NPCC |  | 22 | 1 | Electric Utility | GT | KER | WOO | NYIS | A | barrels | 170 | 128 | 109 | 77 | 163 | 68 | 112 | 46 | 118 | 68 | 164 | 192 | 170 | 128 | 109 | 77 | 163 | 68 | 112 | 46 | 118 | 68 | 164 | 192 | 5.642 | 5.642 | 5.642 | 5.642 | 5.642 | 5.642 | 5.642 | 5.642 | 5.642 | 5.642 | 5.642 | 5.642 | 959 | 722 | 615 | 434 | 920 | 384 | 632 | 260 | 666 | 384 | 925 | 1083 | 959 | 722 | 615 | 434 | 920 | 384 | 632 | 260 | 666 | 384 | 925 | 1083 | 72.391 | 54.277 | 45.964 | 32.659 | 69.051 | 28.626 | 47.606 | 19.266 | 50.07 | 28.625 | 69.279 | 81.186 | 1415 | 1415 | 7984 | 7984 | 599 | 2020
Vintage1971 | petroleum | TRUE | 56505.2511.NY.GT | 2511 | N | . | E F Barrett | National Grid Generation LLC | 56505 | NY | MAT | NPCC |  | 22 | 1 | Electric Utility | GT | DFO | DFO | NYIS | M | barrels | 29 | 31 | 22 | 8 | 4 | 0 | 0 | 1143 | 322 | 406 | 0 | 16 | 29 | 31 | 22 | 8 | 4 | 0 | 0 | 1143 | 322 | 406 | 0 | 16 | 5.664 | 5.705 | 5.662 | 5.633 | 5.661 | 0 | 0 | 5.703 | 5.666 | 5.661 | 0 | 5.653 | 164 | 177 | 125 | 45 | 23 | 0 | 0 | 6519 | 1824 | 2298 | 0 | 90 | 164 | 177 | 125 | 45 | 23 | 0 | 0 | 6519 | 1824 | 2298 | 0 | 90 | 9.76 | 10.725 | 8.057 | 2.742 | 1.382 | 0 | 0 | 383.318 | 115.572 | 123.814 | 0 | 6.126 | 1981 | 1981 | 11265 | 11265 | 661.496 | 2020
Vintage1971 | natural gas peaker | TRUE | 56505.2511.NY.GT | 2511 | N | . | E F Barrett | National Grid Generation LLC | 56505 | NY | MAT | NPCC |  | 22 | 1 | Electric Utility | GT | NG | NG | NYIS | M | mcf | 29692 | 41247 | 32704 | 20331 | 61245 | 167469 | 323256 | 199752 | 87904 | 183309 | 179617 | 255114 | 29692 | 41247 | 32704 | 20331 | 61245 | 167469 | 323256 | 199752 | 87904 | 183309 | 179617 | 255114 | 1.03 | 1.03 | 1.03 | 1.03 | 1.03 | 1.03 | 1.03 | 1.03 | 1.03 | 1.03 | 1.03 | 1.03 | 30583 | 42484 | 33685 | 20941 | 63082 | 172493 | 332954 | 205745 | 90541 | 188808 | 185006 | 262767 | 30583 | 42484 | 33685 | 20941 | 63082 | 172493 | 332954 | 205745 | 90541 | 188808 | 185006 | 262767 | 1817.24 | 2576.275 | 2178.943 | 1274.258 | 3849.618 | 10406 | 19990 | 12098.682 | 5735.428 | 10171.186 | 9571 | 17796.874 | 1581640 | 1581640 | 1629089 | 1629089 | 97465.504 | 2020
Vintage1963 | natural gas steam turbine | TRUE | 56505.2511.NY.ST | 2511 | N | . | E F Barrett | National Grid Generation LLC | 56505 | NY | MAT | NPCC |  | 22 | 1 | Electric Utility | ST | NG | NG | NYIS | M | mcf | 1036750 | 755840 | 913462 | 847512 | 918816 | 1341300 | 1860596 | 1843639 | 1465361 | 1046841 | 681601 | 1101601 | 1036750 | 755840 | 913462 | 847512 | 918816 | 1341300 | 1860596 | 1843639 | 1465361 | 1046841 | 681601 | 1101601 | 1.03 | 1.031 | 1.03 | 1.029 | 1.029 | 1.029 | 1.03 | 1.029 | 1.029 | 1.029 | 1.03 | 1.031 | 1067853 | 779271 | 940866 | 872090 | 945462 | 1380198 | 1916414 | 1897105 | 1507856 | 1077199 | 702049 | 1135751 | 1067853 | 779271 | 940866 | 872090 | 945462 | 1380198 | 1916414 | 1897105 | 1507856 | 1077199 | 702049 | 1135751 | 97727 | 69815.948 | 85212.813 | 78914 | 84928 | 122962 | 169297 | 168347 | 133211.18 | 98262 | 63610 | 105430.84 | 13813319 | 13813319 | 14222114 | 14222114 | 1277717.8 | 2020
Vintage1963 | petroleum | TRUE | 56505.2511.NY.ST | 2511 | N | . | E F Barrett | National Grid Generation LLC | 56505 | NY | MAT | NPCC |  | 22 | 1 | Electric Utility | ST | RFO | RFO | NYIS | M | barrels | 0 | 2493 | 2507 | 0 | 0 | 0 | 0 | 0 | 5294 | 0 | 0 | 5930 | 0 | 2493 | 2507 | 0 | 0 | 0 | 0 | 0 | 5294 | 0 | 0 | 5930 | 0 | 6.246 | 6.246 | 0 | 0 | 0 | 0 | 0 | 6.228 | 0 | 0 | 6.313 | 0 | 15571 | 15659 | 0 | 0 | 0 | 0 | 0 | 32971 | 0 | 0 | 37436 | 0 | 15571 | 15659 | 0 | 0 | 0 | 0 | 0 | 32971 | 0 | 0 | 37436 | 0 | 1395.052 | 1418.187 | 0 | 0 | 0 | 0 | 0 | 2912.817 | 0 | 0 | 3475.163 | 16224 | 16224 | 101637 | 101637 | 9201.219 | 2020
Vintage1970 | petroleum | TRUE | 56505.2512.NY.GT | 2512 | N | . | East Hampton | National Grid Generation LLC | 56505 | NY | MAT | NPCC |  | 22 | 1 | Electric Utility | GT | DFO | DFO | NYIS | A | barrels | 3900 | 2925 | 2477 | 1760 | 3721 | 1542 | 2565 | 1038 | 2698 | 1542 | 3733 | 4375 | 3900 | 2925 | 2477 | 1760 | 3721 | 1542 | 2565 | 1038 | 2698 | 1542 | 3733 | 4375 | 5.685 | 5.685 | 5.685 | 5.685 | 5.685 | 5.685 | 5.685 | 5.685 | 5.685 | 5.685 | 5.685 | 5.685 | 22172 | 16629 | 14082 | 10006 | 21154 | 8766 | 14582 | 5901 | 15338 | 8766 | 21222 | 24872 | 22172 | 16629 | 14082 | 10006 | 21154 | 8766 | 14582 | 5901 | 15338 | 8766 | 21222 | 24872 | 1586.41 | 1189.481 | 1007.296 | 715.718 | 1513.239 | 627.334 | 1043.289 | 422.218 | 1097.283 | 627.321 | 1518.239 | 1779.172 | 32276 | 32276 | 183490 | 183490 | 13127 | 2020
Vintage1962 | petroleum | TRUE | 56505.2512.NY.IC | 2512 | N | . | East Hampton | National Grid Generation LLC | 56505 | NY | MAT | NPCC |  | 22 | 1 | Electric Utility | IC | DFO | DFO | NYIS | A | barrels | 637 | 477 | 404 | 287 | 606 | 251 | 418 | 169 | 440 | 251 | 608 | 713 | 637 | 477 | 404 | 287 | 606 | 251 | 418 | 169 | 440 | 251 | 608 | 713 | 5.682 | 5.682 | 5.682 | 5.682 | 5.682 | 5.682 | 5.682 | 5.682 | 5.682 | 5.682 | 5.682 | 5.682 | 3619 | 2710 | 2296 | 1631 | 3443 | 1426 | 2375 | 960 | 2500 | 1426 | 3455 | 4051 | 3619 | 2710 | 2296 | 1631 | 3443 | 1426 | 2375 | 960 | 2500 | 1426 | 3455 | 4051 | 347.206 | 260.332 | 220.459 | 156.643 | 331.19 | 137.299 | 228.336 | 92.407 | 240.153 | 137.297 | 332.285 | 389.393 | 5261 | 5261 | 29892 | 29892 | 2873 | 2020
Vintage1972 | petroleum | TRUE | 56505.2514.NY.GT | 2514 | N | . | Glenwood | National Grid Generation LLC | 56505 | NY | MAT | NPCC |  | 22 | 1 | Electric Utility | GT | DFO | DFO | NYIS | A | barrels | 584 | 437 | 370 | 263 | 557 | 231 | 384 | 155 | 404 | 231 | 558 | 654 | 584 | 437 | 370 | 263 | 557 | 231 | 384 | 155 | 404 | 231 | 558 | 654 | 5.861 | 5.861 | 5.861 | 5.861 | 5.861 | 5.861 | 5.861 | 5.861 | 5.861 | 5.861 | 5.861 | 5.861 | 3423 | 2561 | 2169 | 1541 | 3265 | 1354 | 2251 | 908 | 2368 | 1354 | 3270 | 3833 | 3423 | 2561 | 2169 | 1541 | 3265 | 1354 | 2251 | 908 | 2368 | 1354 | 3270 | 3833 | 158.074 | 118.522 | 100.369 | 71.315 | 150.782 | 62.509 | 103.955 | 42.071 | 109.335 | 62.508 | 151.28 | 177.28 | 4828 | 4828 | 28297 | 28297 | 1308 | 2020
Vintage1972 | natural gas peaker | TRUE | 56505.2514.NY.GT | 2514 | N | . | Glenwood | National Grid Generation LLC | 56505 | NY | MAT | NPCC |  | 22 | 1 | Electric Utility | GT | NG | NG | NYIS | A | mcf | 0 | 0 | 0 | 0 | 0 | 0 | 0 | 0 | 0 | 0 | 0 | 0 | 0 | 0 | 0 | 0 | 0 | 0 | 0 | 0 | 0 | 0 | 0 | 0 | 0 | 0 | 0 | 0 | 0 | 0 | 0 | 0 | 0 | 0 | 0 | 0 | 0 | 0 | 0 | 0 | 0 | 0 | 0 | 0 | 0 | 0 | 0 | 0 | 0 | 0 | 0 | 0 | 0 | 0 | 0 | 0 | 0 | 0 | 0 | 0 | 0 | 0 | 0 | 0 | 0 | 0 | 0 | 0 | 0 | 0 | 0 | 0 | 0 | 0 | 0 | 0 | 0 | 2020
Vintage1967 | petroleum | TRUE | 56505.2516.NY.GT | 2516 | N | . | Northport | National Grid Generation LLC | 56505 | NY | MAT | NPCC |  | 22 | 1 | Electric Utility | GT | DFO | DFO | NYIS | M | barrels | 6 | 0 | 127 | 0 | 17 | 21 | 278 | 9 | 0 | 0 | 0 | 0 | 6 | 0 | 127 | 0 | 17 | 21 | 278 | 9 | 0 | 0 | 0 | 0 | 5.664 | 0 | 5.662 | 0 | 5.661 | 5.68 | 5.682 | 5.703 | 0 | 0 | 0 | 0 | 34 | 0 | 719 | 0 | 96 | 119 | 1580 | 51 | 0 | 0 | 0 | 0 | 34 | 0 | 719 | 0 | 96 | 119 | 1580 | 51 | 0 | 0 | 0 | 0 | -15 | -13 | 26 | -10 | -6 | -7 | 68 | -9 | -7 | -7 | -6 | -6 | 458 | 458 | 2599 | 2599 | 8 | 2020
Vintage1977 | natural gas steam turbine | TRUE | 56505.2516.NY.ST | 2516 | N | . | Northport | National Grid Generation LLC | 56505 | NY | MAT | NPCC |  | 22 | 1 | Electric Utility | ST | NG | NG | NYIS | M | mcf | 1318488 | 1251774 | 818463 | 1025935 | 0 | 2400555 | 5918483 | 4791523 | 2337697 | 3659699 | 2551858 | 4404604 | 1318488 | 1251774 | 818463 | 1025935 | 0 | 2400555 | 5918483 | 4791523 | 2337697 | 3659699 | 2551858 | 4404604 | 1.039 | 1.04 | 1.033 | 1.031 | 0 | 1.028 | 1.029 | 1.031 | 1.028 | 1.029 | 1.03 | 1.038 | 1369909 | 1301845 | 845472 | 1057739 | 0 | 2467771 | 6090119 | 4940060 | 2403153 | 3765830 | 2628414 | 4571979 | 1369909 | 1301845 | 845472 | 1057739 | 0 | 2467771 | 6090119 | 4940060 | 2403153 | 3765830 | 2628414 | 4571979 | 121191 | 117929 | 74612 | 95633 | -3936.835 | 227649 | 573823 | 460867.91 | 224420.47 | 355806.83 | 243835 | 443143.33 | 30479079 | 30479079 | 31442291 | 31442291 | 2934973.7 | 2020
Vintage1977 | petroleum | TRUE | 56505.2516.NY.ST | 2516 | N | . | Northport | National Grid Generation LLC | 56505 | NY | MAT | NPCC |  | 22 | 1 | Electric Utility | ST | RFO | RFO | NYIS | M | barrels | 0 | 0 | 0 | 0 | 0 | 0 | 0 | 1049 | 1076 | 2571 | 0 | 24818 | 0 | 0 | 0 | 0 | 0 | 0 | 0 | 1049 | 1076 | 2571 | 0 | 24818 | 0 | 0 | 0 | 0 | 0 | 0 | 0 | 6.275 | 6.275 | 6.258 | 0 | 6.258 | 0 | 0 | 0 | 0 | 0 | 0 | 0 | 6582 | 6752 | 16089 | 0 | 155311 | 0 | 0 | 0 | 0 | 0 | 0 | 0 | 6582 | 6752 | 16089 | 0 | 155311 | 0 | 0 | 0 | 0 | -157.165 | 0 | 0 | 614.092 | 630.532 | 1520.167 | 0 | 15053.668 | 29514 | 29514 | 184734 | 184734 | 17661.294 | 2020
Vintage2002 | petroleum | TRUE | 56505.2517.NY.GT | 2517 | N | . | Port Jefferson | National Grid Generation LLC | 56505 | NY | MAT | NPCC |  | 22 | 1 | Electric Utility | GT | DFO | DFO | NYIS | M | barrels | 0 | 0 | 0 | 0 | 0 | 0 | 0 | 0 | 0 | 0 | 0 | 0 | 0 | 0 | 0 | 0 | 0 | 0 | 0 | 0 | 0 | 0 | 0 | 0 | 0 | 0 | 0 | 0 | 0 | 0 | 0 | 0 | 0 | 0 | 0 | 0 | 0 | 0 | 0 | 0 | 0 | 0 | 0 | 0 | 0 | 0 | 0 | 0 | 0 | 0 | 0 | 0 | 0 | 0 | 0 | 0 | 0 | 0 | 0 | 0 | 0 | 0 | 0 | 0 | 0 | 0 | 0 | 0 | 0 | 0 | 0 | 0 | 0 | 0 | 0 | 0 | 0 | 2020
Vintage2002 | petroleum | TRUE | 56505.2517.NY.GT | 2517 | N | . | Port Jefferson | National Grid Generation LLC | 56505 | NY | MAT | NPCC |  | 22 | 1 | Electric Utility | GT | KER | WOO | NYIS | M | barrels | 149 | 97 | 0 | 0 | 0 | 510 | 221 | 253 | 112 | 76 | 292 | 0 | 149 | 97 | 0 | 0 | 0 | 510 | 221 | 253 | 112 | 76 | 292 | 0 | 5.664 | 5.705 | 0 | 0 | 0 | 5.68 | 5.682 | 5.703 | 5.666 | 5.661 | 5.68 | 0 | 844 | 553 | 0 | 0 | 0 | 2897 | 1256 | 1443 | 635 | 430 | 1659 | 0 | 844 | 553 | 0 | 0 | 0 | 2897 | 1256 | 1443 | 635 | 430 | 1659 | 0 | 66.003 | 6.933 | 0 | 0 | 0 | 277.558 | 120.39 | 138.802 | 60.237 | 40.514 | 147.033 | 0 | 1710 | 1710 | 9717 | 9717 | 857.47 | 2020
Vintage2002 | natural gas peaker | TRUE | 56505.2517.NY.GT | 2517 | N | . | Port Jefferson | National Grid Generation LLC | 56505 | NY | MAT | NPCC |  | 22 | 1 | Electric Utility | GT | NG | NG | NYIS | M | mcf | 18810 | 2950 | 19360 | 25020 | 76030 | 81090 | 208930 | 188570 | 103890 | 49890 | 8980 | 40010 | 18810 | 2950 | 19360 | 25020 | 76030 | 81090 | 208930 | 188570 | 103890 | 49890 | 8980 | 40010 | 1.038 | 1.03 | 1.032 | 1.03 | 1.026 | 1.027 | 1.028 | 1.028 | 1.027 | 1.028 | 1.03 | 1.037 | 19525 | 3039 | 19980 | 25771 | 78007 | 83279 | 214780 | 193850 | 106695 | 51287 | 9249 | 41490 | 19525 | 3039 | 19980 | 25771 | 78007 | 83279 | 214780 | 193850 | 106695 | 51287 | 9249 | 41490 | 1526.997 | 38.067 | 1592 | 2173 | 7351 | 7979.442 | 20591.61 | 18648.198 | 10127.763 | 4829.486 | 819.967 | 3869 | 823530 | 823530 | 846952 | 846952 | 79546.53 | 2020
Vintage1960 | natural gas steam turbine | TRUE | 56505.2517.NY.ST | 2517 | N | . | Port Jefferson | National Grid Generation LLC | 56505 | NY | MAT | NPCC |  | 22 | 1 | Electric Utility | ST | NG | NG | NYIS | M | mcf | 15293 | 24870 | 11455 | 13 | 557 | 382991 | 1232236 | 1069726 | 512621 | 807536 | 401280 | 439641 | 15293 | 24870 | 11455 | 13 | 557 | 382991 | 1232236 | 1069726 | 512621 | 807536 | 401280 | 439641 | 1.038 | 1.04 | 1.038 | 1.032 | 1.025 | 1.027 | 1.028 | 1.029 | 1.027 | 1.028 | 1.03 | 1.036 | 15874 | 25865 | 11890 | 13 | 571 | 393332 | 1266739 | 1100748 | 526462 | 830147 | 413318 | 455468 | 15874 | 25865 | 11890 | 13 | 571 | 393332 | 1266739 | 1100748 | 526462 | 830147 | 413318 | 455468 | -643 | 1037.243 | -651 | -496 | -499 | 34212.518 | 114873.88 | 96133.694 | 45270 | 73127.219 | 35037 | 39043.156 | 4898219 | 4898219 | 5040427 | 5040427 | 436445.71 | 2020
Vintage1960 | petroleum | TRUE | 56505.2517.NY.ST | 2517 | N | . | Port Jefferson | National Grid Generation LLC | 56505 | NY | MAT | NPCC |  | 22 | 1 | Electric Utility | ST | RFO | RFO | NYIS | M | barrels | 0 | 3660 | 0 | 0 | 0 | 5956 | 31568 | 17117 | 0 | 993 | 0 | 2511 | 0 | 3660 | 0 | 0 | 0 | 5956 | 31568 | 17117 | 0 | 993 | 0 | 2511 | 0 | 6.246 | 0 | 0 | 0 | 6.228 | 6.228 | 6.228 | 0 | 6.228 | 0 | 6.313 | 0 | 22860 | 0 | 0 | 0 | 37094 | 196606 | 106605 | 0 | 6184 | 0 | 15852 | 0 | 22860 | 0 | 0 | 0 | 37094 | 196606 | 106605 | 0 | 6184 | 0 | 15852 | 0 | 916.757 | 0 | 0 | 0 | 3226.482 | 17829.122 | 9310.306 | 0 | 544.781 | 0 | 1358.844 | 61805 | 61805 | 385201 | 385201 | 33186.292 | 2020
Vintage1971 | petroleum | TRUE | 56505.2518.NY.GT | 2518 | N | . | Shoreham | National Grid Generation LLC | 56505 | NY | MAT | NPCC |  | 22 | 1 | Electric Utility | GT | DFO | DFO | NYIS | A | barrels | 512 | 383 | 324 | 231 | 487 | 202 | 336 | 136 | 353 | 202 | 489 | 573 | 512 | 383 | 324 | 231 | 487 | 202 | 336 | 136 | 353 | 202 | 489 | 573 | 5.678 | 5.678 | 5.678 | 5.678 | 5.678 | 5.678 | 5.678 | 5.678 | 5.678 | 5.678 | 5.678 | 5.678 | 2907 | 2175 | 1840 | 1312 | 2765 | 1147 | 1908 | 772 | 2004 | 1147 | 2777 | 3253 | 2907 | 2175 | 1840 | 1312 | 2765 | 1147 | 1908 | 772 | 2004 | 1147 | 2777 | 3253 | 152.394 | 114.263 | 96.762 | 68.753 | 145.364 | 60.263 | 100.22 | 40.559 | 105.407 | 60.261 | 145.844 | 170.91 | 4228 | 4228 | 24007 | 24007 | 1261 | 2020
Vintage1963 | petroleum | TRUE | 56505.2519.NY.GT | 2519 | N | . | South Hampton | National Grid Generation LLC | 56505 | NY | MAT | NPCC |  | 22 | 1 | Electric Utility | GT | DFO | DFO | NYIS | A | barrels | 656 | 492 | 416 | 296 | 625 | 259 | 431 | 175 | 454 | 259 | 628 | 735 | 656 | 492 | 416 | 296 | 625 | 259 | 431 | 175 | 454 | 259 | 628 | 735 | 5.683 | 5.683 | 5.683 | 5.683 | 5.683 | 5.683 | 5.683 | 5.683 | 5.683 | 5.683 | 5.683 | 5.683 | 3728 | 2796 | 2364 | 1682 | 3552 | 1472 | 2449 | 995 | 2580 | 1472 | 3569 | 4177 | 3728 | 2796 | 2364 | 1682 | 3552 | 1472 | 2449 | 995 | 2580 | 1472 | 3569 | 4177 | 150.096 | 112.542 | 95.304 | 67.717 | 143.174 | 59.355 | 98.71 | 39.948 | 103.819 | 59.353 | 143.647 | 168.335 | 5426 | 5426 | 30836 | 30836 | 1242 | 2020
Vintage1964 | petroleum | TRUE | 56505.2520.NY.GT | 2520 | N | . | Southold | National Grid Generation LLC | 56505 | NY | MAT | NPCC |  | 22 | 1 | Electric Utility | GT | DFO | DFO | NYIS | A | barrels | 1121 | 840 | 712 | 506 | 1069 | 443 | 737 | 298 | 775 | 443 | 1072 | 1257 | 1121 | 840 | 712 | 506 | 1069 | 443 | 737 | 298 | 775 | 443 | 1072 | 1257 | 5.69 | 5.69 | 5.69 | 5.69 | 5.69 | 5.69 | 5.69 | 5.69 | 5.69 | 5.69 | 5.69 | 5.69 | 6378 | 4780 | 4051 | 2879 | 6083 | 2521 | 4194 | 1696 | 4410 | 2521 | 6100 | 7152 | 6378 | 4780 | 4051 | 2879 | 6083 | 2521 | 4194 | 1696 | 4410 | 2521 | 6100 | 7152 | 284.361 | 213.213 | 180.557 | 128.292 | 271.246 | 112.449 | 187.008 | 75.682 | 196.687 | 112.447 | 272.143 | 318.915 | 9273 | 9273 | 52765 | 52765 | 2353 | 2020
Vintage0 | petroleum | TRUE | 56505.2521.NY.GT | 2521 | N | . | West Babylon | National Grid Generation LLC | 56505 | NY | MAT | NPCC |  | 22 | 1 | Electric Utility | GT | DFO | DFO | NYIS | A | barrels | 561 | 422 | 357 | 254 | 536 | 222 | 370 | 150 | 389 | 222 | 538 | 631 | 561 | 422 | 357 | 254 | 536 | 222 | 370 | 150 | 389 | 222 | 538 | 631 | 5.684 | 5.684 | 5.684 | 5.684 | 5.684 | 5.684 | 5.684 | 5.684 | 5.684 | 5.684 | 5.684 | 5.684 | 3189 | 2399 | 2029 | 1444 | 3047 | 1262 | 2103 | 853 | 2211 | 1262 | 3058 | 3587 | 3189 | 2399 | 2029 | 1444 | 3047 | 1262 | 2103 | 853 | 2211 | 1262 | 3058 | 3587 | 192.394 | 144.256 | 122.162 | 86.8 | 183.521 | 76.081 | 126.527 | 51.205 | 133.075 | 76.08 | 184.127 | 215.772 | 4652 | 4652 | 26444 | 26444 | 1592 | 2020
Vintage1986 | hydro | TRUE | 13511.2522.NY.HY | 2522 | N | . | Cadyville | New York State Elec & Gas Corp | 13511 | NY | MAT | NPCC |  | 22 | 1 | Electric Utility | HY | WAT | HYC | NYIS | A |  | 0 | 0 | 0 | 0 | 0 | 0 | 0 | 0 | 0 | 0 | 0 | 0 | 0 | 0 | 0 | 0 | 0 | 0 | 0 | 0 | 0 | 0 | 0 | 0 | 0 | 0 | 0 | 0 | 0 | 0 | 0 | 0 | 0 | 0 | 0 | 0 | 9630 | 8986 | 9543 | 9358 | 9775 | 9145 | 9597 | 9411 | 8939 | 8984 | 8885 | 9385 | 9630 | 8986 | 9543 | 9358 | 9775 | 9145 | 9597 | 9411 | 8939 | 8984 | 8885 | 9385 | 1098.455 | 1024.987 | 1088.535 | 1067.448 | 1115.008 | 1043.132 | 1094.629 | 1073.489 | 1019.672 | 1024.706 | 1013.412 | 1070.527 | 0 | 0 | 111638 | 111638 | 12734 | 2020
Vintage1953 | hard coal | TRUE | 25.2527.NY.ST | 2527 | N | . | Greenidge Generation LLC | Greenidge Generation Holdings LLC | 25 | NY | MAT | NPCC |  | 22 | 2 | NAICS-22 Non-Cogen | ST | BIT | COL | NYIS | AM | short tons | 0 | 0 | 0 | 0 | 0 | 0 | 0 | 0 | 0 | 0 | 0 | 0 | 0 | 0 | 0 | 0 | 0 | 0 | 0 | 0 | 0 | 0 | 0 | 0 | 0 | 0 | 0 | 0 | 0 | 0 | 0 | 0 | 0 | 0 | 0 | 0 | 0 | 0 | 0 | 0 | 0 | 0 | 0 | 0 | 0 | 0 | 0 | 0 | 0 | 0 | 0 | 0 | 0 | 0 | 0 | 0 | 0 | 0 | 0 | 0 | 0 | 0 | 0 | 0 | 0 | 0 | 0 | 0 | 0 | 0 | 0 | 0 | 0 | 0 | 0 | 0 | 0 | 2020
Vintage1953 | petroleum | TRUE | 25.2527.NY.ST | 2527 | N | . | Greenidge Generation LLC | Greenidge Generation Holdings LLC | 25 | NY | MAT | NPCC |  | 22 | 2 | NAICS-22 Non-Cogen | ST | DFO | DFO | NYIS | AM | barrels | 0 | 0 | 0 | 0 | 0 | 0 | 0 | 0 | 0 | 0 | 0 | 0 | 0 | 0 | 0 | 0 | 0 | 0 | 0 | 0 | 0 | 0 | 0 | 0 | 0 | 0 | 0 | 0 | 0 | 0 | 0 | 0 | 0 | 0 | 0 | 0 | 0 | 0 | 0 | 0 | 0 | 0 | 0 | 0 | 0 | 0 | 0 | 0 | 0 | 0 | 0 | 0 | 0 | 0 | 0 | 0 | 0 | 0 | 0 | 0 | 0 | 0 | 0 | 0 | 0 | 0 | 0 | 0 | 0 | 0 | 0 | 0 | 0 | 0 | 0 | 0 | 0 | 2020
Vintage1953 | natural gas steam turbine | TRUE | 25.2527.NY.ST | 2527 | N | . | Greenidge Generation LLC | Greenidge Generation Holdings LLC | 25 | NY | MAT | NPCC |  | 22 | 2 | NAICS-22 Non-Cogen | ST | NG | NG | NYIS | AM | mcf | 15000 | 276345 | 337764 | 294468 | 308564 | 378204 | 554732 | 501648 | 396050 | 345837 | 348323 | 347073 | 15000 | 276345 | 337764 | 294468 | 308564 | 378204 | 554732 | 501648 | 396050 | 345837 | 348323 | 347073 | 1.028 | 1.028 | 1.028 | 1.028 | 1.028 | 1.028 | 1.028 | 1.028 | 1.028 | 1.028 | 1.028 | 1.028 | 15420 | 284083 | 347221 | 302713 | 317204 | 388794 | 570264 | 515694 | 407139 | 355520 | 358076 | 356791 | 15420 | 284083 | 347221 | 302713 | 317204 | 388794 | 570264 | 515694 | 407139 | 355520 | 358076 | 356791 | 870 | 22689 | 27136 | 14233 | 16188 | 22496 | 38094 | 30919 | 21069 | 20262 | 17438 | 15532 | 4104008 | 4104008 | 4218919 | 4218919 | 246926 | 2020
Vintage1953 | hard coal | TRUE | 25.2527.NY.ST | 2527 | N | . | Greenidge Generation LLC | Greenidge Generation Holdings LLC | 25 | NY | MAT | NPCC |  | 22 | 2 | NAICS-22 Non-Cogen | ST | SUB | COL | NYIS | AM | short tons | 0 | 0 | 0 | 0 | 0 | 0 | 0 | 0 | 0 | 0 | 0 | 0 | 0 | 0 | 0 | 0 | 0 | 0 | 0 | 0 | 0 | 0 | 0 | 0 | 0 | 0 | 0 | 0 | 0 | 0 | 0 | 0 | 0 | 0 | 0 | 0 | 0 | 0 | 0 | 0 | 0 | 0 | 0 | 0 | 0 | 0 | 0 | 0 | 0 | 0 | 0 | 0 | 0 | 0 | 0 | 0 | 0 | 0 | 0 | 0 | 0 | 0 | 0 | 0 | 0 | 0 | 0 | 0 | 0 | 0 | 0 | 0 | 0 | 0 | 0 | 0 | 0 | 2020
Vintage1953 | biomass | TRUE | 25.2527.NY.ST | 2527 | N | . | Greenidge Generation LLC | Greenidge Generation Holdings LLC | 25 | NY | MAT | NPCC |  | 22 | 2 | NAICS-22 Non-Cogen | ST | WDS | WWW | NYIS | AM | short tons | 0 | 0 | 0 | 0 | 0 | 0 | 0 | 0 | 0 | 0 | 0 | 0 | 0 | 0 | 0 | 0 | 0 | 0 | 0 | 0 | 0 | 0 | 0 | 0 | 0 | 0 | 0 | 0 | 0 | 0 | 0 | 0 | 0 | 0 | 0 | 0 | 0 | 0 | 0 | 0 | 0 | 0 | 0 | 0 | 0 | 0 | 0 | 0 | 0 | 0 | 0 | 0 | 0 | 0 | 0 | 0 | 0 | 0 | 0 | 0 | 0 | 0 | 0 | 0 | 0 | 0 | 0 | 0 | 0 | 0 | 0 | 0 | 0 | 0 | 0 | 0 | 0 | 2020
Vintage2017 | petroleum | TRUE | 13511.2528.NY.IC | 2528 | N | . | Harris Lake | New York State Elec & Gas Corp | 13511 | NY | MAT | NPCC |  | 22 | 1 | Electric Utility | IC | DFO | DFO | NYIS | A | barrels | 66 | 49 | 41 | 29 | 62 | 26 | 43 | 17 | 45 | 26 | 62 | 73 | 66 | 49 | 41 | 29 | 62 | 26 | 43 | 17 | 45 | 26 | 62 | 73 | 5.69 | 5.69 | 5.69 | 5.69 | 5.69 | 5.69 | 5.69 | 5.69 | 5.69 | 5.69 | 5.69 | 5.69 | 376 | 279 | 233 | 165 | 353 | 148 | 245 | 97 | 256 | 148 | 353 | 415 | 376 | 279 | 233 | 165 | 353 | 148 | 245 | 97 | 256 | 148 | 353 | 415 | 0 | 0 | 0 | 0 | 0 | 0 | 0 | 0 | 0 | 0 | 0 | 0 | 539 | 539 | 3068 | 3068 | 0 | 2020
Vintage1956 | hydro | TRUE | 13511.2530.NY.HY | 2530 | N | . | High Falls - Saranac NY | New York State Elec & Gas Corp | 13511 | NY | MAT | NPCC |  | 22 | 1 | Electric Utility | HY | WAT | HYC | NYIS | A |  | 0 | 0 | 0 | 0 | 0 | 0 | 0 | 0 | 0 | 0 | 0 | 0 | 0 | 0 | 0 | 0 | 0 | 0 | 0 | 0 | 0 | 0 | 0 | 0 | 0 | 0 | 0 | 0 | 0 | 0 | 0 | 0 | 0 | 0 | 0 | 0 | 24726 | 23072 | 24502 | 24028 | 25098 | 23480 | 24640 | 24164 | 22952 | 23066 | 22811 | 24097 | 24726 | 23072 | 24502 | 24028 | 25098 | 23480 | 24640 | 24164 | 22952 | 23066 | 22811 | 24097 | 2820.322 | 2631.69 | 2794.852 | 2740.71 | 2862.824 | 2678.279 | 2810.498 | 2756.222 | 2618.044 | 2630.97 | 2601.973 | 2748.616 | 0 | 0 | 286636 | 286636 | 32695 | 2020
Vintage1985 | hydro | TRUE | 13511.2532.NY.HY | 2532 | N | . | Kent Falls | New York State Elec & Gas Corp | 13511 | NY | MAT | NPCC |  | 22 | 1 | Electric Utility | HY | WAT | HYC | NYIS | A |  | 0 | 0 | 0 | 0 | 0 | 0 | 0 | 0 | 0 | 0 | 0 | 0 | 0 | 0 | 0 | 0 | 0 | 0 | 0 | 0 | 0 | 0 | 0 | 0 | 0 | 0 | 0 | 0 | 0 | 0 | 0 | 0 | 0 | 0 | 0 | 0 | 0 | 0 | 0 | 0 | 0 | 0 | 0 | 0 | 0 | 0 | 0 | 0 | 0 | 0 | 0 | 0 | 0 | 0 | 0 | 0 | 0 | 0 | 0 | 0 | 0 | 0 | 0 | 0 | 0 | 0 | 0 | 0 | 0 | 0 | 0 | 0 | 0 | 0 | 0 | 0 | 0 | 2020
Vintage2005 | petroleum | TRUE | 14294.2539.NY.CA | 2539 | N | . | Bethlehem Energy Center | PSEG Power New York Inc | 14294 | NY | MAT | NPCC |  | 22 | 2 | NAICS-22 Non-Cogen | CA | KER | WOO | NYIS | M | barrels | 0 | 0 | 0 | 0 | 0 | 0 | 0 | 0 | 0 | 0 | 0 | 0 | 0 | 0 | 0 | 0 | 0 | 0 | 0 | 0 | 0 | 0 | 0 | 0 | 0 | 0 | 0 | 0 | 0 | 0 | 0 | 0 | 0 | 0 | 0 | 0 | 0 | 0 | 0 | 0 | 0 | 0 | 0 | 0 | 0 | 0 | 0 | 0 | 0 | 0 | 0 | 0 | 0 | 0 | 0 | 0 | 0 | 0 | 0 | 0 | 0 | 0 | 0 | 0 | 0 | 0 | 0 | 0 | 0 | 0 | 0 | 0 | 0 | 0 | 0 | 0 | 0 | 2020
Vintage2005 | natural gas combined cycle | TRUE | 14294.2539.NY.CA | 2539 | N | . | Bethlehem Energy Center | PSEG Power New York Inc | 14294 | NY | MAT | NPCC |  | 22 | 2 | NAICS-22 Non-Cogen | CA | NG | NG | NYIS | M | mcf | 4 | 3 | 0 | 4 | 185 | 789 | 3278 | 6222 | 13 | 990 | 14 | 1887672 | 4 | 3 | 0 | 4 | 185 | 789 | 3278 | 6222 | 13 | 990 | 14 | 1887672 | 1.031 | 1.031 | 0 | 1.029 | 1.028 | 1.028 | 1.029 | 1.029 | 1.029 | 1.029 | 1.03 | 1.032 | 4 | 3 | 0 | 4 | 190 | 811 | 3373 | 6402 | 13 | 1019 | 14 | 1948078 | 4 | 3 | 0 | 4 | 190 | 811 | 3373 | 6402 | 13 | 1019 | 14 | 1948078 | 140630 | 121528 | 65306 | 112540 | 114960 | 152270 | 182470 | 175026 | 144760 | 169233 | 133343 | 132096 | 1899174 | 1899174 | 1959911 | 1959911 | 1644162 | 2020
Vintage2005 | petroleum | TRUE | 14294.2539.NY.CT | 2539 | N | . | Bethlehem Energy Center | PSEG Power New York Inc | 14294 | NY | MAT | NPCC |  | 22 | 2 | NAICS-22 Non-Cogen | CT | KER | WOO | NYIS | M | barrels | 0 | 0 | 0 | 0 | 0 | 0 | 0 | 0 | 0 | 0 | 0 | 0 | 0 | 0 | 0 | 0 | 0 | 0 | 0 | 0 | 0 | 0 | 0 | 0 | 0 | 0 | 0 | 0 | 0 | 0 | 0 | 0 | 0 | 0 | 0 | 0 | 0 | 0 | 0 | 0 | 0 | 0 | 0 | 0 | 0 | 0 | 0 | 0 | 0 | 0 | 0 | 0 | 0 | 0 | 0 | 0 | 0 | 0 | 0 | 0 | 0 | 0 | 0 | 0 | 0 | 0 | 0 | 0 | 0 | 0 | 0 | 0 | 0 | 0 | 0 | 0 | 0 | 2020
Vintage2005 | natural gas combined cycle | TRUE | 14294.2539.NY.CT | 2539 | N | . | Bethlehem Energy Center | PSEG Power New York Inc | 14294 | NY | MAT | NPCC |  | 22 | 2 | NAICS-22 Non-Cogen | CT | NG | NG | NYIS | M | mcf | 2933084 | 2588603 | 1416318 | 2387343 | 2321861 | 3037961 | 3620417 | 3426350 | 2934113 | 3463220 | 2770923 | 896643 | 2933084 | 2588603 | 1416318 | 2387343 | 2321861 | 3037961 | 3620417 | 3426350 | 2934113 | 3463220 | 2770923 | 896643 | 1.031 | 1.031 | 1.029 | 1.029 | 1.028 | 1.028 | 1.029 | 1.029 | 1.029 | 1.029 | 1.03 | 1.032 | 3024010 | 2668850 | 1457391 | 2456576 | 2386873 | 3123024 | 3725409 | 3525714 | 3019202 | 3563653 | 2854051 | 925336 | 3024010 | 2668850 | 1457391 | 2456576 | 2386873 | 3123024 | 3725409 | 3525714 | 3019202 | 3563653 | 2854051 | 925336 | 293512 | 262546 | 139566 | 238854 | 223723 | 292288 | 351238 | 336197 | 289013 | 346836 | 276513 | 281267 | 31796836 | 31796836 | 32730089 | 32730089 | 3331553 | 2020
Vintage1927 | hydro | TRUE | 5914.2540.NY.HY | 2540 | N | . | Allens Falls | Erie Boulevard Hydropower LP | 5914 | NY | MAT | NPCC |  | 22 | 2 | NAICS-22 Non-Cogen | HY | WAT | HYC | NYIS | A |  | 0 | 0 | 0 | 0 | 0 | 0 | 0 | 0 | 0 | 0 | 0 | 0 | 0 | 0 | 0 | 0 | 0 | 0 | 0 | 0 | 0 | 0 | 0 | 0 | 0 | 0 | 0 | 0 | 0 | 0 | 0 | 0 | 0 | 0 | 0 | 0 | 14607 | 13630 | 14475 | 14195 | 14827 | 13871 | 14556 | 14275 | 13559 | 13626 | 13476 | 14236 | 14607 | 13630 | 14475 | 14195 | 14827 | 13871 | 14556 | 14275 | 13559 | 13626 | 13476 | 14236 | 1666.143 | 1554.705 | 1651.095 | 1619.11 | 1691.251 | 1582.228 | 1660.339 | 1628.275 | 1546.644 | 1554.28 | 1537.149 | 1623.781 | 0 | 0 | 169333 | 169333 | 19315 | 2020
Vintage1924 | hydro | TRUE | 5914.2543.NY.HY | 2543 | N | . | Beardslee | Erie Boulevard Hydropower LP | 5914 | NY | MAT | NPCC |  | 22 | 2 | NAICS-22 Non-Cogen | HY | WAT | HYC | NYIS | A |  | 0 | 0 | 0 | 0 | 0 | 0 | 0 | 0 | 0 | 0 | 0 | 0 | 0 | 0 | 0 | 0 | 0 | 0 | 0 | 0 | 0 | 0 | 0 | 0 | 0 | 0 | 0 | 0 | 0 | 0 | 0 | 0 | 0 | 0 | 0 | 0 | 34447 | 32143 | 34136 | 33475 | 34967 | 32713 | 34327 | 33665 | 31977 | 32135 | 31780 | 33572 | 34447 | 32143 | 34136 | 33475 | 34967 | 32713 | 34327 | 33665 | 31977 | 32135 | 31780 | 33572 | 3929.218 | 3666.416 | 3893.73 | 3818.3 | 3988.427 | 3731.323 | 3915.528 | 3839.912 | 3647.404 | 3665.413 | 3625.014 | 3829.315 | 0 | 0 | 399337 | 399337 | 45550 | 2020
Vintage1918 | hydro | TRUE | 5914.2544.NY.HY | 2544 | N | . | Belfort | Erie Boulevard Hydropower LP | 5914 | NY | MAT | NPCC |  | 22 | 2 | NAICS-22 Non-Cogen | HY | WAT | HYC | NYIS | A |  | 0 | 0 | 0 | 0 | 0 | 0 | 0 | 0 | 0 | 0 | 0 | 0 | 0 | 0 | 0 | 0 | 0 | 0 | 0 | 0 | 0 | 0 | 0 | 0 | 0 | 0 | 0 | 0 | 0 | 0 | 0 | 0 | 0 | 0 | 0 | 0 | 4926 | 4597 | 4882 | 4787 | 5000 | 4678 | 4909 | 4814 | 4573 | 4596 | 4545 | 4801 | 4926 | 4597 | 4882 | 4787 | 5000 | 4678 | 4909 | 4814 | 4573 | 4596 | 4545 | 4801 | 561.907 | 524.326 | 556.833 | 546.046 | 570.376 | 533.608 | 559.951 | 549.137 | 521.607 | 524.182 | 518.405 | 547.622 | 0 | 0 | 57108 | 57108 | 6514 | 2020
Vintage1966 | hydro | TRUE | 5914.2545.NY.HY | 2545 | N | . | Bennetts Bridge | Erie Boulevard Hydropower LP | 5914 | NY | MAT | NPCC |  | 22 | 2 | NAICS-22 Non-Cogen | HY | WAT | HYC | NYIS | A |  | 0 | 0 | 0 | 0 | 0 | 0 | 0 | 0 | 0 | 0 | 0 | 0 | 0 | 0 | 0 | 0 | 0 | 0 | 0 | 0 | 0 | 0 | 0 | 0 | 0 | 0 | 0 | 0 | 0 | 0 | 0 | 0 | 0 | 0 | 0 | 0 | 53513 | 49934 | 53030 | 52003 | 54320 | 50818 | 53327 | 52297 | 49675 | 49921 | 49370 | 52153 | 53513 | 49934 | 53030 | 52003 | 54320 | 50818 | 53327 | 52297 | 49675 | 49921 | 49370 | 52153 | 6103.957 | 5695.704 | 6048.83 | 5931.652 | 6195.94 | 5796.534 | 6082.693 | 5965.226 | 5666.169 | 5694.145 | 5631.386 | 5948.764 | 0 | 0 | 620361 | 620361 | 70761 | 2020
Vintage1920 | hydro | TRUE | 5914.2546.NY.HY | 2546 | N | . | Black River | Erie Boulevard Hydropower LP | 5914 | NY | MAT | NPCC |  | 22 | 2 | NAICS-22 Non-Cogen | HY | WAT | HYC | NYIS | A |  | 0 | 0 | 0 | 0 | 0 | 0 | 0 | 0 | 0 | 0 | 0 | 0 | 0 | 0 | 0 | 0 | 0 | 0 | 0 | 0 | 0 | 0 | 0 | 0 | 0 | 0 | 0 | 0 | 0 | 0 | 0 | 0 | 0 | 0 | 0 | 0 | 19375 | 18079 | 19200 | 18828 | 19667 | 18399 | 19308 | 18935 | 17986 | 18074 | 17875 | 18883 | 19375 | 18079 | 19200 | 18828 | 19667 | 18399 | 19308 | 18935 | 17986 | 18074 | 17875 | 18883 | 2210.023 | 2062.208 | 2190.063 | 2147.637 | 2243.326 | 2098.715 | 2202.323 | 2159.793 | 2051.515 | 2061.644 | 2038.921 | 2153.832 | 0 | 0 | 224609 | 224609 | 25620 | 2020
Vintage1957 | hydro | TRUE | 5914.2547.NY.HY | 2547 | N | . | Blake | Erie Boulevard Hydropower LP | 5914 | NY | MAT | NPCC |  | 22 | 2 | NAICS-22 Non-Cogen | HY | WAT | HYC | NYIS | A |  | 0 | 0 | 0 | 0 | 0 | 0 | 0 | 0 | 0 | 0 | 0 | 0 | 0 | 0 | 0 | 0 | 0 | 0 | 0 | 0 | 0 | 0 | 0 | 0 | 0 | 0 | 0 | 0 | 0 | 0 | 0 | 0 | 0 | 0 | 0 | 0 | 34344 | 32047 | 34034 | 33374 | 34861 | 32614 | 34224 | 33563 | 31881 | 32038 | 31685 | 33471 | 34344 | 32047 | 34034 | 33374 | 34861 | 32614 | 34224 | 33563 | 31881 | 32038 | 31685 | 33471 | 3917.398 | 3655.389 | 3882.019 | 3806.816 | 3976.431 | 3720.1 | 3903.751 | 3828.363 | 3636.434 | 3654.389 | 3614.112 | 3817.798 | 0 | 0 | 398136 | 398136 | 45413 | 2020
Vintage1923 | hydro | TRUE | 5914.2548.NY.HY | 2548 | N | . | Browns Falls | Erie Boulevard Hydropower LP | 5914 | NY | MAT | NPCC |  | 22 | 2 | NAICS-22 Non-Cogen | HY | WAT | HYC | NYIS | A |  | 0 | 0 | 0 | 0 | 0 | 0 | 0 | 0 | 0 | 0 | 0 | 0 | 0 | 0 | 0 | 0 | 0 | 0 | 0 | 0 | 0 | 0 | 0 | 0 | 0 | 0 | 0 | 0 | 0 | 0 | 0 | 0 | 0 | 0 | 0 | 0 | 29648 | 27665 | 29380 | 28811 | 30095 | 28155 | 29545 | 28974 | 27522 | 27658 | 27353 | 28894 | 29648 | 27665 | 29380 | 28811 | 30095 | 28155 | 29545 | 28974 | 27522 | 27658 | 27353 | 28894 | 3381.799 | 3155.613 | 3351.258 | 3286.337 | 3432.762 | 3211.477 | 3370.019 | 3304.938 | 3139.25 | 3154.75 | 3119.98 | 3295.817 | 0 | 0 | 343700 | 343700 | 39204 | 2020
Vintage1926 | hydro | TRUE | 5914.2550.NY.HY | 2550 | N | . | Chasm | Erie Boulevard Hydropower LP | 5914 | NY | MAT | NPCC |  | 22 | 2 | NAICS-22 Non-Cogen | HY | WAT | HYC | NYIS | A |  | 0 | 0 | 0 | 0 | 0 | 0 | 0 | 0 | 0 | 0 | 0 | 0 | 0 | 0 | 0 | 0 | 0 | 0 | 0 | 0 | 0 | 0 | 0 | 0 | 0 | 0 | 0 | 0 | 0 | 0 | 0 | 0 | 0 | 0 | 0 | 0 | 15681 | 14632 | 15539 | 15238 | 15917 | 14891 | 15626 | 15325 | 14556 | 14628 | 14467 | 15282 | 15681 | 14632 | 15539 | 15238 | 15917 | 14891 | 15626 | 15325 | 14556 | 14628 | 14467 | 15282 | 1788.635 | 1669.004 | 1772.48 | 1738.144 | 1815.588 | 1698.55 | 1782.403 | 1747.982 | 1660.35 | 1668.548 | 1650.158 | 1743.158 | 0 | 0 | 181782 | 181782 | 20735 | 2020
Vintage1928 | hydro | TRUE | 5914.2551.NY.HY | 2551 | N | . | Colton | Erie Boulevard Hydropower LP | 5914 | NY | MAT | NPCC |  | 22 | 2 | NAICS-22 Non-Cogen | HY | WAT | HYC | NYIS | A |  | 0 | 0 | 0 | 0 | 0 | 0 | 0 | 0 | 0 | 0 | 0 | 0 | 0 | 0 | 0 | 0 | 0 | 0 | 0 | 0 | 0 | 0 | 0 | 0 | 0 | 0 | 0 | 0 | 0 | 0 | 0 | 0 | 0 | 0 | 0 | 0 | 118686 | 110748 | 117614 | 115336 | 120475 | 112708 | 118273 | 115988 | 110174 | 110718 | 109497 | 115668 | 118686 | 110748 | 117614 | 115336 | 120475 | 112708 | 118273 | 115988 | 110174 | 110718 | 109497 | 115668 | 13537.81 | 12632.354 | 13415.544 | 13155.658 | 13741.817 | 12855.983 | 13490.648 | 13230.121 | 12566.85 | 12628.898 | 12489.707 | 13193.61 | 0 | 0 | 1375885 | 1375885 | 156939 | 2020
Vintage1925 | hydro | TRUE | 5914.2552.NY.HY | 2552 | N | . | Deferiet | Erie Boulevard Hydropower LP | 5914 | NY | MAT | NPCC |  | 22 | 2 | NAICS-22 Non-Cogen | HY | WAT | HYC | NYIS | A |  | 0 | 0 | 0 | 0 | 0 | 0 | 0 | 0 | 0 | 0 | 0 | 0 | 0 | 0 | 0 | 0 | 0 | 0 | 0 | 0 | 0 | 0 | 0 | 0 | 0 | 0 | 0 | 0 | 0 | 0 | 0 | 0 | 0 | 0 | 0 | 0 | 34642 | 32325 | 34329 | 33664 | 35164 | 32897 | 34521 | 33854 | 32157 | 32316 | 31960 | 33761 | 34642 | 32325 | 34329 | 33664 | 35164 | 32897 | 34521 | 33854 | 32157 | 32316 | 31960 | 33761 | 3951.385 | 3687.103 | 3915.699 | 3839.844 | 4010.93 | 3752.375 | 3937.62 | 3861.578 | 3667.984 | 3686.094 | 3645.467 | 3850.921 | 0 | 0 | 401590 | 401590 | 45807 | 2020
Vintage1925 | hydro | TRUE | 5914.2555.NY.HY | 2555 | N | . | Eagle | Erie Boulevard Hydropower LP | 5914 | NY | MAT | NPCC |  | 22 | 2 | NAICS-22 Non-Cogen | HY | WAT | HYC | NYIS | A |  | 0 | 0 | 0 | 0 | 0 | 0 | 0 | 0 | 0 | 0 | 0 | 0 | 0 | 0 | 0 | 0 | 0 | 0 | 0 | 0 | 0 | 0 | 0 | 0 | 0 | 0 | 0 | 0 | 0 | 0 | 0 | 0 | 0 | 0 | 0 | 0 | 13449 | 12550 | 13328 | 13070 | 13652 | 12772 | 13402 | 13144 | 12485 | 12546 | 12408 | 13107 | 13449 | 12550 | 13328 | 13070 | 13652 | 12772 | 13402 | 13144 | 12485 | 12546 | 12408 | 13107 | 1534.077 | 1431.472 | 1520.221 | 1490.772 | 1557.194 | 1456.813 | 1528.732 | 1499.21 | 1424.049 | 1431.08 | 1415.308 | 1495.072 | 0 | 0 | 155913 | 155913 | 17784 | 2020
Vintage1928 | hydro | TRUE | 5914.2556.NY.HY | 2556 | N | . | Eel Weir | Erie Boulevard Hydropower LP | 5914 | NY | MAT | NPCC |  | 22 | 2 | NAICS-22 Non-Cogen | HY | WAT | HYC | NYIS | A |  | 0 | 0 | 0 | 0 | 0 | 0 | 0 | 0 | 0 | 0 | 0 | 0 | 0 | 0 | 0 | 0 | 0 | 0 | 0 | 0 | 0 | 0 | 0 | 0 | 0 | 0 | 0 | 0 | 0 | 0 | 0 | 0 | 0 | 0 | 0 | 0 | 5206 | 4858 | 5159 | 5059 | 5285 | 4944 | 5188 | 5088 | 4833 | 4857 | 4803 | 5074 | 5206 | 4858 | 5159 | 5059 | 5285 | 4944 | 5188 | 5088 | 4833 | 4857 | 4803 | 5074 | 593.825 | 554.108 | 588.462 | 577.062 | 602.773 | 563.917 | 591.756 | 580.328 | 551.235 | 553.956 | 547.851 | 578.727 | 0 | 0 | 60354 | 60354 | 6884 | 2020
Vintage1923 | hydro | TRUE | 5914.2557.NY.HY | 2557 | N | . | Effley | Erie Boulevard Hydropower LP | 5914 | NY | MAT | NPCC |  | 22 | 2 | NAICS-22 Non-Cogen | HY | WAT | HYC | NYIS | A |  | 0 | 0 | 0 | 0 | 0 | 0 | 0 | 0 | 0 | 0 | 0 | 0 | 0 | 0 | 0 | 0 | 0 | 0 | 0 | 0 | 0 | 0 | 0 | 0 | 0 | 0 | 0 | 0 | 0 | 0 | 0 | 0 | 0 | 0 | 0 | 0 | 9120 | 8510 | 9038 | 8863 | 9258 | 8661 | 9089 | 8913 | 8466 | 8508 | 8414 | 8889 | 9120 | 8510 | 9038 | 8863 | 9258 | 8661 | 9089 | 8913 | 8466 | 8508 | 8414 | 8889 | 1040.316 | 970.735 | 1030.919 | 1010.948 | 1055.992 | 987.92 | 1036.691 | 1016.671 | 965.701 | 970.469 | 959.773 | 1013.865 | 0 | 0 | 105729 | 105729 | 12060 | 2020
Vintage1916 | hydro | TRUE | 5914.2559.NY.HY | 2559 | N | . | Elmer | Erie Boulevard Hydropower LP | 5914 | NY | MAT | NPCC |  | 22 | 2 | NAICS-22 Non-Cogen | HY | WAT | HYC | NYIS | A |  | 0 | 0 | 0 | 0 | 0 | 0 | 0 | 0 | 0 | 0 | 0 | 0 | 0 | 0 | 0 | 0 | 0 | 0 | 0 | 0 | 0 | 0 | 0 | 0 | 0 | 0 | 0 | 0 | 0 | 0 | 0 | 0 | 0 | 0 | 0 | 0 | 5199 | 4852 | 5152 | 5052 | 5278 | 4937 | 5181 | 5081 | 4826 | 4850 | 4797 | 5067 | 5199 | 4852 | 5152 | 5052 | 5278 | 4937 | 5181 | 5081 | 4826 | 4850 | 4797 | 5067 | 593.049 | 553.383 | 587.692 | 576.308 | 601.985 | 563.18 | 590.983 | 579.57 | 550.514 | 553.232 | 547.134 | 577.97 | 0 | 0 | 60272 | 60272 | 6875 | 2020
Vintage1920 | hydro | TRUE | 5914.2560.NY.HY | 2560 | N | . | Ephratah | Erie Boulevard Hydropower LP | 5914 | NY | MAT | NPCC |  | 22 | 2 | NAICS-22 Non-Cogen | HY | WAT | HYC | NYIS | A |  | 0 | 0 | 0 | 0 | 0 | 0 | 0 | 0 | 0 | 0 | 0 | 0 | 0 | 0 | 0 | 0 | 0 | 0 | 0 | 0 | 0 | 0 | 0 | 0 | 0 | 0 | 0 | 0 | 0 | 0 | 0 | 0 | 0 | 0 | 0 | 0 | 9029 | 8425 | 8947 | 8774 | 9165 | 8574 | 8997 | 8824 | 8381 | 8423 | 8330 | 8799 | 9029 | 8425 | 8947 | 8774 | 9165 | 8574 | 8997 | 8824 | 8381 | 8423 | 8330 | 8799 | 1029.877 | 960.996 | 1020.576 | 1000.805 | 1045.397 | 978.008 | 1026.289 | 1006.47 | 956.012 | 960.733 | 950.144 | 1003.693 | 0 | 0 | 104668 | 104668 | 11939 | 2020
Vintage1928 | hydro | TRUE | 5914.2561.NY.HY | 2561 | N | . | East Norfolk | Erie Boulevard Hydropower LP | 5914 | NY | MAT | NPCC |  | 22 | 2 | NAICS-22 Non-Cogen | HY | WAT | HYC | NYIS | A |  | 0 | 0 | 0 | 0 | 0 | 0 | 0 | 0 | 0 | 0 | 0 | 0 | 0 | 0 | 0 | 0 | 0 | 0 | 0 | 0 | 0 | 0 | 0 | 0 | 0 | 0 | 0 | 0 | 0 | 0 | 0 | 0 | 0 | 0 | 0 | 0 | 14637 | 13658 | 14505 | 14224 | 14858 | 13900 | 14586 | 14305 | 13588 | 13655 | 13504 | 14265 | 14637 | 13658 | 14505 | 14224 | 14858 | 13900 | 14586 | 14305 | 13588 | 13655 | 13504 | 14265 | 1669.592 | 1557.925 | 1654.515 | 1622.463 | 1694.753 | 1585.505 | 1663.777 | 1631.647 | 1549.847 | 1557.499 | 1540.333 | 1627.144 | 0 | 0 | 169685 | 169685 | 19355 | 2020
Vintage1955 | hydro | TRUE | 5914.2562.NY.HY | 2562 | N | . | Five Falls | Erie Boulevard Hydropower LP | 5914 | NY | MAT | NPCC |  | 22 | 2 | NAICS-22 Non-Cogen | HY | WAT | HYC | NYIS | A |  | 0 | 0 | 0 | 0 | 0 | 0 | 0 | 0 | 0 | 0 | 0 | 0 | 0 | 0 | 0 | 0 | 0 | 0 | 0 | 0 | 0 | 0 | 0 | 0 | 0 | 0 | 0 | 0 | 0 | 0 | 0 | 0 | 0 | 0 | 0 | 0 | 57963 | 54086 | 57440 | 56327 | 58837 | 55044 | 57761 | 56646 | 53806 | 54072 | 53476 | 56489 | 57963 | 54086 | 57440 | 56327 | 58837 | 55044 | 57761 | 56646 | 53806 | 54072 | 53476 | 56489 | 6611.523 | 6169.319 | 6551.809 | 6424.887 | 6711.152 | 6278.534 | 6588.488 | 6461.253 | 6137.328 | 6167.631 | 6099.654 | 6443.422 | 0 | 0 | 671947 | 671947 | 76645 | 2020
Vintage1924 | hydro | TRUE | 5914.2563.NY.HY | 2563 | N | . | Flat Rock | Erie Boulevard Hydropower LP | 5914 | NY | MAT | NPCC |  | 22 | 2 | NAICS-22 Non-Cogen | HY | WAT | HYC | NYIS | A |  | 0 | 0 | 0 | 0 | 0 | 0 | 0 | 0 | 0 | 0 | 0 | 0 | 0 | 0 | 0 | 0 | 0 | 0 | 0 | 0 | 0 | 0 | 0 | 0 | 0 | 0 | 0 | 0 | 0 | 0 | 0 | 0 | 0 | 0 | 0 | 0 | 8634 | 8057 | 8556 | 8390 | 8764 | 8199 | 8604 | 8438 | 8015 | 8054 | 7966 | 8415 | 8634 | 8057 | 8556 | 8390 | 8764 | 8199 | 8604 | 8438 | 8015 | 8054 | 7966 | 8415 | 984.849 | 918.979 | 975.954 | 957.048 | 999.69 | 935.247 | 981.418 | 962.465 | 914.213 | 918.727 | 908.601 | 959.809 | 0 | 0 | 100092 | 100092 | 11417 | 2020
Vintage1926 | hydro | TRUE | 5914.2564.NY.HY | 2564 | N | . | Franklin (NY) | Erie Boulevard Hydropower LP | 5914 | NY | MAT | NPCC |  | 22 | 2 | NAICS-22 Non-Cogen | HY | WAT | HYC | NYIS | A |  | 0 | 0 | 0 | 0 | 0 | 0 | 0 | 0 | 0 | 0 | 0 | 0 | 0 | 0 | 0 | 0 | 0 | 0 | 0 | 0 | 0 | 0 | 0 | 0 | 0 | 0 | 0 | 0 | 0 | 0 | 0 | 0 | 0 | 0 | 0 | 0 | 5455 | 5090 | 5406 | 5301 | 5537 | 5180 | 5436 | 5331 | 5064 | 5089 | 5033 | 5316 | 5455 | 5090 | 5406 | 5301 | 5537 | 5180 | 5436 | 5331 | 5064 | 5089 | 5033 | 5316 | 622.205 | 580.59 | 616.586 | 604.641 | 631.581 | 590.868 | 620.037 | 608.063 | 577.579 | 580.431 | 574.034 | 606.385 | 0 | 0 | 63238 | 63238 | 7213 | 2020
Vintage1928 | hydro | TRUE | 5914.2566.NY.HY | 2566 | N | . | Fulton Hydro | Erie Boulevard Hydropower LP | 5914 | NY | MAT | NPCC |  | 22 | 2 | NAICS-22 Non-Cogen | HY | WAT | HYC | NYIS | A |  | 0 | 0 | 0 | 0 | 0 | 0 | 0 | 0 | 0 | 0 | 0 | 0 | 0 | 0 | 0 | 0 | 0 | 0 | 0 | 0 | 0 | 0 | 0 | 0 | 0 | 0 | 0 | 0 | 0 | 0 | 0 | 0 | 0 | 0 | 0 | 0 | 3944 | 3680 | 3908 | 3833 | 4003 | 3745 | 3930 | 3854 | 3661 | 3679 | 3639 | 3844 | 3944 | 3680 | 3908 | 3833 | 4003 | 3745 | 3930 | 3854 | 3661 | 3679 | 3639 | 3844 | 449.854 | 419.766 | 445.791 | 437.156 | 456.633 | 427.198 | 448.287 | 439.63 | 417.59 | 419.652 | 415.026 | 438.417 | 0 | 0 | 45720 | 45720 | 5215 | 2020
Vintage1950 | hydro | TRUE | 5914.2568.NY.HY | 2568 | N | . | Glenwood Hydro | Erie Boulevard Hydropower LP | 5914 | NY | MAT | NPCC |  | 22 | 2 | NAICS-22 Non-Cogen | HY | WAT | HYC | NYIS | A |  | 0 | 0 | 0 | 0 | 0 | 0 | 0 | 0 | 0 | 0 | 0 | 0 | 0 | 0 | 0 | 0 | 0 | 0 | 0 | 0 | 0 | 0 | 0 | 0 | 0 | 0 | 0 | 0 | 0 | 0 | 0 | 0 | 0 | 0 | 0 | 0 | 4493 | 4192 | 4452 | 4366 | 4561 | 4267 | 4477 | 4391 | 4171 | 4191 | 4145 | 4379 | 4493 | 4192 | 4452 | 4366 | 4561 | 4267 | 4477 | 4391 | 4171 | 4191 | 4145 | 4379 | 512.48 | 478.204 | 507.852 | 498.014 | 520.203 | 486.669 | 510.695 | 500.832 | 475.724 | 478.073 | 472.804 | 499.45 | 0 | 0 | 52085 | 52085 | 5941 | 2020
Vintage1983 | hydro | TRUE | 5914.2569.NY.HY | 2569 | N | . | Granby | Erie Boulevard Hydropower LP | 5914 | NY | MAT | NPCC |  | 22 | 2 | NAICS-22 Non-Cogen | HY | WAT | HYC | NYIS | A |  | 0 | 0 | 0 | 0 | 0 | 0 | 0 | 0 | 0 | 0 | 0 | 0 | 0 | 0 | 0 | 0 | 0 | 0 | 0 | 0 | 0 | 0 | 0 | 0 | 0 | 0 | 0 | 0 | 0 | 0 | 0 | 0 | 0 | 0 | 0 | 0 | 24212 | 22593 | 23994 | 23529 | 24577 | 22993 | 24128 | 23662 | 22476 | 22587 | 22338 | 23597 | 24212 | 22593 | 23994 | 23529 | 24577 | 22993 | 24128 | 23662 | 22476 | 22587 | 22338 | 23597 | 2761.752 | 2577.036 | 2736.809 | 2683.791 | 2803.369 | 2622.657 | 2752.13 | 2698.982 | 2563.673 | 2576.331 | 2547.936 | 2691.534 | 0 | 0 | 280686 | 280686 | 32016 | 2020
Vintage1920 | hydro | TRUE | 5914.2571.NY.HY | 2571 | N | . | Hannawa | Erie Boulevard Hydropower LP | 5914 | NY | MAT | NPCC |  | 22 | 2 | NAICS-22 Non-Cogen | HY | WAT | HYC | NYIS | A |  | 0 | 0 | 0 | 0 | 0 | 0 | 0 | 0 | 0 | 0 | 0 | 0 | 0 | 0 | 0 | 0 | 0 | 0 | 0 | 0 | 0 | 0 | 0 | 0 | 0 | 0 | 0 | 0 | 0 | 0 | 0 | 0 | 0 | 0 | 0 | 0 | 32521 | 30346 | 32228 | 31603 | 33011 | 30883 | 32408 | 31782 | 30189 | 30338 | 30003 | 31694 | 32521 | 30346 | 32228 | 31603 | 33011 | 30883 | 32408 | 31782 | 30189 | 30338 | 30003 | 31694 | 3709.507 | 3461.403 | 3676.006 | 3604.794 | 3765.408 | 3522.68 | 3696.585 | 3625.198 | 3443.454 | 3460.456 | 3422.316 | 3615.193 | 0 | 0 | 377006 | 377006 | 43003 | 2020
Vintage1924 | hydro | TRUE | 5914.2572.NY.HY | 2572 | N | . | Herrings | Erie Boulevard Hydropower LP | 5914 | NY | MAT | NPCC |  | 22 | 2 | NAICS-22 Non-Cogen | HY | WAT | HYC | NYIS | A |  | 0 | 0 | 0 | 0 | 0 | 0 | 0 | 0 | 0 | 0 | 0 | 0 | 0 | 0 | 0 | 0 | 0 | 0 | 0 | 0 | 0 | 0 | 0 | 0 | 0 | 0 | 0 | 0 | 0 | 0 | 0 | 0 | 0 | 0 | 0 | 0 | 15504 | 14467 | 15364 | 15066 | 15738 | 14723 | 15450 | 15152 | 14392 | 14463 | 14304 | 15110 | 15504 | 14467 | 15364 | 15066 | 15738 | 14723 | 15450 | 15152 | 14392 | 14463 | 14304 | 15110 | 1768.449 | 1650.169 | 1752.478 | 1718.528 | 1795.099 | 1679.382 | 1762.288 | 1728.256 | 1641.612 | 1649.718 | 1631.535 | 1723.486 | 0 | 0 | 179733 | 179733 | 20501 | 2020
Vintage1924 | hydro | TRUE | 5914.2573.NY.HY | 2573 | N | . | Heuvelton | Erie Boulevard Hydropower LP | 5914 | NY | MAT | NPCC |  | 22 | 2 | NAICS-22 Non-Cogen | HY | WAT | HYC | NYIS | A |  | 0 | 0 | 0 | 0 | 0 | 0 | 0 | 0 | 0 | 0 | 0 | 0 | 0 | 0 | 0 | 0 | 0 | 0 | 0 | 0 | 0 | 0 | 0 | 0 | 0 | 0 | 0 | 0 | 0 | 0 | 0 | 0 | 0 | 0 | 0 | 0 | 2984 | 2785 | 2957 | 2900 | 3029 | 2834 | 2974 | 2916 | 2770 | 2784 | 2753 | 2908 | 2984 | 2785 | 2957 | 2900 | 3029 | 2834 | 2974 | 2916 | 2770 | 2784 | 2753 | 2908 | 340.388 | 317.622 | 337.314 | 330.78 | 345.518 | 323.245 | 339.202 | 332.652 | 315.975 | 317.535 | 314.035 | 331.734 | 0 | 0 | 34594 | 34594 | 3946 | 2020
Vintage1949 | hydro | TRUE | 14240.2574.NY.HY | 2574 | N | . | High Dam | Oswego City of | 14240 | NY | MAT | NPCC |  | 22 | 1 | Electric Utility | HY | WAT | HYC | NYIS | A |  | 0 | 0 | 0 | 0 | 0 | 0 | 0 | 0 | 0 | 0 | 0 | 0 | 0 | 0 | 0 | 0 | 0 | 0 | 0 | 0 | 0 | 0 | 0 | 0 | 0 | 0 | 0 | 0 | 0 | 0 | 0 | 0 | 0 | 0 | 0 | 0 | 14283 | 13328 | 14154 | 13880 | 14499 | 13564 | 14234 | 13959 | 13259 | 13324 | 13178 | 13920 | 14283 | 13328 | 14154 | 13880 | 14499 | 13564 | 14234 | 13959 | 13259 | 13324 | 13178 | 13920 | 1629.222 | 1520.255 | 1614.509 | 1583.232 | 1653.774 | 1547.168 | 1623.547 | 1592.194 | 1512.372 | 1519.839 | 1503.088 | 1587.8 | 0 | 0 | 165582 | 165582 | 18887 | 2020
Vintage1925 | hydro | TRUE | 5914.2575.NY.HY | 2575 | N | . | High Falls - Croghan NY | Erie Boulevard Hydropower LP | 5914 | NY | MAT | NPCC |  | 22 | 2 | NAICS-22 Non-Cogen | HY | WAT | HYC | NYIS | A |  | 0 | 0 | 0 | 0 | 0 | 0 | 0 | 0 | 0 | 0 | 0 | 0 | 0 | 0 | 0 | 0 | 0 | 0 | 0 | 0 | 0 | 0 | 0 | 0 | 0 | 0 | 0 | 0 | 0 | 0 | 0 | 0 | 0 | 0 | 0 | 0 | 18215 | 16997 | 18051 | 17701 | 18490 | 17298 | 18152 | 17801 | 16909 | 16992 | 16805 | 17752 | 18215 | 16997 | 18051 | 17701 | 18490 | 17298 | 18152 | 17801 | 16909 | 16992 | 16805 | 17752 | 2077.697 | 1938.733 | 2058.932 | 2019.047 | 2109.007 | 1973.055 | 2070.459 | 2030.475 | 1928.68 | 1938.203 | 1916.841 | 2024.871 | 0 | 0 | 211163 | 211163 | 24086 | 2020
Vintage2003 | hydro | TRUE | 5914.2576.NY.HY | 2576 | N | . | Higley | Erie Boulevard Hydropower LP | 5914 | NY | MAT | NPCC |  | 22 | 2 | NAICS-22 Non-Cogen | HY | WAT | HYC | NYIS | A |  | 0 | 0 | 0 | 0 | 0 | 0 | 0 | 0 | 0 | 0 | 0 | 0 | 0 | 0 | 0 | 0 | 0 | 0 | 0 | 0 | 0 | 0 | 0 | 0 | 0 | 0 | 0 | 0 | 0 | 0 | 0 | 0 | 0 | 0 | 0 | 0 | 22480 | 20976 | 22277 | 21845 | 22818 | 21348 | 22401 | 21969 | 20867 | 20970 | 20739 | 21908 | 22480 | 20976 | 22277 | 21845 | 22818 | 21348 | 22401 | 21969 | 20867 | 20970 | 20739 | 21908 | 2564.126 | 2392.629 | 2540.969 | 2491.745 | 2602.766 | 2434.985 | 2555.193 | 2505.848 | 2380.222 | 2391.974 | 2365.61 | 2498.933 | 0 | 0 | 260598 | 260598 | 29725 | 2020
Vintage1942 | hydro | TRUE | 5914.2578.NY.HY | 2578 | N | . | Hydraulic Race | Erie Boulevard Hydropower LP | 5914 | NY | MAT | NPCC |  | 22 | 2 | NAICS-22 Non-Cogen | HY | WAT | HYC | NYIS | A |  | 0 | 0 | 0 | 0 | 0 | 0 | 0 | 0 | 0 | 0 | 0 | 0 | 0 | 0 | 0 | 0 | 0 | 0 | 0 | 0 | 0 | 0 | 0 | 0 | 0 | 0 | 0 | 0 | 0 | 0 | 0 | 0 | 0 | 0 | 0 | 0 | 4268 | 3982 | 4229 | 4147 | 4332 | 4053 | 4253 | 4171 | 3961 | 3981 | 3937 | 4159 | 4268 | 3982 | 4229 | 4147 | 4332 | 4053 | 4253 | 4171 | 3961 | 3981 | 3937 | 4159 | 486.774 | 454.217 | 482.378 | 473.033 | 494.11 | 462.258 | 485.078 | 475.711 | 451.862 | 454.093 | 449.088 | 474.398 | 0 | 0 | 49473 | 49473 | 5643 | 2020
Vintage1912 | hydro | TRUE | 5914.2579.NY.HY | 2579 | N | . | Inghams | Erie Boulevard Hydropower LP | 5914 | NY | MAT | NPCC |  | 22 | 2 | NAICS-22 Non-Cogen | HY | WAT | HYC | NYIS | A |  | 0 | 0 | 0 | 0 | 0 | 0 | 0 | 0 | 0 | 0 | 0 | 0 | 0 | 0 | 0 | 0 | 0 | 0 | 0 | 0 | 0 | 0 | 0 | 0 | 0 | 0 | 0 | 0 | 0 | 0 | 0 | 0 | 0 | 0 | 0 | 0 | 16980 | 15845 | 16827 | 16501 | 17236 | 16125 | 16921 | 16594 | 15762 | 15840 | 15666 | 16548 | 16980 | 15845 | 16827 | 16501 | 17236 | 16125 | 16921 | 16594 | 15762 | 15840 | 15666 | 16548 | 1936.833 | 1807.29 | 1919.339 | 1882.158 | 1966.019 | 1839.284 | 1930.084 | 1892.811 | 1797.918 | 1806.795 | 1786.881 | 1887.588 | 0 | 0 | 196845 | 196845 | 22453 | 2020
Vintage1909 | hydro | TRUE | 5914.2580.NY.HY | 2580 | N | . | Johnsonville Dam | Erie Boulevard Hydropower LP | 5914 | NY | MAT | NPCC |  | 22 | 2 | NAICS-22 Non-Cogen | HY | WAT | HYC | NYIS | A |  | 0 | 0 | 0 | 0 | 0 | 0 | 0 | 0 | 0 | 0 | 0 | 0 | 0 | 0 | 0 | 0 | 0 | 0 | 0 | 0 | 0 | 0 | 0 | 0 | 0 | 0 | 0 | 0 | 0 | 0 | 0 | 0 | 0 | 0 | 0 | 0 | 5393 | 5032 | 5344 | 5241 | 5474 | 5121 | 5374 | 5270 | 5006 | 5031 | 4975 | 5256 | 5393 | 5032 | 5344 | 5241 | 5474 | 5121 | 5374 | 5270 | 5006 | 5031 | 4975 | 5256 | 615.131 | 573.989 | 609.576 | 597.767 | 624.401 | 584.151 | 612.989 | 601.151 | 571.013 | 573.832 | 567.508 | 599.492 | 0 | 0 | 62517 | 62517 | 7131 | 2020
Vintage1921 | hydro | TRUE | 5914.2581.NY.HY | 2581 | N | . | Kamargo | Erie Boulevard Hydropower LP | 5914 | NY | MAT | NPCC |  | 22 | 2 | NAICS-22 Non-Cogen | HY | WAT | HYC | NYIS | A |  | 0 | 0 | 0 | 0 | 0 | 0 | 0 | 0 | 0 | 0 | 0 | 0 | 0 | 0 | 0 | 0 | 0 | 0 | 0 | 0 | 0 | 0 | 0 | 0 | 0 | 0 | 0 | 0 | 0 | 0 | 0 | 0 | 0 | 0 | 0 | 0 | 15910 | 14846 | 15766 | 15461 | 16150 | 15109 | 15855 | 15548 | 14769 | 14842 | 14678 | 15506 | 15910 | 14846 | 15766 | 15461 | 16150 | 15109 | 15855 | 15548 | 14769 | 14842 | 14678 | 15506 | 1814.774 | 1693.393 | 1798.382 | 1763.543 | 1842.119 | 1723.371 | 1808.449 | 1773.525 | 1684.612 | 1692.93 | 1674.271 | 1768.631 | 0 | 0 | 184440 | 184440 | 21038 | 2020
Vintage1930 | hydro | TRUE | 5914.2582.NY.HY | 2582 | N | . | Lighthouse Hill | Erie Boulevard Hydropower LP | 5914 | NY | MAT | NPCC |  | 22 | 2 | NAICS-22 Non-Cogen | HY | WAT | HYC | NYIS | A |  | 0 | 0 | 0 | 0 | 0 | 0 | 0 | 0 | 0 | 0 | 0 | 0 | 0 | 0 | 0 | 0 | 0 | 0 | 0 | 0 | 0 | 0 | 0 | 0 | 0 | 0 | 0 | 0 | 0 | 0 | 0 | 0 | 0 | 0 | 0 | 0 | 12960 | 12093 | 12843 | 12594 | 13155 | 12307 | 12915 | 12665 | 12030 | 12090 | 11957 | 12630 | 12960 | 12093 | 12843 | 12594 | 13155 | 12307 | 12915 | 12665 | 12030 | 12090 | 11957 | 12630 | 1478.265 | 1379.394 | 1464.914 | 1436.536 | 1500.542 | 1403.813 | 1473.115 | 1444.667 | 1372.241 | 1379.016 | 1363.817 | 1440.68 | 0 | 0 | 150239 | 150239 | 17137 | 2020
Vintage1940 | hydro | TRUE | 5914.2583.NY.HY | 2583 | N | . | Macomb | Erie Boulevard Hydropower LP | 5914 | NY | MAT | NPCC |  | 22 | 2 | NAICS-22 Non-Cogen | HY | WAT | HYC | NYIS | A |  | 0 | 0 | 0 | 0 | 0 | 0 | 0 | 0 | 0 | 0 | 0 | 0 | 0 | 0 | 0 | 0 | 0 | 0 | 0 | 0 | 0 | 0 | 0 | 0 | 0 | 0 | 0 | 0 | 0 | 0 | 0 | 0 | 0 | 0 | 0 | 0 | 4268 | 3983 | 4230 | 4148 | 4333 | 4053 | 4253 | 4171 | 3962 | 3982 | 3938 | 4160 | 4268 | 3983 | 4230 | 4148 | 4333 | 4053 | 4253 | 4171 | 3962 | 3982 | 3938 | 4160 | 486.861 | 454.298 | 482.463 | 473.117 | 494.197 | 462.34 | 485.164 | 475.795 | 451.942 | 454.173 | 449.168 | 474.482 | 0 | 0 | 49481 | 49481 | 5644 | 2020
Vintage1915 | hydro | TRUE | 5914.2586.NY.HY | 2586 | N | . | Minetto | Erie Boulevard Hydropower LP | 5914 | NY | MAT | NPCC |  | 22 | 2 | NAICS-22 Non-Cogen | HY | WAT | HYC | NYIS | A |  | 0 | 0 | 0 | 0 | 0 | 0 | 0 | 0 | 0 | 0 | 0 | 0 | 0 | 0 | 0 | 0 | 0 | 0 | 0 | 0 | 0 | 0 | 0 | 0 | 0 | 0 | 0 | 0 | 0 | 0 | 0 | 0 | 0 | 0 | 0 | 0 | 19099 | 17822 | 18927 | 18560 | 19387 | 18137 | 19033 | 18665 | 17729 | 17817 | 17621 | 18614 | 19099 | 17822 | 18927 | 18560 | 19387 | 18137 | 19033 | 18665 | 17729 | 17817 | 17621 | 18614 | 2178.535 | 2032.829 | 2158.862 | 2117.04 | 2211.366 | 2068.816 | 2170.947 | 2129.023 | 2022.288 | 2032.273 | 2009.874 | 2123.147 | 0 | 0 | 221411 | 221411 | 25255 | 2020
Vintage1929 | hydro | TRUE | 5914.2588.NY.HY | 2588 | N | . | Moshier | Erie Boulevard Hydropower LP | 5914 | NY | MAT | NPCC |  | 22 | 2 | NAICS-22 Non-Cogen | HY | WAT | HYC | NYIS | A |  | 0 | 0 | 0 | 0 | 0 | 0 | 0 | 0 | 0 | 0 | 0 | 0 | 0 | 0 | 0 | 0 | 0 | 0 | 0 | 0 | 0 | 0 | 0 | 0 | 0 | 0 | 0 | 0 | 0 | 0 | 0 | 0 | 0 | 0 | 0 | 0 | 18763 | 17508 | 18593 | 18233 | 19045 | 17818 | 18697 | 18336 | 17417 | 17503 | 17310 | 18286 | 18763 | 17508 | 18593 | 18233 | 19045 | 17818 | 18697 | 18336 | 17417 | 17503 | 17310 | 18286 | 2140.151 | 1997.01 | 2120.822 | 2079.737 | 2172.401 | 2032.362 | 2132.695 | 2091.509 | 1986.654 | 1996.463 | 1974.459 | 2085.737 | 0 | 0 | 217509 | 217509 | 24810 | 2020
Vintage1987 | nuclear | TRUE | 55951.2589.NY.ST | 2589 | N | 2 | Nine Mile Point Nuclear Station | Exelon Nuclear | 55951 | NY | MAT | NPCC |  | 22 | 2 | NAICS-22 Non-Cogen | ST | NUC | NUC | NYIS | M |  | 0 | 0 | 0 | 0 | 0 | 0 | 0 | 0 | 0 | 0 | 0 | 0 | 0 | 0 | 0 | 0 | 0 | 0 | 0 | 0 | 0 | 0 | 0 | 0 | 0 | 0 | 0 | 0 | 0 | 0 | 0 | 0 | 0 | 0 | 0 | 0 | 10001982 | 8803463 | 1014325 | 8046777 | 9962988 | 9549964 | 9767846 | 9797116 | 9578137 | 9961233 | 9688196 | 10038585 | 10001982 | 8803463 | 1014325 | 8046777 | 9962988 | 9549964 | 9767846 | 9797116 | 9578137 | 9961233 | 9688196 | 10038585 | 957496 | 842761 | 97102 | 770323 | 953763 | 914224 | 935082 | 937884 | 916921 | 953595 | 927457 | 961000 | 0 | 0 | 106210612 | 106210612 | 10167608 | 2020
Vintage1987 | nuclear | TRUE | 55951.2589.NY.ST | 2589 | N | 1 | Nine Mile Point Nuclear Station | Exelon Nuclear | 55951 | NY | MAT | NPCC |  | 22 | 2 | NAICS-22 Non-Cogen | ST | NUC | NUC | NYIS | M |  | 0 | 0 | 0 | 0 | 0 | 0 | 0 | 0 | 0 | 0 | 0 | 0 | 0 | 0 | 0 | 0 | 0 | 0 | 0 | 0 | 0 | 0 | 0 | 0 | 0 | 0 | 0 | 0 | 0 | 0 | 0 | 0 | 0 | 0 | 0 | 0 | 4915742 | 4599845 | 4916724 | 4737220 | 4905014 | 4668694 | 4688145 | 4665435 | 4587163 | 4820558 | 4750486 | 4915815 | 4915742 | 4599845 | 4916724 | 4737220 | 4905014 | 4668694 | 4688145 | 4665435 | 4587163 | 4820558 | 4750486 | 4915815 | 470587 | 440346 | 470681 | 453497 | 469560 | 446937 | 448799 | 446625 | 439132 | 461475 | 454767 | 470594 | 0 | 0 | 57170841 | 57170841 | 5473000 | 2020
Vintage1928 | hydro | TRUE | 5914.2590.NY.HY | 2590 | N | . | Norfolk | Erie Boulevard Hydropower LP | 5914 | NY | MAT | NPCC |  | 22 | 2 | NAICS-22 Non-Cogen | HY | WAT | HYC | NYIS | A |  | 0 | 0 | 0 | 0 | 0 | 0 | 0 | 0 | 0 | 0 | 0 | 0 | 0 | 0 | 0 | 0 | 0 | 0 | 0 | 0 | 0 | 0 | 0 | 0 | 0 | 0 | 0 | 0 | 0 | 0 | 0 | 0 | 0 | 0 | 0 | 0 | 16027 | 14955 | 15882 | 15574 | 16268 | 15219 | 15971 | 15662 | 14877 | 14951 | 14786 | 15619 | 16027 | 14955 | 15882 | 15574 | 16268 | 15219 | 15971 | 15662 | 14877 | 14951 | 14786 | 15619 | 1828.056 | 1705.789 | 1811.546 | 1776.453 | 1855.604 | 1735.987 | 1821.687 | 1786.508 | 1696.944 | 1705.322 | 1686.527 | 1781.577 | 0 | 0 | 185791 | 185791 | 21192 | 2020
Vintage1928 | hydro | TRUE | 5914.2591.NY.HY | 2591 | N | . | Norwood | Erie Boulevard Hydropower LP | 5914 | NY | MAT | NPCC |  | 22 | 2 | NAICS-22 Non-Cogen | HY | WAT | HYC | NYIS | A |  | 0 | 0 | 0 | 0 | 0 | 0 | 0 | 0 | 0 | 0 | 0 | 0 | 0 | 0 | 0 | 0 | 0 | 0 | 0 | 0 | 0 | 0 | 0 | 0 | 0 | 0 | 0 | 0 | 0 | 0 | 0 | 0 | 0 | 0 | 0 | 0 | 8394 | 7833 | 8319 | 8157 | 8521 | 7972 | 8365 | 8204 | 7792 | 7831 | 7745 | 8181 | 8394 | 7833 | 8319 | 8157 | 8521 | 7972 | 8365 | 8204 | 7792 | 7831 | 7745 | 8181 | 957.504 | 893.463 | 948.856 | 930.475 | 971.933 | 909.279 | 954.168 | 935.742 | 888.83 | 893.218 | 883.373 | 933.159 | 0 | 0 | 97314 | 97314 | 11100 | 2020
Vintage1979 | petroleum | TRUE | 13923.2594.NY.ST | 2594 | N | . | Oswego Harbor Power | NRG Oswego Harbor Power Operations Inc | 13923 | NY | MAT | NPCC |  | 22 | 2 | NAICS-22 Non-Cogen | ST | DFO | DFO | NYIS | M | barrels | . | . | . | 0 | 0 | 0 | . | . | 0 | 0 | . | . | . | . | . | 0 | 0 | 0 | . | . | 0 | 0 | . | . | . | . | . | 0 | 0 | 0 | . | . | 0 | 0 | . | . | . | . | . | 0 | 0 | 0 | . | . | 0 | 0 | . | . | . | . | . | 0 | 0 | 0 | . | . | 0 | 0 | . | . | . | . | . | 0 | 0 | 0 | . | . | 0 | 0 | . | . | 0 | 0 | 0 | 0 | 0 | 2020
Vintage1979 | natural gas steam turbine | TRUE | 13923.2594.NY.ST | 2594 | N | . | Oswego Harbor Power | NRG Oswego Harbor Power Operations Inc | 13923 | NY | MAT | NPCC |  | 22 | 2 | NAICS-22 Non-Cogen | ST | NG | NG | NYIS | M | mcf | 6580 | 8925 | 8813 | 0 | 0 | 0 | 6281 | 5448 | 0 | 0 | 15891 | 7184 | 6580 | 8925 | 8813 | 0 | 0 | 0 | 6281 | 5448 | 0 | 0 | 15891 | 7184 | 1.04 | 1.03 | 1.03 | 0 | 0 | 0 | 1.03 | 1.03 | 0 | 0 | 1.03 | 1.05 | 6843 | 9193 | 9077 | 0 | 0 | 0 | 6469 | 5611 | 0 | 0 | 16368 | 7543 | 6843 | 9193 | 9077 | 0 | 0 | 0 | 6469 | 5611 | 0 | 0 | 16368 | 7543 | 488.353 | 287.768 | 612.143 | -139.845 | -184.795 | -129.856 | 334.652 | 425.707 | -234.74 | -194.784 | 20.536 | 305.972 | 59122 | 59122 | 61104 | 61104 | 1591.111 | 2020
Vintage1979 | petroleum | TRUE | 13923.2594.NY.ST | 2594 | N | . | Oswego Harbor Power | NRG Oswego Harbor Power Operations Inc | 13923 | NY | MAT | NPCC |  | 22 | 2 | NAICS-22 Non-Cogen | ST | RFO | RFO | NYIS | M | barrels | 15698 | 6121 | 15458 | 0 | 0 | 0 | 9040 | 22271 | 0 | 0 | 3987 | 8811 | 15698 | 6121 | 15458 | 0 | 0 | 0 | 9040 | 22271 | 0 | 0 | 3987 | 8811 | 6.3 | 6.29 | 6.29 | 0 | 0 | 0 | 6.29 | 6.3 | 0 | 0 | 6.29 | 6.29 | 98897 | 38501 | 97231 | 0 | 0 | 0 | 56862 | 140307 | 0 | 0 | 25078 | 55421 | 98897 | 38501 | 97231 | 0 | 0 | 0 | 56862 | 140307 | 0 | 0 | 25078 | 55421 | 7057.647 | 1205.232 | 6556.857 | -1540.155 | -2035.205 | -1430.144 | 2941.348 | 10644.293 | -2585.26 | -2145.216 | 31.464 | 2248.028 | 81386 | 81386 | 512297 | 512297 | 20948.889 | 2020
Vintage1914 | hydro | TRUE | 5914.2595.NY.HY | 2595 | N | . | Oswego Falls East | Erie Boulevard Hydropower LP | 5914 | NY | MAT | NPCC |  | 22 | 2 | NAICS-22 Non-Cogen | HY | WAT | HYC | NYIS | A |  | 0 | 0 | 0 | 0 | 0 | 0 | 0 | 0 | 0 | 0 | 0 | 0 | 0 | 0 | 0 | 0 | 0 | 0 | 0 | 0 | 0 | 0 | 0 | 0 | 0 | 0 | 0 | 0 | 0 | 0 | 0 | 0 | 0 | 0 | 0 | 0 | 16199 | 15116 | 16053 | 15742 | 16443 | 15383 | 16143 | 15831 | 15037 | 15111 | 14945 | 15787 | 16199 | 15116 | 16053 | 15742 | 16443 | 15383 | 16143 | 15831 | 15037 | 15111 | 14945 | 15787 | 1847.723 | 1724.141 | 1831.036 | 1795.565 | 1875.568 | 1754.664 | 1841.287 | 1805.728 | 1715.201 | 1723.67 | 1704.672 | 1800.745 | 0 | 0 | 187790 | 187790 | 21420 | 2020
Vintage2008 | hydro | TRUE | 5914.2596.NY.HY | 2596 | N | . | Oswego Falls West | Erie Boulevard Hydropower LP | 5914 | NY | MAT | NPCC |  | 22 | 2 | NAICS-22 Non-Cogen | HY | WAT | HYC | NYIS | A |  | 0 | 0 | 0 | 0 | 0 | 0 | 0 | 0 | 0 | 0 | 0 | 0 | 0 | 0 | 0 | 0 | 0 | 0 | 0 | 0 | 0 | 0 | 0 | 0 | 0 | 0 | 0 | 0 | 0 | 0 | 0 | 0 | 0 | 0 | 0 | 0 | 5820 | 5431 | 5768 | 5656 | 5908 | 5527 | 5800 | 5688 | 5403 | 5429 | 5370 | 5672 | 5820 | 5431 | 5768 | 5656 | 5908 | 5527 | 5800 | 5688 | 5403 | 5429 | 5370 | 5672 | 663.87 | 619.467 | 657.874 | 645.129 | 673.873 | 630.434 | 661.557 | 648.781 | 616.255 | 619.298 | 612.472 | 646.99 | 0 | 0 | 67472 | 67472 | 7696 | 2020
Vintage1925 | hydro | TRUE | 5914.2597.NY.HY | 2597 | N | . | Parishville | Erie Boulevard Hydropower LP | 5914 | NY | MAT | NPCC |  | 22 | 2 | NAICS-22 Non-Cogen | HY | WAT | HYC | NYIS | A |  | 0 | 0 | 0 | 0 | 0 | 0 | 0 | 0 | 0 | 0 | 0 | 0 | 0 | 0 | 0 | 0 | 0 | 0 | 0 | 0 | 0 | 0 | 0 | 0 | 0 | 0 | 0 | 0 | 0 | 0 | 0 | 0 | 0 | 0 | 0 | 0 | 13285 | 12397 | 13165 | 12910 | 13485 | 12616 | 13239 | 12983 | 12332 | 12393 | 12257 | 12947 | 13285 | 12397 | 13165 | 12910 | 13485 | 12616 | 13239 | 12983 | 12332 | 12393 | 12257 | 12947 | 1515.358 | 1414.005 | 1501.672 | 1472.581 | 1538.193 | 1439.037 | 1510.079 | 1480.916 | 1406.673 | 1413.618 | 1398.038 | 1476.83 | 0 | 0 | 154009 | 154009 | 17567 | 2020
Vintage1957 | hydro | TRUE | 5914.2598.NY.HY | 2598 | N | . | Piercefield | Erie Boulevard Hydropower LP | 5914 | NY | MAT | NPCC |  | 22 | 2 | NAICS-22 Non-Cogen | HY | WAT | HYC | NYIS | A |  | 0 | 0 | 0 | 0 | 0 | 0 | 0 | 0 | 0 | 0 | 0 | 0 | 0 | 0 | 0 | 0 | 0 | 0 | 0 | 0 | 0 | 0 | 0 | 0 | 0 | 0 | 0 | 0 | 0 | 0 | 0 | 0 | 0 | 0 | 0 | 0 | 10900 | 10171 | 10801 | 10592 | 11064 | 10351 | 10862 | 10652 | 10118 | 10168 | 10056 | 10623 | 10900 | 10171 | 10801 | 10592 | 11064 | 10351 | 10862 | 10652 | 10118 | 10168 | 10056 | 10623 | 1243.288 | 1160.133 | 1232.06 | 1208.192 | 1262.024 | 1180.671 | 1238.957 | 1215.031 | 1154.117 | 1159.816 | 1147.033 | 1211.678 | 0 | 0 | 126358 | 126358 | 14413 | 2020
Vintage1959 | hydro | TRUE | 5914.2599.NY.HY | 2599 | N | . | Prospect | Erie Boulevard Hydropower LP | 5914 | NY | MAT | NPCC |  | 22 | 2 | NAICS-22 Non-Cogen | HY | WAT | HYC | NYIS | A |  | 0 | 0 | 0 | 0 | 0 | 0 | 0 | 0 | 0 | 0 | 0 | 0 | 0 | 0 | 0 | 0 | 0 | 0 | 0 | 0 | 0 | 0 | 0 | 0 | 0 | 0 | 0 | 0 | 0 | 0 | 0 | 0 | 0 | 0 | 0 | 0 | 44830 | 41832 | 44425 | 43565 | 45506 | 42572 | 44674 | 43811 | 41615 | 41820 | 41359 | 43690 | 44830 | 41832 | 44425 | 43565 | 45506 | 42572 | 44674 | 43811 | 41615 | 41820 | 41359 | 43690 | 5113.502 | 4771.493 | 5067.32 | 4969.155 | 5190.559 | 4855.962 | 5095.688 | 4997.281 | 4746.751 | 4770.187 | 4717.612 | 4983.49 | 0 | 0 | 519699 | 519699 | 59279 | 2020
Vintage1956 | hydro | TRUE | 5914.2600.NY.HY | 2600 | N | . | Rainbow Falls Hydro | Erie Boulevard Hydropower LP | 5914 | NY | MAT | NPCC |  | 22 | 2 | NAICS-22 Non-Cogen | HY | WAT | HYC | NYIS | A |  | 0 | 0 | 0 | 0 | 0 | 0 | 0 | 0 | 0 | 0 | 0 | 0 | 0 | 0 | 0 | 0 | 0 | 0 | 0 | 0 | 0 | 0 | 0 | 0 | 0 | 0 | 0 | 0 | 0 | 0 | 0 | 0 | 0 | 0 | 0 | 0 | 59830 | 55829 | 59290 | 58141 | 60732 | 56817 | 59622 | 58471 | 55539 | 55813 | 55198 | 58309 | 59830 | 55829 | 59290 | 58141 | 60732 | 56817 | 59622 | 58471 | 55539 | 55813 | 55198 | 58309 | 6824.501 | 6368.054 | 6762.866 | 6631.855 | 6927.342 | 6480.787 | 6800.726 | 6669.392 | 6335.033 | 6366.312 | 6296.145 | 6650.987 | 0 | 0 | 693591 | 693591 | 79114 | 2020
Vintage1928 | hydro | TRUE | 5914.2601.NY.HY | 2601 | N | . | Raymondville | Erie Boulevard Hydropower LP | 5914 | NY | MAT | NPCC |  | 22 | 2 | NAICS-22 Non-Cogen | HY | WAT | HYC | NYIS | A |  | 0 | 0 | 0 | 0 | 0 | 0 | 0 | 0 | 0 | 0 | 0 | 0 | 0 | 0 | 0 | 0 | 0 | 0 | 0 | 0 | 0 | 0 | 0 | 0 | 0 | 0 | 0 | 0 | 0 | 0 | 0 | 0 | 0 | 0 | 0 | 0 | 6932 | 6468 | 6869 | 6736 | 7036 | 6583 | 6908 | 6774 | 6435 | 6466 | 6395 | 6756 | 6932 | 6468 | 6869 | 6736 | 7036 | 6583 | 6908 | 6774 | 6435 | 6466 | 6395 | 6756 | 790.674 | 737.791 | 783.533 | 768.354 | 802.589 | 750.852 | 787.919 | 772.703 | 733.965 | 737.589 | 729.46 | 770.571 | 0 | 0 | 80358 | 80358 | 9166 | 2020
Vintage1994 | hydro | TRUE | 5914.2604.NY.HY | 2604 | N | . | South Edwards | Erie Boulevard Hydropower LP | 5914 | NY | MAT | NPCC |  | 22 | 2 | NAICS-22 Non-Cogen | HY | WAT | HYC | NYIS | A |  | 0 | 0 | 0 | 0 | 0 | 0 | 0 | 0 | 0 | 0 | 0 | 0 | 0 | 0 | 0 | 0 | 0 | 0 | 0 | 0 | 0 | 0 | 0 | 0 | 0 | 0 | 0 | 0 | 0 | 0 | 0 | 0 | 0 | 0 | 0 | 0 | 12315 | 11491 | 12204 | 11967 | 12500 | 11695 | 12272 | 12035 | 11432 | 11488 | 11361 | 12002 | 12315 | 11491 | 12204 | 11967 | 12500 | 11695 | 12272 | 12035 | 11432 | 11488 | 11361 | 12002 | 1404.683 | 1310.734 | 1391.998 | 1365.032 | 1425.852 | 1333.938 | 1399.79 | 1372.758 | 1303.937 | 1310.375 | 1295.933 | 1368.97 | 0 | 0 | 142762 | 142762 | 16284 | 2020
Vintage1924 | hydro | TRUE | 5914.2605.NY.HY | 2605 | N | . | School Street | Erie Boulevard Hydropower LP | 5914 | NY | MAT | NPCC |  | 22 | 2 | NAICS-22 Non-Cogen | HY | WAT | HYC | NYIS | A |  | 0 | 0 | 0 | 0 | 0 | 0 | 0 | 0 | 0 | 0 | 0 | 0 | 0 | 0 | 0 | 0 | 0 | 0 | 0 | 0 | 0 | 0 | 0 | 0 | 0 | 0 | 0 | 0 | 0 | 0 | 0 | 0 | 0 | 0 | 0 | 0 | 115779 | 108035 | 114733 | 112511 | 117524 | 109948 | 115376 | 113147 | 107475 | 108006 | 106815 | 112835 | 115779 | 108035 | 114733 | 112511 | 117524 | 109948 | 115376 | 113147 | 107475 | 108006 | 106815 | 112835 | 13206.222 | 12322.943 | 13086.95 | 12833.428 | 13405.23 | 12541.094 | 13160.213 | 12906.067 | 12259.042 | 12319.571 | 12183.789 | 12870.451 | 0 | 0 | 1342184 | 1342184 | 153095 | 2020
Vintage1908 | hydro | TRUE | 5914.2606.NY.HY | 2606 | N | . | Schaghticoke | Erie Boulevard Hydropower LP | 5914 | NY | MAT | NPCC |  | 22 | 2 | NAICS-22 Non-Cogen | HY | WAT | HYC | NYIS | A |  | 0 | 0 | 0 | 0 | 0 | 0 | 0 | 0 | 0 | 0 | 0 | 0 | 0 | 0 | 0 | 0 | 0 | 0 | 0 | 0 | 0 | 0 | 0 | 0 | 0 | 0 | 0 | 0 | 0 | 0 | 0 | 0 | 0 | 0 | 0 | 0 | 48949 | 45675 | 48507 | 47568 | 49687 | 46484 | 48779 | 47837 | 45439 | 45663 | 45160 | 47705 | 48949 | 45675 | 48507 | 47568 | 49687 | 46484 | 48779 | 47837 | 45439 | 45663 | 45160 | 47705 | 5583.368 | 5209.934 | 5532.943 | 5425.758 | 5667.507 | 5302.164 | 5563.918 | 5456.469 | 5182.918 | 5208.508 | 5151.102 | 5441.411 | 0 | 0 | 567453 | 567453 | 64726 | 2020
Vintage1919 | hydro | TRUE | 5914.2607.NY.HY | 2607 | N | . | Schuylerville | Erie Boulevard Hydropower LP | 5914 | NY | MAT | NPCC |  | 22 | 2 | NAICS-22 Non-Cogen | HY | WAT | HYC | NYIS | A |  | 0 | 0 | 0 | 0 | 0 | 0 | 0 | 0 | 0 | 0 | 0 | 0 | 0 | 0 | 0 | 0 | 0 | 0 | 0 | 0 | 0 | 0 | 0 | 0 | 0 | 0 | 0 | 0 | 0 | 0 | 0 | 0 | 0 | 0 | 0 | 0 | 6017 | 5614 | 5962 | 5847 | 6107 | 5714 | 5996 | 5880 | 5585 | 5613 | 5551 | 5864 | 6017 | 5614 | 5962 | 5847 | 6107 | 5714 | 5996 | 5880 | 5585 | 5613 | 5551 | 5864 | 686.299 | 640.395 | 680.099 | 666.924 | 696.639 | 651.732 | 683.906 | 670.699 | 637.075 | 640.22 | 633.164 | 668.848 | 0 | 0 | 69750 | 69750 | 7956 | 2020
Vintage1925 | hydro | TRUE | 5914.2608.NY.HY | 2608 | N | . | Sewalls | Erie Boulevard Hydropower LP | 5914 | NY | MAT | NPCC |  | 22 | 2 | NAICS-22 Non-Cogen | HY | WAT | HYC | NYIS | A |  | 0 | 0 | 0 | 0 | 0 | 0 | 0 | 0 | 0 | 0 | 0 | 0 | 0 | 0 | 0 | 0 | 0 | 0 | 0 | 0 | 0 | 0 | 0 | 0 | 0 | 0 | 0 | 0 | 0 | 0 | 0 | 0 | 0 | 0 | 0 | 0 | 7714 | 7198 | 7644 | 7496 | 7830 | 7325 | 7687 | 7538 | 7161 | 7196 | 7117 | 7518 | 7714 | 7198 | 7644 | 7496 | 7830 | 7325 | 7687 | 7538 | 7161 | 7196 | 7117 | 7518 | 879.868 | 821.02 | 871.922 | 855.031 | 893.127 | 835.554 | 876.803 | 859.871 | 816.762 | 820.795 | 811.749 | 857.498 | 0 | 0 | 89424 | 89424 | 10200 | 2020
Vintage2009 | hydro | TRUE | 5914.2609.NY.HY | 2609 | N | . | Sherman Island | Erie Boulevard Hydropower LP | 5914 | NY | MAT | NPCC |  | 22 | 2 | NAICS-22 Non-Cogen | HY | WAT | HYC | NYIS | A |  | 0 | 0 | 0 | 0 | 0 | 0 | 0 | 0 | 0 | 0 | 0 | 0 | 0 | 0 | 0 | 0 | 0 | 0 | 0 | 0 | 0 | 0 | 0 | 0 | 0 | 0 | 0 | 0 | 0 | 0 | 0 | 0 | 0 | 0 | 0 | 0 | 120425 | 112370 | 119337 | 117025 | 122239 | 114359 | 120005 | 117688 | 111788 | 112339 | 111101 | 117363 | 120425 | 112370 | 119337 | 117025 | 122239 | 114359 | 120005 | 117688 | 111788 | 112339 | 111101 | 117363 | 13736.125 | 12817.406 | 13612.069 | 13348.375 | 13943.121 | 13044.31 | 13688.272 | 13423.929 | 12750.942 | 12813.899 | 12672.669 | 13386.883 | 0 | 0 | 1396039 | 1396039 | 159238 | 2020
Vintage1925 | hydro | TRUE | 5914.2610.NY.HY | 2610 | N | . | Soft Maple | Erie Boulevard Hydropower LP | 5914 | NY | MAT | NPCC |  | 22 | 2 | NAICS-22 Non-Cogen | HY | WAT | HYC | NYIS | A |  | 0 | 0 | 0 | 0 | 0 | 0 | 0 | 0 | 0 | 0 | 0 | 0 | 0 | 0 | 0 | 0 | 0 | 0 | 0 | 0 | 0 | 0 | 0 | 0 | 0 | 0 | 0 | 0 | 0 | 0 | 0 | 0 | 0 | 0 | 0 | 0 | 21956 | 20488 | 21758 | 21337 | 22287 | 20851 | 21880 | 21457 | 20382 | 20482 | 20256 | 21398 | 21956 | 20488 | 21758 | 21337 | 22287 | 20851 | 21880 | 21457 | 20382 | 20482 | 20256 | 21398 | 2504.433 | 2336.928 | 2481.815 | 2433.737 | 2542.173 | 2378.298 | 2495.708 | 2447.512 | 2324.81 | 2336.289 | 2310.539 | 2440.758 | 0 | 0 | 254532 | 254532 | 29033 | 2020
Vintage1954 | hydro | TRUE | 5914.2611.NY.HY | 2611 | N | . | South Colton | Erie Boulevard Hydropower LP | 5914 | NY | MAT | NPCC |  | 22 | 2 | NAICS-22 Non-Cogen | HY | WAT | HYC | NYIS | A |  | 0 | 0 | 0 | 0 | 0 | 0 | 0 | 0 | 0 | 0 | 0 | 0 | 0 | 0 | 0 | 0 | 0 | 0 | 0 | 0 | 0 | 0 | 0 | 0 | 0 | 0 | 0 | 0 | 0 | 0 | 0 | 0 | 0 | 0 | 0 | 0 | 49122 | 45836 | 48678 | 47735 | 49862 | 46648 | 48951 | 48005 | 45599 | 45824 | 45319 | 47873 | 49122 | 45836 | 48678 | 47735 | 49862 | 46648 | 48951 | 48005 | 45599 | 45824 | 45319 | 47873 | 5603.035 | 5228.286 | 5552.433 | 5444.871 | 5687.471 | 5320.841 | 5583.517 | 5475.69 | 5201.175 | 5226.855 | 5169.247 | 5460.579 | 0 | 0 | 569452 | 569452 | 64954 | 2020
Vintage1930 | hydro | TRUE | 5914.2612.NY.HY | 2612 | N | . | Spier Falls | Erie Boulevard Hydropower LP | 5914 | NY | MAT | NPCC |  | 22 | 2 | NAICS-22 Non-Cogen | HY | WAT | HYC | NYIS | A |  | 0 | 0 | 0 | 0 | 0 | 0 | 0 | 0 | 0 | 0 | 0 | 0 | 0 | 0 | 0 | 0 | 0 | 0 | 0 | 0 | 0 | 0 | 0 | 0 | 0 | 0 | 0 | 0 | 0 | 0 | 0 | 0 | 0 | 0 | 0 | 0 | 158135 | 147558 | 156706 | 153671 | 160518 | 150170 | 157584 | 154540 | 146793 | 147518 | 145892 | 154114 | 158135 | 147558 | 156706 | 153671 | 160518 | 150170 | 157584 | 154540 | 146793 | 147518 | 145892 | 154114 | 18037.476 | 16831.065 | 17874.57 | 17528.303 | 18309.288 | 17129.023 | 17974.636 | 17627.516 | 16743.788 | 16826.46 | 16641.005 | 17578.87 | 0 | 0 | 1833199 | 1833199 | 209102 | 2020
Vintage1957 | hydro | TRUE | 5914.2613.NY.HY | 2613 | N | . | Stark | Erie Boulevard Hydropower LP | 5914 | NY | MAT | NPCC |  | 22 | 2 | NAICS-22 Non-Cogen | HY | WAT | HYC | NYIS | A |  | 0 | 0 | 0 | 0 | 0 | 0 | 0 | 0 | 0 | 0 | 0 | 0 | 0 | 0 | 0 | 0 | 0 | 0 | 0 | 0 | 0 | 0 | 0 | 0 | 0 | 0 | 0 | 0 | 0 | 0 | 0 | 0 | 0 | 0 | 0 | 0 | 56932 | 53124 | 56417 | 55325 | 57790 | 54064 | 56733 | 55638 | 52848 | 53109 | 52524 | 55484 | 56932 | 53124 | 56417 | 55325 | 57790 | 54064 | 56733 | 55638 | 52848 | 53109 | 52524 | 55484 | 6493.861 | 6059.528 | 6435.211 | 6310.548 | 6591.718 | 6166.799 | 6471.237 | 6346.266 | 6028.107 | 6057.87 | 5991.102 | 6328.753 | 0 | 0 | 659988 | 659988 | 75281 | 2020
Vintage2013 | hydro | TRUE | 5914.2614.NY.HY | 2614 | N | . | Stewarts Bridge | Erie Boulevard Hydropower LP | 5914 | NY | MAT | NPCC |  | 22 | 2 | NAICS-22 Non-Cogen | HY | WAT | HYC | NYIS | A |  | 0 | 0 | 0 | 0 | 0 | 0 | 0 | 0 | 0 | 0 | 0 | 0 | 0 | 0 | 0 | 0 | 0 | 0 | 0 | 0 | 0 | 0 | 0 | 0 | 0 | 0 | 0 | 0 | 0 | 0 | 0 | 0 | 0 | 0 | 0 | 0 | 94912 | 88564 | 94054 | 92232 | 96342 | 90131 | 94581 | 92754 | 88104 | 88539 | 87563 | 92498 | 94912 | 88564 | 94054 | 92232 | 96342 | 90131 | 94581 | 92754 | 88104 | 88539 | 87563 | 92498 | 10826.005 | 10101.923 | 10728.23 | 10520.402 | 10989.145 | 10280.756 | 10788.289 | 10579.949 | 10049.54 | 10099.159 | 9987.85 | 10550.752 | 0 | 0 | 1100274 | 1100274 | 125502 | 2020
Vintage1924 | hydro | TRUE | 5914.2616.NY.HY | 2616 | N | . | Sugar Island | Erie Boulevard Hydropower LP | 5914 | NY | MAT | NPCC |  | 22 | 2 | NAICS-22 Non-Cogen | HY | WAT | HYC | NYIS | A |  | 0 | 0 | 0 | 0 | 0 | 0 | 0 | 0 | 0 | 0 | 0 | 0 | 0 | 0 | 0 | 0 | 0 | 0 | 0 | 0 | 0 | 0 | 0 | 0 | 0 | 0 | 0 | 0 | 0 | 0 | 0 | 0 | 0 | 0 | 0 | 0 | 16920 | 15789 | 16768 | 16443 | 17175 | 16068 | 16862 | 16536 | 15707 | 15784 | 15610 | 16490 | 16920 | 15789 | 16768 | 16443 | 17175 | 16068 | 16862 | 16536 | 15707 | 15784 | 15610 | 16490 | 1930.019 | 1800.931 | 1912.586 | 1875.536 | 1959.101 | 1832.813 | 1923.293 | 1886.151 | 1791.592 | 1800.438 | 1780.594 | 1880.946 | 0 | 0 | 196152 | 196152 | 22374 | 2020
Vintage1927 | hydro | TRUE | 5914.2617.NY.HY | 2617 | N | . | Taylorville | Erie Boulevard Hydropower LP | 5914 | NY | MAT | NPCC |  | 22 | 2 | NAICS-22 Non-Cogen | HY | WAT | HYC | NYIS | A |  | 0 | 0 | 0 | 0 | 0 | 0 | 0 | 0 | 0 | 0 | 0 | 0 | 0 | 0 | 0 | 0 | 0 | 0 | 0 | 0 | 0 | 0 | 0 | 0 | 0 | 0 | 0 | 0 | 0 | 0 | 0 | 0 | 0 | 0 | 0 | 0 | 14605 | 13628 | 14473 | 14193 | 14825 | 13869 | 14554 | 14273 | 13557 | 13624 | 13474 | 14233 | 14605 | 13628 | 14473 | 14193 | 14825 | 13869 | 14554 | 14273 | 13557 | 13624 | 13474 | 14233 | 1665.883 | 1554.464 | 1650.839 | 1618.859 | 1690.988 | 1581.982 | 1660.081 | 1628.022 | 1546.403 | 1554.039 | 1536.911 | 1623.529 | 0 | 0 | 169308 | 169308 | 19312 | 2020
Vintage1919 | hydro | TRUE | 5914.2619.NY.HY | 2619 | N | . | Trenton Falls | Erie Boulevard Hydropower LP | 5914 | NY | MAT | NPCC |  | 22 | 2 | NAICS-22 Non-Cogen | HY | WAT | HYC | NYIS | A |  | 0 | 0 | 0 | 0 | 0 | 0 | 0 | 0 | 0 | 0 | 0 | 0 | 0 | 0 | 0 | 0 | 0 | 0 | 0 | 0 | 0 | 0 | 0 | 0 | 0 | 0 | 0 | 0 | 0 | 0 | 0 | 0 | 0 | 0 | 0 | 0 | 88368 | 82458 | 87570 | 85874 | 89700 | 83918 | 88061 | 86360 | 82030 | 82436 | 81527 | 86122 | 88368 | 82458 | 87570 | 85874 | 89700 | 83918 | 88061 | 86360 | 82030 | 82436 | 81527 | 86122 | 10079.67 | 9405.505 | 9988.635 | 9795.134 | 10231.563 | 9572.01 | 10044.554 | 9850.576 | 9356.733 | 9402.932 | 9299.296 | 9823.392 | 0 | 0 | 1024424 | 1024424 | 116850 | 2020
Vintage1926 | hydro | TRUE | 5914.2621.NY.HY | 2621 | N | . | Varick | Erie Boulevard Hydropower LP | 5914 | NY | MAT | NPCC |  | 22 | 2 | NAICS-22 Non-Cogen | HY | WAT | HYC | NYIS | A |  | 0 | 0 | 0 | 0 | 0 | 0 | 0 | 0 | 0 | 0 | 0 | 0 | 0 | 0 | 0 | 0 | 0 | 0 | 0 | 0 | 0 | 0 | 0 | 0 | 0 | 0 | 0 | 0 | 0 | 0 | 0 | 0 | 0 | 0 | 0 | 0 | 14122 | 13177 | 13994 | 13723 | 14334 | 13410 | 14072 | 13801 | 13109 | 13173 | 13028 | 13763 | 14122 | 13177 | 13994 | 13723 | 14334 | 13410 | 14072 | 13801 | 13109 | 13173 | 13028 | 13763 | 1610.764 | 1503.03 | 1596.215 | 1565.294 | 1635.036 | 1529.637 | 1605.151 | 1574.153 | 1495.236 | 1502.618 | 1486.057 | 1569.809 | 0 | 0 | 163706 | 163706 | 18673 | 2020
Vintage1921 | hydro | TRUE | 5914.2623.NY.HY | 2623 | N | . | Waterport | Erie Boulevard Hydropower LP | 5914 | NY | MAT | NPCC |  | 22 | 2 | NAICS-22 Non-Cogen | HY | WAT | HYC | NYIS | A |  | 0 | 0 | 0 | 0 | 0 | 0 | 0 | 0 | 0 | 0 | 0 | 0 | 0 | 0 | 0 | 0 | 0 | 0 | 0 | 0 | 0 | 0 | 0 | 0 | 0 | 0 | 0 | 0 | 0 | 0 | 0 | 0 | 0 | 0 | 0 | 0 | 8906 | 8311 | 8826 | 8655 | 9041 | 8458 | 8875 | 8704 | 8268 | 8308 | 8217 | 8680 | 8906 | 8311 | 8826 | 8655 | 9041 | 8458 | 8875 | 8704 | 8268 | 8308 | 8217 | 8680 | 1015.904 | 947.956 | 1006.728 | 987.225 | 1031.212 | 964.737 | 1012.364 | 992.813 | 943.04 | 947.696 | 937.251 | 990.074 | 0 | 0 | 103249 | 103249 | 11777 | 2020
Vintage1940 | hydro | TRUE | 5914.2624.NY.HY | 2624 | N | . | Yaleville | Erie Boulevard Hydropower LP | 5914 | NY | MAT | NPCC |  | 22 | 2 | NAICS-22 Non-Cogen | HY | WAT | HYC | NYIS | A |  | 0 | 0 | 0 | 0 | 0 | 0 | 0 | 0 | 0 | 0 | 0 | 0 | 0 | 0 | 0 | 0 | 0 | 0 | 0 | 0 | 0 | 0 | 0 | 0 | 0 | 0 | 0 | 0 | 0 | 0 | 0 | 0 | 0 | 0 | 0 | 0 | 2305 | 2151 | 2284 | 2240 | 2340 | 2189 | 2297 | 2253 | 2140 | 2150 | 2127 | 2246 | 2305 | 2151 | 2284 | 2240 | 2340 | 2189 | 2297 | 2253 | 2140 | 2150 | 2127 | 2246 | 262.926 | 245.34 | 260.551 | 255.503 | 266.887 | 249.683 | 262.009 | 256.95 | 244.068 | 245.273 | 242.57 | 256.24 | 0 | 0 | 26722 | 26722 | 3048 | 2020
Vintage1974 | natural gas steam turbine | TRUE | 64082.2625.NY.ST | 2625 | N | . | Bowline Point | GenOn Bowline, LLC | 64082 | NY | MAT | NPCC |  | 22 | 2 | NAICS-22 Non-Cogen | ST | NG | NG | NYIS | M | mcf | 58170 | 59670 | 0 | 0 | 69390 | 824023 | 2356742 | 1281010 | 773190 | 334560 | 810020 | 386760 | 58170 | 59670 | 0 | 0 | 69390 | 824023 | 2356742 | 1281010 | 773190 | 334560 | 810020 | 386760 | 1.025 | 1.026 | 0 | 0 | 1.025 | 1.026 | 1.026 | 1.026 | 1.026 | 1.026 | 1.026 | 1.026 | 59624 | 61221 | 0 | 0 | 71125 | 845448 | 2418017 | 1314316 | 793293 | 343259 | 831081 | 396816 | 59624 | 61221 | 0 | 0 | 71125 | 845448 | 2418017 | 1314316 | 793293 | 343259 | 831081 | 396816 | 5480 | 4920 | 0 | 0 | 6992 | 79922 | 224821 | 120529 | 77655 | 30133 | 72851 | 37189 | 6953535 | 6953535 | 7134200 | 7134200 | 660492 | 2020
Vintage1974 | petroleum | TRUE | 64082.2625.NY.ST | 2625 | N | . | Bowline Point | GenOn Bowline, LLC | 64082 | NY | MAT | NPCC |  | 22 | 2 | NAICS-22 Non-Cogen | ST | RFO | RFO | NYIS | M | barrels | 0 | 0 | 0 | 0 | 0 | 0 | 0 | 0 | 0 | 0 | 0 | 0 | 0 | 0 | 0 | 0 | 0 | 0 | 0 | 0 | 0 | 0 | 0 | 0 | 0 | 0 | 0 | 0 | 0 | 0 | 0 | 0 | 0 | 0 | 0 | 0 | 0 | 0 | 0 | 0 | 0 | 0 | 0 | 0 | 0 | 0 | 0 | 0 | 0 | 0 | 0 | 0 | 0 | 0 | 0 | 0 | 0 | 0 | 0 | 0 | 0 | 0 | 0 | 0 | 0 | 0 | 0 | 0 | 0 | 0 | 0 | 0 | 0 | 0 | 0 | 0 | 0 | 2020
Vintage1956 | hydro | TRUE | 15296.2627.NY.HY | 2627 | N | . | Grahamsville | New York Power Authority | 15296 | NY | MAT | NPCC |  | 22 | 1 | Electric Utility | HY | WAT | HYC | NYIS | A |  | 0 | 0 | 0 | 0 | 0 | 0 | 0 | 0 | 0 | 0 | 0 | 0 | 0 | 0 | 0 | 0 | 0 | 0 | 0 | 0 | 0 | 0 | 0 | 0 | 0 | 0 | 0 | 0 | 0 | 0 | 0 | 0 | 0 | 0 | 0 | 0 | 66642 | 62185 | 66040 | 64761 | 67646 | 63286 | 66410 | 65127 | 61862 | 62168 | 61483 | 64948 | 66642 | 62185 | 66040 | 64761 | 67646 | 63286 | 66410 | 65127 | 61862 | 62168 | 61483 | 64948 | 7601.46 | 7093.047 | 7532.807 | 7386.881 | 7716.008 | 7218.614 | 7574.977 | 7428.692 | 7056.266 | 7091.106 | 7012.951 | 7408.191 | 0 | 0 | 772558 | 772558 | 88121 | 2020
Vintage1972 | petroleum | TRUE | 56142.2628.NY.GT | 2628 | N | . | Hillburn | Alliance NYGT, LLC | 56142 | NY | MAT | NPCC |  | 22 | 2 | NAICS-22 Non-Cogen | GT | JF | WOO | NYIS | A | barrels | 0 | 0 | 0 | 0 | 0 | 0 | 0 | 0 | 0 | 0 | 0 | 0 | 0 | 0 | 0 | 0 | 0 | 0 | 0 | 0 | 0 | 0 | 0 | 0 | 0 | 0 | 0 | 0 | 0 | 0 | 0 | 0 | 0 | 0 | 0 | 0 | 0 | 0 | 0 | 0 | 0 | 0 | 0 | 0 | 0 | 0 | 0 | 0 | 0 | 0 | 0 | 0 | 0 | 0 | 0 | 0 | 0 | 0 | 0 | 0 | 0 | 0 | 0 | 0 | 0 | 0 | 0 | 0 | 0 | 0 | 0 | 0 | 0 | 0 | 0 | 0 | 0 | 2020
Vintage1972 | petroleum | TRUE | 56142.2628.NY.GT | 2628 | N | . | Hillburn | Alliance NYGT, LLC | 56142 | NY | MAT | NPCC |  | 22 | 2 | NAICS-22 Non-Cogen | GT | KER | WOO | NYIS | A | barrels | 0 | 0 | 0 | 0 | 0 | 0 | 0 | 0 | 0 | 0 | 0 | 0 | 0 | 0 | 0 | 0 | 0 | 0 | 0 | 0 | 0 | 0 | 0 | 0 | 0 | 0 | 0 | 0 | 0 | 0 | 0 | 0 | 0 | 0 | 0 | 0 | 0 | 0 | 0 | 0 | 0 | 0 | 0 | 0 | 0 | 0 | 0 | 0 | 0 | 0 | 0 | 0 | 0 | 0 | 0 | 0 | 0 | 0 | 0 | 0 | 0 | 0 | 0 | 0 | 0 | 0 | 0 | 0 | 0 | 0 | 0 | 0 | 0 | 0 | 0 | 0 | 0 | 2020
Vintage1972 | natural gas peaker | TRUE | 56142.2628.NY.GT | 2628 | N | . | Hillburn | Alliance NYGT, LLC | 56142 | NY | MAT | NPCC |  | 22 | 2 | NAICS-22 Non-Cogen | GT | NG | NG | NYIS | A | mcf | 256 | 242 | 236 | 169 | 197 | 314 | 452 | 402 | 316 | 236 | 244 | 248 | 256 | 242 | 236 | 169 | 197 | 314 | 452 | 402 | 316 | 236 | 244 | 248 | 1.01 | 1.01 | 1.01 | 1.01 | 1.01 | 1.01 | 1.01 | 1.01 | 1.01 | 1.01 | 1.01 | 1.01 | 259 | 244 | 238 | 171 | 199 | 317 | 457 | 406 | 319 | 238 | 246 | 250 | 259 | 244 | 238 | 171 | 199 | 317 | 457 | 406 | 319 | 238 | 246 | 250 | 15.677 | 14.73 | 14.42 | 10.289 | 12.023 | 19.125 | 27.539 | 24.53 | 19.248 | 14.415 | 14.859 | 15.145 | 3312 | 3312 | 3344 | 3344 | 202 | 2020
Vintage1923 | hydro | TRUE | 57280.2630.NY.HY | 2630 | N | . | Mongaup Falls | Eagle Creek Renewable Energy, LLC | 57280 | NY | MAT | NPCC |  | 22 | 2 | NAICS-22 Non-Cogen | HY | WAT | HYC | NYIS | A |  | 0 | 0 | 0 | 0 | 0 | 0 | 0 | 0 | 0 | 0 | 0 | 0 | 0 | 0 | 0 | 0 | 0 | 0 | 0 | 0 | 0 | 0 | 0 | 0 | 0 | 0 | 0 | 0 | 0 | 0 | 0 | 0 | 0 | 0 | 0 | 0 | 9623 | 8980 | 9536 | 9352 | 9768 | 9139 | 9590 | 9405 | 8933 | 8977 | 8878 | 9379 | 9623 | 8980 | 9536 | 9352 | 9768 | 9139 | 9590 | 9405 | 8933 | 8977 | 8878 | 9379 | 1097.68 | 1024.262 | 1087.765 | 1066.693 | 1114.22 | 1042.395 | 1093.855 | 1072.731 | 1018.951 | 1023.982 | 1012.696 | 1069.77 | 0 | 0 | 111560 | 111560 | 12725 | 2020
Vintage2013 | hydro | TRUE | 57280.2631.NY.HY | 2631 | N | . | Rio | Eagle Creek Renewable Energy, LLC | 57280 | NY | MAT | NPCC |  | 22 | 2 | NAICS-22 Non-Cogen | HY | WAT | HYC | NYIS | A |  | 0 | 0 | 0 | 0 | 0 | 0 | 0 | 0 | 0 | 0 | 0 | 0 | 0 | 0 | 0 | 0 | 0 | 0 | 0 | 0 | 0 | 0 | 0 | 0 | 0 | 0 | 0 | 0 | 0 | 0 | 0 | 0 | 0 | 0 | 0 | 0 | 21655 | 20206 | 21459 | 21043 | 21981 | 20564 | 21579 | 21162 | 20102 | 20201 | 19978 | 21104 | 21655 | 20206 | 21459 | 21043 | 21981 | 20564 | 21579 | 21162 | 20102 | 20201 | 19978 | 21104 | 2470.016 | 2304.812 | 2447.707 | 2400.29 | 2507.236 | 2345.613 | 2461.41 | 2413.876 | 2292.86 | 2304.181 | 2278.785 | 2407.214 | 0 | 0 | 251034 | 251034 | 28634 | 2020
Vintage1972 | petroleum | TRUE | 56142.2632.NY.GT | 2632 | N | . | Shoemaker | Alliance NYGT, LLC | 56142 | NY | MAT | NPCC |  | 22 | 2 | NAICS-22 Non-Cogen | GT | JF | WOO | NYIS | A | barrels | 0 | 0 | 0 | 0 | 0 | 0 | 0 | 0 | 0 | 0 | 0 | 0 | 0 | 0 | 0 | 0 | 0 | 0 | 0 | 0 | 0 | 0 | 0 | 0 | 0 | 0 | 0 | 0 | 0 | 0 | 0 | 0 | 0 | 0 | 0 | 0 | 0 | 0 | 0 | 0 | 0 | 0 | 0 | 0 | 0 | 0 | 0 | 0 | 0 | 0 | 0 | 0 | 0 | 0 | 0 | 0 | 0 | 0 | 0 | 0 | 0 | 0 | 0 | 0 | 0 | 0 | 0 | 0 | 0 | 0 | 0 | 0 | 0 | 0 | 0 | 0 | 0 | 2020
Vintage1972 | petroleum | TRUE | 56142.2632.NY.GT | 2632 | N | . | Shoemaker | Alliance NYGT, LLC | 56142 | NY | MAT | NPCC |  | 22 | 2 | NAICS-22 Non-Cogen | GT | KER | WOO | NYIS | A | barrels | 0 | 0 | 0 | 0 | 0 | 0 | 0 | 0 | 0 | 0 | 0 | 0 | 0 | 0 | 0 | 0 | 0 | 0 | 0 | 0 | 0 | 0 | 0 | 0 | 0 | 0 | 0 | 0 | 0 | 0 | 0 | 0 | 0 | 0 | 0 | 0 | 0 | 0 | 0 | 0 | 0 | 0 | 0 | 0 | 0 | 0 | 0 | 0 | 0 | 0 | 0 | 0 | 0 | 0 | 0 | 0 | 0 | 0 | 0 | 0 | 0 | 0 | 0 | 0 | 0 | 0 | 0 | 0 | 0 | 0 | 0 | 0 | 0 | 0 | 0 | 0 | 0 | 2020
Vintage1972 | natural gas peaker | TRUE | 56142.2632.NY.GT | 2632 | N | . | Shoemaker | Alliance NYGT, LLC | 56142 | NY | MAT | NPCC |  | 22 | 2 | NAICS-22 Non-Cogen | GT | NG | NG | NYIS | A | mcf | 123 | 115 | 113 | 80 | 94 | 150 | 215 | 192 | 150 | 113 | 116 | 118 | 123 | 115 | 113 | 80 | 94 | 150 | 215 | 192 | 150 | 113 | 116 | 118 | 1.01 | 1.01 | 1.01 | 1.01 | 1.01 | 1.01 | 1.01 | 1.01 | 1.01 | 1.01 | 1.01 | 1.01 | 124 | 116 | 114 | 81 | 95 | 152 | 217 | 194 | 152 | 114 | 117 | 119 | 124 | 116 | 114 | 81 | 95 | 152 | 217 | 194 | 152 | 114 | 117 | 119 | 7.063 | 6.636 | 6.496 | 4.635 | 5.416 | 8.616 | 12.406 | 11.05 | 8.671 | 6.494 | 6.694 | 6.823 | 1579 | 1579 | 1595 | 1595 | 91 | 2020
Vintage2019 | hydro | TRUE | 57280.2634.NY.HY | 2634 | N | . | Swinging Bridge 2 | Eagle Creek Renewable Energy, LLC | 57280 | NY | MAT | NPCC |  | 22 | 2 | NAICS-22 Non-Cogen | HY | WAT | HYC | NYIS | A |  | 0 | 0 | 0 | 0 | 0 | 0 | 0 | 0 | 0 | 0 | 0 | 0 | 0 | 0 | 0 | 0 | 0 | 0 | 0 | 0 | 0 | 0 | 0 | 0 | 0 | 0 | 0 | 0 | 0 | 0 | 0 | 0 | 0 | 0 | 0 | 0 | 11491 | 10722 | 11387 | 11166 | 11664 | 10912 | 11451 | 11229 | 10666 | 10719 | 10601 | 11198 | 11491 | 10722 | 11387 | 11166 | 11664 | 10912 | 11451 | 11229 | 10666 | 10719 | 10601 | 11198 | 1310.658 | 1222.997 | 1298.822 | 1273.661 | 1330.41 | 1244.648 | 1306.093 | 1280.87 | 1216.656 | 1222.663 | 1209.187 | 1277.335 | 0 | 0 | 133206 | 133206 | 15194 | 2020
Vintage1952 | hydro | TRUE | 16183.2638.NY.HY | 2638 | N | . | Rochester 26 | Rochester Gas & Electric Corp | 16183 | NY | MAT | NPCC |  | 22 | 1 | Electric Utility | HY | WAT | HYC | NYIS | A |  | 0 | 0 | 0 | 0 | 0 | 0 | 0 | 0 | 0 | 0 | 0 | 0 | 0 | 0 | 0 | 0 | 0 | 0 | 0 | 0 | 0 | 0 | 0 | 0 | 0 | 0 | 0 | 0 | 0 | 0 | 0 | 0 | 0 | 0 | 0 | 0 | 1187 | 1107 | 1176 | 1153 | 1204 | 1127 | 1182 | 1160 | 1101 | 1107 | 1095 | 1156 | 1187 | 1107 | 1176 | 1153 | 1204 | 1127 | 1182 | 1160 | 1101 | 1107 | 1095 | 1156 | 135.345 | 126.292 | 134.122 | 131.524 | 137.384 | 128.528 | 134.873 | 132.268 | 125.637 | 126.258 | 124.866 | 131.903 | 0 | 0 | 13755 | 13755 | 1569 | 2020
Vintage1960 | hydro | TRUE | 16183.2639.NY.HY | 2639 | N | . | Rochester 2 | Rochester Gas & Electric Corp | 16183 | NY | MAT | NPCC |  | 22 | 1 | Electric Utility | HY | WAT | HYC | NYIS | A |  | 0 | 0 | 0 | 0 | 0 | 0 | 0 | 0 | 0 | 0 | 0 | 0 | 0 | 0 | 0 | 0 | 0 | 0 | 0 | 0 | 0 | 0 | 0 | 0 | 0 | 0 | 0 | 0 | 0 | 0 | 0 | 0 | 0 | 0 | 0 | 0 | 0 | 0 | 0 | 0 | 0 | 0 | 0 | 0 | 0 | 0 | 0 | 0 | 0 | 0 | 0 | 0 | 0 | 0 | 0 | 0 | 0 | 0 | 0 | 0 | 0 | 0 | 0 | 0 | 0 | 0 | 0 | 0 | 0 | 0 | 0 | 0 | 0 | 0 | 0 | 0 | 0 | 2020
Vintage1927 | hydro | TRUE | 16183.2641.NY.HY | 2641 | N | . | Rochester 5 | Rochester Gas & Electric Corp | 16183 | NY | MAT | NPCC |  | 22 | 1 | Electric Utility | HY | WAT | HYC | NYIS | A |  | 0 | 0 | 0 | 0 | 0 | 0 | 0 | 0 | 0 | 0 | 0 | 0 | 0 | 0 | 0 | 0 | 0 | 0 | 0 | 0 | 0 | 0 | 0 | 0 | 0 | 0 | 0 | 0 | 0 | 0 | 0 | 0 | 0 | 0 | 0 | 0 | 0 | 0 | 0 | 0 | 0 | 0 | 0 | 0 | 0 | 0 | 0 | 0 | 0 | 0 | 0 | 0 | 0 | 0 | 0 | 0 | 0 | 0 | 0 | 0 | 0 | 0 | 0 | 0 | 0 | 0 | 0 | 0 | 0 | 0 | 0 | 0 | 0 | 0 | 0 | 0 | 0 | 2020
Vintage1964 | petroleum | TRUE | 6775.2678.NY.IC | 2678 | N | . | Plant No 1 Freeport | Village of Freeport - (NY) | 6775 | NY | MAT | NPCC |  | 22 | 1 | Electric Utility | IC | DFO | DFO | NYIS | A | barrels | 9 | 6 | 5 | 3 | 7 | 3 | 5 | 2 | 5 | 3 | 7 | 9 | 9 | 6 | 5 | 3 | 7 | 3 | 5 | 2 | 5 | 3 | 7 | 9 | 5.6 | 5.6 | 5.6 | 5.6 | 5.6 | 5.6 | 5.6 | 5.6 | 5.6 | 5.6 | 5.6 | 5.6 | 50 | 34 | 28 | 17 | 39 | 17 | 28 | 11 | 28 | 17 | 39 | 50 | 50 | 34 | 28 | 17 | 39 | 17 | 28 | 11 | 28 | 17 | 39 | 50 | 3.383 | 2.537 | 2.149 | 1.527 | 3.228 | 1.338 | 2.225 | 0.901 | 2.341 | 1.338 | 3.238 | 3.795 | 64 | 64 | 358 | 358 | 28 | 2020
Vintage2004 | petroleum | TRUE | 6775.2679.NY.GT | 2679 | N | . | Plant No 2 Freeport | Village of Freeport - (NY) | 6775 | NY | MAT | NPCC |  | 22 | 1 | Electric Utility | GT | DFO | DFO | NYIS | A | barrels | 0 | 0 | 0 | 0 | 0 | 0 | 0 | 0 | 0 | 0 | 0 | 0 | 0 | 0 | 0 | 0 | 0 | 0 | 0 | 0 | 0 | 0 | 0 | 0 | 0 | 0 | 0 | 0 | 0 | 0 | 0 | 0 | 0 | 0 | 0 | 0 | 0 | 0 | 0 | 0 | 0 | 0 | 0 | 0 | 0 | 0 | 0 | 0 | 0 | 0 | 0 | 0 | 0 | 0 | 0 | 0 | 0 | 0 | 0 | 0 | 0 | 0 | 0 | 0 | 0 | 0 | 0 | 0 | 0 | 0 | 0 | 0 | 0 | 0 | 0 | 0 | 0 | 2020
Vintage2004 | petroleum | TRUE | 6775.2679.NY.GT | 2679 | N | . | Plant No 2 Freeport | Village of Freeport - (NY) | 6775 | NY | MAT | NPCC |  | 22 | 1 | Electric Utility | GT | KER | WOO | NYIS | A | barrels | 26 | 20 | 17 | 12 | 25 | 11 | 18 | 7 | 18 | 11 | 26 | 30 | 26 | 20 | 17 | 12 | 25 | 11 | 18 | 7 | 18 | 11 | 26 | 30 | 5.67 | 5.67 | 5.67 | 5.67 | 5.67 | 5.67 | 5.67 | 5.67 | 5.67 | 5.67 | 5.67 | 5.67 | 147 | 113 | 96 | 68 | 142 | 62 | 102 | 40 | 102 | 62 | 147 | 170 | 147 | 113 | 96 | 68 | 142 | 62 | 102 | 40 | 102 | 62 | 147 | 170 | 14.258 | 10.692 | 9.054 | 6.433 | 13.602 | 5.639 | 9.378 | 3.795 | 9.863 | 5.639 | 13.647 | 15.992 | 221 | 221 | 1251 | 1251 | 117.992 | 2020
Vintage2004 | natural gas peaker | TRUE | 6775.2679.NY.GT | 2679 | N | . | Plant No 2 Freeport | Village of Freeport - (NY) | 6775 | NY | MAT | NPCC |  | 22 | 1 | Electric Utility | GT | NG | NG | NYIS | A | mcf | 8159 | 7667 | 7505 | 5355 | 6258 | 9955 | 14334 | 12767 | 10018 | 7503 | 7734 | 7883 | 8159 | 7667 | 7505 | 5355 | 6258 | 9955 | 14334 | 12767 | 10018 | 7503 | 7734 | 7883 | 1.03 | 1.03 | 1.03 | 1.03 | 1.03 | 1.03 | 1.03 | 1.03 | 1.03 | 1.03 | 1.03 | 1.03 | 8404 | 7897 | 7730 | 5516 | 6446 | 10254 | 14764 | 13150 | 10319 | 7728 | 7966 | 8119 | 8404 | 7897 | 7730 | 5516 | 6446 | 10254 | 14764 | 13150 | 10319 | 7728 | 7966 | 8119 | 791.394 | 743.554 | 727.907 | 519.402 | 606.917 | 965.458 | 1390.166 | 1238.256 | 971.64 | 727.662 | 750.109 | 764.543 | 105138 | 105138 | 108293 | 108293 | 10197.008 | 2020
Vintage1997 | petroleum | TRUE | 7630.2681.NY.IC | 2681 | N | . | Greenport | Village of Greenport - (NY) | 7630 | NY | MAT | NPCC |  | 22 | 1 | Electric Utility | IC | DFO | DFO | NYIS | A | barrels | 7 | 5 | 4 | 3 | 6 | 3 | 4 | 2 | 5 | 3 | 6 | 8 | 7 | 5 | 4 | 3 | 6 | 3 | 4 | 2 | 5 | 3 | 6 | 8 | 5.8 | 5.8 | 5.8 | 5.8 | 5.8 | 5.8 | 5.8 | 5.8 | 5.8 | 5.8 | 5.8 | 5.8 | 41 | 29 | 23 | 17 | 35 | 17 | 23 | 12 | 29 | 17 | 35 | 46 | 41 | 29 | 23 | 17 | 35 | 17 | 23 | 12 | 29 | 17 | 35 | 46 | 3.022 | 2.265 | 1.918 | 1.363 | 2.882 | 1.195 | 1.987 | 0.804 | 2.09 | 1.195 | 2.891 | 3.388 | 56 | 56 | 324 | 324 | 25 | 2020
Vintage2001 | hard coal | TRUE | 9645.2682.NY.GT | 2682 | N | . | S A Carlson | Jamestown Board of Public Util | 9645 | NY | MAT | NPCC |  | 22 | 1 | Electric Utility | GT | BIT | COL | NYIS | A | short tons | 0 | 0 | 0 | 0 | 0 | 0 | 0 | 0 | 0 | 0 | 0 | 0 | 0 | 0 | 0 | 0 | 0 | 0 | 0 | 0 | 0 | 0 | 0 | 0 | 0 | 0 | 0 | 0 | 0 | 0 | 0 | 0 | 0 | 0 | 0 | 0 | 0 | 0 | 0 | 0 | 0 | 0 | 0 | 0 | 0 | 0 | 0 | 0 | 0 | 0 | 0 | 0 | 0 | 0 | 0 | 0 | 0 | 0 | 0 | 0 | 0 | 0 | 0 | 0 | 0 | 0 | 0 | 0 | 0 | 0 | 0 | 0 | 0 | 0 | 0 | 0 | 0 | 2020
Vintage2001 | natural gas peaker | TRUE | 9645.2682.NY.GT | 2682 | N | . | S A Carlson | Jamestown Board of Public Util | 9645 | NY | MAT | NPCC |  | 22 | 1 | Electric Utility | GT | NG | NG | NYIS | A | mcf | 44551 | 41858 | 40977 | 29240 | 34166 | 54350 | 78259 | 69707 | 54698 | 40963 | 42227 | 43040 | 44551 | 41858 | 40977 | 29240 | 34166 | 54350 | 78259 | 69707 | 54698 | 40963 | 42227 | 43040 | 1.031 | 1.031 | 1.031 | 1.031 | 1.031 | 1.031 | 1.031 | 1.031 | 1.031 | 1.031 | 1.031 | 1.031 | 45932 | 43156 | 42247 | 30146 | 35225 | 56035 | 80685 | 71868 | 56394 | 42233 | 43536 | 44374 | 45932 | 43156 | 42247 | 30146 | 35225 | 56035 | 80685 | 71868 | 56394 | 42233 | 43536 | 44374 | 5286.424 | 4966.869 | 4862.349 | 3469.554 | 4054.146 | 6449.167 | 9286.167 | 8271.428 | 6490.459 | 4860.71 | 5010.655 | 5107.072 | 574036 | 574036 | 591831 | 591831 | 68115 | 2020
Vintage1968 | petroleum | TRUE | 9645.2682.NY.ST | 2682 | N | . | S A Carlson | Jamestown Board of Public Util | 9645 | NY | MAT | NPCC |  | 22 | 1 | Electric Utility | ST | DFO | DFO | NYIS | AM | barrels | 0 | 0 | 0 | 0 | 0 | 0 | 0 | 0 | 0 | 0 | 0 | 0 | 0 | 0 | 0 | 0 | 0 | 0 | 0 | 0 | 0 | 0 | 0 | 0 | 0 | 0 | 0 | 0 | 0 | 0 | 0 | 0 | 0 | 0 | 0 | 0 | 0 | 0 | 0 | 0 | 0 | 0 | 0 | 0 | 0 | 0 | 0 | 0 | 0 | 0 | 0 | 0 | 0 | 0 | 0 | 0 | 0 | 0 | 0 | 0 | 0 | 0 | 0 | 0 | 0 | 0 | 0 | 0 | 0 | 0 | 0 | 0 | 0 | 0 | 0 | 0 | 0 | 2020
Vintage1968 | natural gas steam turbine | TRUE | 9645.2682.NY.ST | 2682 | N | . | S A Carlson | Jamestown Board of Public Util | 9645 | NY | MAT | NPCC |  | 22 | 1 | Electric Utility | ST | NG | NG | NYIS | AM | mcf | 0 | 7736 | 0 | 0 | 0 | 0 | 0 | 7876 | 13822 | 0 | 23238 | 0 | 0 | 7736 | 0 | 0 | 0 | 0 | 0 | 7876 | 13822 | 0 | 23238 | 0 | 0 | 1.031 | 0 | 0 | 0 | 0 | 0 | 1.031 | 1.031 | 0 | 1.031 | 0 | 0 | 7976 | 0 | 0 | 0 | 0 | 0 | 8120 | 14250 | 0 | 23958 | 0 | 0 | 7976 | 0 | 0 | 0 | 0 | 0 | 8120 | 14250 | 0 | 23958 | 0 | 0 | 1660 | 0 | 0 | 0 | 0 | 0 | 1365 | 1464 | 0 | 2390 | 0 | 52672 | 52672 | 54304 | 54304 | 6879 | 2020
Vintage1991 | hydro | TRUE | 15296.2685.NY.HY | 2685 | N | . | Crescent | New York Power Authority | 15296 | NY | MAT | NPCC |  | 22 | 1 | Electric Utility | HY | WAT | HYC | NYIS | A |  | 0 | 0 | 0 | 0 | 0 | 0 | 0 | 0 | 0 | 0 | 0 | 0 | 0 | 0 | 0 | 0 | 0 | 0 | 0 | 0 | 0 | 0 | 0 | 0 | 0 | 0 | 0 | 0 | 0 | 0 | 0 | 0 | 0 | 0 | 0 | 0 | 42065 | 39252 | 41685 | 40878 | 42699 | 39947 | 41919 | 41109 | 39048 | 39241 | 38808 | 40996 | 42065 | 39252 | 41685 | 40878 | 42699 | 39947 | 41919 | 41109 | 39048 | 39241 | 38808 | 40996 | 4798.13 | 4477.214 | 4754.795 | 4662.685 | 4870.434 | 4556.473 | 4781.414 | 4689.077 | 4453.997 | 4475.989 | 4426.656 | 4676.136 | 0 | 0 | 487647 | 487647 | 55623 | 2020
Vintage1991 | hydro | TRUE | 15296.2686.NY.HY | 2686 | N | . | Vischer Ferry | New York Power Authority | 15296 | NY | MAT | NPCC |  | 22 | 1 | Electric Utility | HY | WAT | HYC | NYIS | A |  | 0 | 0 | 0 | 0 | 0 | 0 | 0 | 0 | 0 | 0 | 0 | 0 | 0 | 0 | 0 | 0 | 0 | 0 | 0 | 0 | 0 | 0 | 0 | 0 | 0 | 0 | 0 | 0 | 0 | 0 | 0 | 0 | 0 | 0 | 0 | 0 | 34439 | 32136 | 34128 | 33467 | 34958 | 32705 | 34319 | 33656 | 31969 | 32127 | 31773 | 33564 | 34439 | 32136 | 34128 | 33467 | 34958 | 32705 | 34319 | 33656 | 31969 | 32127 | 31773 | 33564 | 3928.268 | 3665.531 | 3892.789 | 3817.378 | 3987.464 | 3730.421 | 3914.582 | 3838.985 | 3646.524 | 3664.528 | 3624.139 | 3828.391 | 0 | 0 | 399241 | 399241 | 45539 | 2020
Vintage1973 | other | TRUE | 15296.2691.NY.PS | 2691 | N | . | Blenheim Gilboa | New York Power Authority | 15296 | NY | MAT | NPCC |  | 22 | 1 | Electric Utility | PS | WAT | HPS | NYIS | M | megawatthours | 20474 | 7090 | 6364 | 6752 | 13849 | 49006 | 77523 | 74588 | 26834 | 46217 | 37790 | 42856 | 20474 | 7090 | 6364 | 6752 | 13849 | 49006 | 77523 | 74588 | 26834 | 46217 | 37790 | 42856 | 0 | 0 | 0 | 0 | 0 | 0 | 0 | 0 | 0 | 0 | 0 | 0 | 0 | 0 | 0 | 0 | 0 | 0 | 0 | 0 | 0 | 0 | 0 | 0 | 0 | 0 | 0 | 0 | 0 | 0 | 0 | 0 | 0 | 0 | 0 | 0 | -8454 | -3478 | -1889 | -2109 | -6645 | -17451 | -22077 | -26805 | -5980 | -10729 | -20706 | -13897 | 409343 | 409343 | 0 | 0 | -140220 | 2020
Vintage1962 | other | TRUE | 15296.2692.NY.PS | 2692 | N | . | Lewiston Niagara | New York Power Authority | 15296 | NY | MAT | NPCC |  | 22 | 1 | Electric Utility | PS | WAT | HPS | NYIS | M | megawatthours | 43857 | 38664 | 40880 | 33544 | 36421 | 52196 | 58038 | 56992 | 54996 | 49310 | 40993 | 45757 | 43857 | 38664 | 40880 | 33544 | 36421 | 52196 | 58038 | 56992 | 54996 | 49310 | 40993 | 45757 | 0 | 0 | 0 | 0 | 0 | 0 | 0 | 0 | 0 | 0 | 0 | 0 | 0 | 0 | 0 | 0 | 0 | 0 | 0 | 0 | 0 | 0 | 0 | 0 | 0 | 0 | 0 | 0 | 0 | 0 | 0 | 0 | 0 | 0 | 0 | 0 | -11776 | -13798 | -14188 | -13108 | -10280 | -18661 | -19234 | -21116 | -19549 | -15362 | -15745 | -14911 | 551648 | 551648 | 0 | 0 | -187728 | 2020
Vintage1962 | hydro | TRUE | 15296.2693.NY.HY | 2693 | N | . | Robert Moses Niagara | New York Power Authority | 15296 | NY | MAT | NPCC |  | 22 | 1 | Electric Utility | HY | WAT | HYC | NYIS | M |  | 0 | 0 | 0 | 0 | 0 | 0 | 0 | 0 | 0 | 0 | 0 | 0 | 0 | 0 | 0 | 0 | 0 | 0 | 0 | 0 | 0 | 0 | 0 | 0 | 0 | 0 | 0 | 0 | 0 | 0 | 0 | 0 | 0 | 0 | 0 | 0 | 13612328 | 12500173 | 13404366 | 12637718 | 13063847 | 12252058 | 12986338 | 12721916 | 12137657 | 12336563 | 12488697 | 13089859 | 13612328 | 12500173 | 13404366 | 12637718 | 13063847 | 12252058 | 12986338 | 12721916 | 12137657 | 12336563 | 12488697 | 13089859 | 1552678 | 1425821 | 1528957 | 1441510 | 1490116 | 1397520 | 1481275 | 1451114 | 1384471 | 1407159 | 1424512 | 1493083 | 0 | 0 | 153231520 | 153231520 | 17478216 | 2020
Vintage1959 | hydro | TRUE | 15296.2694.NY.HY | 2694 | N | . | Robert Moses Power Dam | New York Power Authority | 15296 | NY | MAT | NPCC |  | 22 | 1 | Electric Utility | HY | WAT | HYC | NYIS | M |  | 0 | 0 | 0 | 0 | 0 | 0 | 0 | 0 | 0 | 0 | 0 | 0 | 0 | 0 | 0 | 0 | 0 | 0 | 0 | 0 | 0 | 0 | 0 | 0 | 0 | 0 | 0 | 0 | 0 | 0 | 0 | 0 | 0 | 0 | 0 | 0 | 5456002 | 5249075 | 5466637 | 5819368 | 6268773 | 5944350 | 6122224 | 6022298 | 5682121 | 5570455 | 5190231 | 5499004 | 5456002 | 5249075 | 5466637 | 5819368 | 6268773 | 5944350 | 6122224 | 6022298 | 5682121 | 5570455 | 5190231 | 5499004 | 622334 | 598731 | 623547 | 663781 | 715042 | 678037 | 698326 | 686928 | 648126 | 635389 | 592019 | 627239 | 0 | 0 | 68290538 | 68290538 | 7789499 | 2020
Vintage1994 | petroleum | TRUE | 16217.2695.NY.IC | 2695 | N | . | Charles P Keller | Village of Rockville Centre - (NY) | 16217 | NY | MAT | NPCC |  | 22 | 1 | Electric Utility | IC | DFO | DFO | NYIS | A | barrels | 274 | 207 | 175 | 124 | 263 | 109 | 181 | 73 | 191 | 109 | 264 | 309 | 274 | 207 | 175 | 124 | 263 | 109 | 181 | 73 | 191 | 109 | 264 | 309 | 5.819 | 5.819 | 5.819 | 5.819 | 5.819 | 5.819 | 5.819 | 5.819 | 5.819 | 5.819 | 5.819 | 5.819 | 1594 | 1205 | 1018 | 722 | 1530 | 634 | 1053 | 425 | 1111 | 634 | 1536 | 1798 | 1594 | 1205 | 1018 | 722 | 1530 | 634 | 1053 | 425 | 1111 | 634 | 1536 | 1798 | 71.093 | 53.305 | 45.141 | 32.074 | 67.814 | 28.113 | 46.754 | 18.921 | 49.173 | 28.113 | 68.038 | 79.732 | 2279 | 2279 | 13260 | 13260 | 588.271 | 2020
Vintage1994 | natural gas peaker | TRUE | 16217.2695.NY.IC | 2695 | N | . | Charles P Keller | Village of Rockville Centre - (NY) | 16217 | NY | MAT | NPCC |  | 22 | 1 | Electric Utility | IC | NG | NG | NYIS | A | mcf | 74 | 71 | 69 | 49 | 58 | 92 | 132 | 117 | 92 | 69 | 71 | 73 | 74 | 71 | 69 | 49 | 58 | 92 | 132 | 117 | 92 | 69 | 71 | 73 | 1.136 | 1.136 | 1.136 | 1.136 | 1.136 | 1.136 | 1.136 | 1.136 | 1.136 | 1.136 | 1.136 | 1.136 | 84 | 81 | 78 | 56 | 66 | 105 | 150 | 133 | 105 | 78 | 81 | 83 | 84 | 81 | 78 | 56 | 66 | 105 | 150 | 133 | 105 | 78 | 81 | 83 | 3.783 | 3.553 | 3.478 | 2.482 | 2.9 | 4.614 | 6.643 | 5.917 | 4.643 | 3.477 | 3.585 | 3.654 | 967 | 967 | 1100 | 1100 | 48.729 | 2020
Vintage1924 | hydro | TRUE | 20188.2700.NY.HY | 2700 | N | . | Watertown | City of Watertown - (NY) | 20188 | NY | MAT | NPCC |  | 22 | 1 | Electric Utility | HY | WAT | HYC | NYIS | A |  | 0 | 0 | 0 | 0 | 0 | 0 | 0 | 0 | 0 | 0 | 0 | 0 | 0 | 0 | 0 | 0 | 0 | 0 | 0 | 0 | 0 | 0 | 0 | 0 | 0 | 0 | 0 | 0 | 0 | 0 | 0 | 0 | 0 | 0 | 0 | 0 | 12639 | 11793 | 12524 | 12282 | 12829 | 12002 | 12595 | 12351 | 11732 | 11790 | 11660 | 12317 | 12639 | 11793 | 12524 | 12282 | 12829 | 12002 | 12595 | 12351 | 11732 | 11790 | 11660 | 12317 | 1441.605 | 1345.184 | 1428.584 | 1400.91 | 1463.328 | 1368.998 | 1436.582 | 1408.839 | 1338.209 | 1344.816 | 1329.994 | 1404.951 | 0 | 0 | 146514 | 146514 | 16712 | 2020
Vintage2020 | petroleum | TRUE | 3046.2706.NC.CA | 2706 | N | . | Asheville | Duke Energy Progress - (NC) | 3046 | NC | SAT | SERC |  | 22 | 1 | Electric Utility | CA | DFO | DFO | CPLE | M | barrels | 0 | 0 | 0 | 0 | 0 | 0 | 0 | 0 | 0 | 0 | 0 | 0 | 0 | 0 | 0 | 0 | 0 | 0 | 0 | 0 | 0 | 0 | 0 | 0 | 0 | 0 | 0 | 0 | 0 | 0 | 0 | 0 | 0 | 0 | 0 | 0 | 0 | 0 | 0 | 0 | 0 | 0 | 0 | 0 | 0 | 0 | 0 | 0 | 0 | 0 | 0 | 0 | 0 | 0 | 0 | 0 | 0 | 0 | 0 | 0 | 293.002 | 0 | 0 | 0 | 743.218 | 0 | 0 | 0 | 0 | 0 | 0 | 0 | 0 | 0 | 0 | 0 | 1036.22 | 2020
Vintage2020 | natural gas combined cycle | TRUE | 3046.2706.NC.CA | 2706 | N | . | Asheville | Duke Energy Progress - (NC) | 3046 | NC | SAT | SERC |  | 22 | 1 | Electric Utility | CA | NG | NG | CPLE | M | mcf | 0 | 0 | 0 | 0 | 0 | 0 | 0 | 0 | 0 | 0 | 0 | 0 | 0 | 0 | 0 | 0 | 0 | 0 | 0 | 0 | 0 | 0 | 0 | 0 | 0 | 0 | 0 | 0 | 0 | 0 | 0 | 0 | 0 | 0 | 0 | 0 | 0 | 0 | 0 | 0 | 0 | 0 | 0 | 0 | 0 | 0 | 0 | 0 | 0 | 0 | 0 | 0 | 0 | 0 | 0 | 0 | 0 | 0 | 0 | 0 | 53525.998 | 58311 | 45645 | 19553 | 48117.782 | 76066 | 120726 | 127918 | 91980 | 73312 | 78608 | 95106 | 0 | 0 | 0 | 0 | 888868.78 | 2020
Vintage2020 | hard coal | TRUE | 3046.2706.NC.CT | 2706 | N | . | Asheville | Duke Energy Progress - (NC) | 3046 | NC | SAT | SERC |  | 22 | 1 | Electric Utility | CT | BIT | COL | CPLE | M | short tons | . | . | 0 | 0 | 0 | 0 | 0 | 0 | 0 | 0 | 0 | 0 | . | . | 0 | 0 | 0 | 0 | 0 | 0 | 0 | 0 | 0 | 0 | . | . | 0 | 0 | 0 | 0 | 0 | 0 | 0 | 0 | 0 | 0 | . | . | 0 | 0 | 0 | 0 | 0 | 0 | 0 | 0 | 0 | 0 | . | . | 0 | 0 | 0 | 0 | 0 | 0 | 0 | 0 | 0 | 0 | . | . | 0 | 0 | 0 | 0 | 0 | 0 | 0 | 0 | 0 | 0 | 0 | 0 | 0 | 0 | 0 | 2020
Vintage2020 | petroleum | TRUE | 3046.2706.NC.CT | 2706 | N | . | Asheville | Duke Energy Progress - (NC) | 3046 | NC | SAT | SERC |  | 22 | 1 | Electric Utility | CT | DFO | DFO | CPLE | M | barrels | 1760 | 0 | 0 | 0 | 2577 | 0 | 0 | 0 | 0 | 0 | 0 | 0 | 1760 | 0 | 0 | 0 | 2577 | 0 | 0 | 0 | 0 | 0 | 0 | 0 | 5.77 | 0 | 0 | 0 | 5.77 | 0 | 0 | 0 | 0 | 0 | 0 | 0 | 10155 | 0 | 0 | 0 | 14869 | 0 | 0 | 0 | 0 | 0 | 0 | 0 | 10155 | 0 | 0 | 0 | 14869 | 0 | 0 | 0 | 0 | 0 | 0 | 0 | 1060.395 | 0 | 0 | 0 | 1461.444 | 0 | 0 | 0 | 0 | 0 | 0 | 0 | 4337 | 4337 | 25024 | 25024 | 2521.839 | 2020
Vintage2020 | natural gas combined cycle | TRUE | 3046.2706.NC.CT | 2706 | N | . | Asheville | Duke Energy Progress - (NC) | 3046 | NC | SAT | SERC |  | 22 | 1 | Electric Utility | CT | NG | NG | CPLE | M | mcf | 1799387 | 1936055 | 1081548 | 1305698 | 932825 | 1459360 | 2320054 | 2260540 | 1720989 | 1343361 | 1595797 | 2194848 | 1799387 | 1936055 | 1081548 | 1305698 | 932825 | 1459360 | 2320054 | 2260540 | 1720989 | 1343361 | 1595797 | 2194848 | 1.031 | 1.032 | 1.032 | 1.033 | 1.032 | 1.031 | 1.031 | 1.032 | 1.033 | 1.03 | 1.035 | 1.034 | 1855168 | 1998009 | 1116158 | 1348786 | 962675 | 1504600 | 2391976 | 2332877 | 1777782 | 1383662 | 1651650 | 2269473 | 1855168 | 1998009 | 1116158 | 1348786 | 962675 | 1504600 | 2391976 | 2332877 | 1777782 | 1383662 | 1651650 | 2269473 | 193714.61 | 202625 | 116252 | 134113 | 94617.556 | 147646 | 231593 | 233936 | 170992 | 138451 | 169775 | 234601 | 19950462 | 19950462 | 20592816 | 20592816 | 2068316.2 | 2020
Vintage2000 | petroleum | TRUE | 3046.2706.NC.GT | 2706 | N | . | Asheville | Duke Energy Progress - (NC) | 3046 | NC | SAT | SERC |  | 22 | 1 | Electric Utility | GT | DFO | DFO | CPLE | M | barrels | 1592 | 224 | 23 | 15 | 20 | 27 | 43 | 0 | 0 | 0 | 54 | 801 | 1592 | 224 | 23 | 15 | 20 | 27 | 43 | 0 | 0 | 0 | 54 | 801 | 5.77 | 5.77 | 5.77 | 5.77 | 5.77 | 5.77 | 5.8 | 0 | 0 | 0 | 5.82 | 5.82 | 9186 | 1292 | 133 | 87 | 115 | 156 | 249 | 0 | 0 | 0 | 314 | 4662 | 9186 | 1292 | 133 | 87 | 115 | 156 | 249 | 0 | 0 | 0 | 314 | 4662 | 715.625 | 70.718 | 10.934 | 8.195 | 9.524 | 13.976 | 20.815 | 0 | 0 | 0 | 8.847 | 406.315 | 2799 | 2799 | 16194 | 16194 | 1264.949 | 2020
Vintage2000 | natural gas peaker | TRUE | 3046.2706.NC.GT | 2706 | N | . | Asheville | Duke Energy Progress - (NC) | 3046 | NC | SAT | SERC |  | 22 | 1 | Electric Utility | GT | NG | NG | CPLE | M | mcf | 185885 | 80663 | 541619 | 189468 | 286782 | 185101 | 269433 | 73826 | 64222 | 23025 | 51660 | 171520 | 185885 | 80663 | 541619 | 189468 | 286782 | 185101 | 269433 | 73826 | 64222 | 23025 | 51660 | 171520 | 1.029 | 1.031 | 1.032 | 1.033 | 1.032 | 1.031 | 1.032 | 1.032 | 1.032 | 1.03 | 1.035 | 1.033 | 191276 | 83164 | 558951 | 195720 | 295959 | 190839 | 278055 | 76188 | 66277 | 23716 | 53468 | 177180 | 191276 | 83164 | 558951 | 195720 | 295959 | 190839 | 278055 | 76188 | 66277 | 23716 | 53468 | 177180 | 14901.375 | 4550.282 | 46053.066 | 18531.805 | 24425.476 | 17120.024 | 23206.185 | 4666 | 4645 | 1856 | 1505.153 | 15442.685 | 2123204 | 2123204 | 2190793 | 2190793 | 176903.05 | 2020
Vintage0 | hard coal | TRUE | 3046.2706.NC.ST | 2706 | N | . | Asheville | Duke Energy Progress - (NC) | 3046 | NC | SAT | SERC |  | 22 | 1 | Electric Utility | ST | BIT | COL | CPLE | M | short tons | 7494 | 0 | . | . | . | . | . | . | . | . | . | . | 7494 | 0 | . | . | . | . | . | . | . | . | . | . | 24.96 | 0 | . | . | . | . | . | . | . | . | . | . | 187050 | 0 | . | . | . | . | . | . | . | . | . | . | 187050 | 0 | . | . | . | . | . | . | . | . | . | . | 15380.125 | -776.079 | . | . | . | . | . | . | . | . | . | . | 7494 | 7494 | 187050 | 187050 | 14604.046 | 2020
Vintage0 | petroleum | TRUE | 3046.2706.NC.ST | 2706 | N | . | Asheville | Duke Energy Progress - (NC) | 3046 | NC | SAT | SERC |  | 22 | 1 | Electric Utility | ST | DFO | DFO | CPLE | M | barrels | 44 | 0 | . | . | . | . | . | . | . | . | . | . | 44 | 0 | . | . | . | . | . | . | . | . | . | . | 5.77 | 0 | . | . | . | . | . | . | . | . | . | . | 254 | 0 | . | . | . | . | . | . | . | . | . | . | 254 | 0 | . | . | . | . | . | . | . | . | . | . | 20.875 | -2.921 | . | . | . | . | . | . | . | . | . | . | 44 | 44 | 254 | 254 | 17.954 | 2020
Vintage1971 | petroleum | TRUE | 3046.2707.NC.GT | 2707 | N | . | Blewett | Duke Energy Progress - (NC) | 3046 | NC | SAT | SERC |  | 22 | 1 | Electric Utility | GT | DFO | DFO | CPLE | A | barrels | 202 | 71 | 63 | 75 | 152 | 72 | 66 | 95 | 68 | 82 | 75 | 139 | 202 | 71 | 63 | 75 | 152 | 72 | 66 | 95 | 68 | 82 | 75 | 139 | 5.9 | 5.9 | 5.9 | 5.9 | 5.9 | 5.9 | 5.9 | 5.9 | 5.9 | 5.9 | 5.9 | 5.9 | 1192 | 419 | 372 | 443 | 897 | 425 | 389 | 561 | 401 | 484 | 443 | 820 | 1192 | 419 | 372 | 443 | 897 | 425 | 389 | 561 | 401 | 484 | 443 | 820 | -59.424 | -21.008 | -18.635 | -22.167 | -44.834 | -21.301 | -19.511 | -28.023 | -19.947 | -24.072 | -22.07 | -41.008 | 1160 | 1160 | 6846 | 6846 | -342 | 2020
Vintage1912 | hydro | TRUE | 3046.2707.NC.HY | 2707 | N | . | Blewett | Duke Energy Progress - (NC) | 3046 | NC | SAT | SERC |  | 22 | 1 | Electric Utility | HY | WAT | HYC | CPLE | A |  | 0 | 0 | 0 | 0 | 0 | 0 | 0 | 0 | 0 | 0 | 0 | 0 | 0 | 0 | 0 | 0 | 0 | 0 | 0 | 0 | 0 | 0 | 0 | 0 | 0 | 0 | 0 | 0 | 0 | 0 | 0 | 0 | 0 | 0 | 0 | 0 | 25201 | 32749 | 33877 | 22386 | 14397 | 18173 | 15251 | 17681 | 17102 | 17579 | 22843 | 18195 | 25201 | 32749 | 33877 | 22386 | 14397 | 18173 | 15251 | 17681 | 17102 | 17579 | 22843 | 18195 | 2874.548 | 3735.444 | 3864.182 | 2553.451 | 1642.154 | 2072.899 | 1739.629 | 2016.819 | 1950.773 | 2005.126 | 2605.539 | 2075.436 | 0 | 0 | 255434 | 255434 | 29136 | 2020
Vintage1985 | hydro | TRUE | 3046.2710.NC.HY | 2710 | N | . | Marshall Dam | Duke Energy Progress - (NC) | 3046 | NC | SAT | SERC |  | 22 | 1 | Electric Utility | HY | WAT | HYC | CPLE | A |  | 0 | 0 | 0 | 0 | 0 | 0 | 0 | 0 | 0 | 0 | 0 | 0 | 0 | 0 | 0 | 0 | 0 | 0 | 0 | 0 | 0 | 0 | 0 | 0 | 0 | 0 | 0 | 0 | 0 | 0 | 0 | 0 | 0 | 0 | 0 | 0 | 0 | 0 | 0 | 0 | 0 | 0 | 0 | 0 | 0 | 0 | 0 | 0 | 0 | 0 | 0 | 0 | 0 | 0 | 0 | 0 | 0 | 0 | 0 | 0 | -30.781 | -40.001 | -41.379 | -27.343 | -17.585 | -22.197 | -18.629 | -21.597 | -20.89 | -21.472 | -27.901 | -22.225 | 0 | 0 | 0 | 0 | -312 | 2020
Vintage1980 | hard coal | TRUE | 3046.2712.NC.ST | 2712 | N | . | Roxboro | Duke Energy Progress - (NC) | 3046 | NC | SAT | SERC |  | 22 | 1 | Electric Utility | ST | BIT | COL | CPLE | M | short tons | 92686 | 61079 | 80375 | 0 | 11668 | 270201 | 466870 | 402497 | 278011 | 91053 | 54225 | 460740 | 92686 | 61079 | 80375 | 0 | 11668 | 270201 | 466870 | 402497 | 278011 | 91053 | 54225 | 460740 | 25.087 | 25.052 | 25.4 | 0 | 24.983 | 25.21 | 25.322 | 25.117 | 25.104 | 24.88 | 24.82 | 24.712 | 2325214 | 1530151 | 2041525 | 0 | 291502 | 6811767 | 11822082 | 10109517 | 6979188 | 2265399 | 1345865 | 11385807 | 2325214 | 1530151 | 2041525 | 0 | 291502 | 6811767 | 11822082 | 10109517 | 6979188 | 2265399 | 1345865 | 11385807 | 214993.23 | 132706.73 | 176456.31 | -4849.182 | 22323.3 | 661819.32 | 1175013 | 964865.74 | 564722.9 | 223051.6 | 113931.68 | 988040.96 | 2269405 | 2269405 | 56908017 | 56908017 | 5233075.6 | 2020
Vintage1980 | petroleum | TRUE | 3046.2712.NC.ST | 2712 | N | . | Roxboro | Duke Energy Progress - (NC) | 3046 | NC | SAT | SERC |  | 22 | 1 | Electric Utility | ST | DFO | DFO | CPLE | M | barrels | 8367 | 3928 | 907 | 0 | 2841 | 8336 | 3452 | 4620 | 1300 | 1605 | 9855 | 5525 | 8367 | 3928 | 907 | 0 | 2841 | 8336 | 3452 | 4620 | 1300 | 1605 | 9855 | 5525 | 5.81 | 5.81 | 5.8 | 0 | 5.79 | 5.82 | 5.8 | 5.82 | 5.8 | 5.78 | 5.76 | 5.74 | 48612 | 22822 | 5261 | 0 | 16449 | 48516 | 20022 | 26888 | 7540 | 9277 | 56765 | 31714 | 48612 | 22822 | 5261 | 0 | 16449 | 48516 | 20022 | 26888 | 7540 | 9277 | 56765 | 31714 | 4494.773 | 1979.275 | 454.692 | -21.818 | 1259.7 | 4713.683 | 1989.974 | 2566.265 | 610.101 | 913.405 | 4805.32 | 2752.044 | 50736 | 50736 | 293866 | 293866 | 26517.414 | 2020
Vintage1960 | hydro | TRUE | 3046.2714.NC.HY | 2714 | N | . | Tillery | Duke Energy Progress - (NC) | 3046 | NC | SAT | SERC |  | 22 | 1 | Electric Utility | HY | WAT | HYC | CPLE | A |  | 0 | 0 | 0 | 0 | 0 | 0 | 0 | 0 | 0 | 0 | 0 | 0 | 0 | 0 | 0 | 0 | 0 | 0 | 0 | 0 | 0 | 0 | 0 | 0 | 0 | 0 | 0 | 0 | 0 | 0 | 0 | 0 | 0 | 0 | 0 | 0 | 273978 | 356031 | 368302 | 243374 | 156516 | 197571 | 165807 | 192226 | 185931 | 191112 | 248338 | 197813 | 273978 | 356031 | 368302 | 243374 | 156516 | 197571 | 165807 | 192226 | 185931 | 191112 | 248338 | 197813 | 31251.048 | 40610.392 | 42009.986 | 27760.189 | 17852.902 | 22535.803 | 18912.61 | 21926.124 | 21208.095 | 21798.997 | 28326.468 | 22563.386 | 0 | 0 | 2776999 | 2776999 | 316756 | 2020
Vintage1930 | hydro | TRUE | 3046.2715.NC.HY | 2715 | N | . | Walters | Duke Energy Progress - (NC) | 3046 | NC | SAT | SERC |  | 22 | 1 | Electric Utility | HY | WAT | HYC | CPLE | A |  | 0 | 0 | 0 | 0 | 0 | 0 | 0 | 0 | 0 | 0 | 0 | 0 | 0 | 0 | 0 | 0 | 0 | 0 | 0 | 0 | 0 | 0 | 0 | 0 | 0 | 0 | 0 | 0 | 0 | 0 | 0 | 0 | 0 | 0 | 0 | 0 | 462119 | 600519 | 621215 | 410499 | 263997 | 333244 | 279667 | 324229 | 313611 | 322349 | 418872 | 333652 | 462119 | 600519 | 621215 | 410499 | 263997 | 333244 | 279667 | 324229 | 313611 | 322349 | 418872 | 333652 | 52711.208 | 68497.632 | 70858.33 | 46823.168 | 30112.527 | 38011.185 | 31899.939 | 36982.838 | 35771.738 | 36768.413 | 47778.313 | 38057.709 | 0 | 0 | 4683973 | 4683973 | 534273 | 2020
Vintage1971 | hard coal | TRUE | 3046.2716.NC.GT | 2716 | N | . | W H Weatherspoon | Duke Energy Progress - (NC) | 3046 | NC | SAT | SERC |  | 22 | 1 | Electric Utility | GT | BIT | COL | CPLE | A | short tons | 0 | 0 | 0 | 0 | 0 | 0 | 0 | 0 | 0 | 0 | 0 | 0 | 0 | 0 | 0 | 0 | 0 | 0 | 0 | 0 | 0 | 0 | 0 | 0 | 0 | 0 | 0 | 0 | 0 | 0 | 0 | 0 | 0 | 0 | 0 | 0 | 0 | 0 | 0 | 0 | 0 | 0 | 0 | 0 | 0 | 0 | 0 | 0 | 0 | 0 | 0 | 0 | 0 | 0 | 0 | 0 | 0 | 0 | 0 | 0 | 0 | 0 | 0 | 0 | 0 | 0 | 0 | 0 | 0 | 0 | 0 | 0 | 0 | 0 | 0 | 0 | 0 | 2020
Vintage1971 | petroleum | TRUE | 3046.2716.NC.GT | 2716 | N | . | W H Weatherspoon | Duke Energy Progress - (NC) | 3046 | NC | SAT | SERC |  | 22 | 1 | Electric Utility | GT | DFO | DFO | CPLE | A | barrels | 459 | 162 | 144 | 171 | 347 | 165 | 151 | 217 | 154 | 186 | 171 | 317 | 459 | 162 | 144 | 171 | 347 | 165 | 151 | 217 | 154 | 186 | 171 | 317 | 5.88 | 5.88 | 5.88 | 5.88 | 5.88 | 5.88 | 5.88 | 5.88 | 5.88 | 5.88 | 5.88 | 5.88 | 2699 | 953 | 847 | 1005 | 2040 | 970 | 888 | 1276 | 906 | 1094 | 1005 | 1864 | 2699 | 953 | 847 | 1005 | 2040 | 970 | 888 | 1276 | 906 | 1094 | 1005 | 1864 | -10.772 | -3.809 | -3.378 | -4.019 | -8.128 | -3.862 | -3.537 | -5.08 | -3.616 | -4.364 | -4.001 | -7.434 | 2644 | 2644 | 15547 | 15547 | -62 | 2020
Vintage1971 | natural gas peaker | TRUE | 3046.2716.NC.GT | 2716 | N | . | W H Weatherspoon | Duke Energy Progress - (NC) | 3046 | NC | SAT | SERC |  | 22 | 1 | Electric Utility | GT | NG | NG | CPLE | A | mcf | 0 | 0 | 0 | 0 | 0 | 0 | 0 | 0 | 0 | 0 | 0 | 0 | 0 | 0 | 0 | 0 | 0 | 0 | 0 | 0 | 0 | 0 | 0 | 0 | 0 | 0 | 0 | 0 | 0 | 0 | 0 | 0 | 0 | 0 | 0 | 0 | 0 | 0 | 0 | 0 | 0 | 0 | 0 | 0 | 0 | 0 | 0 | 0 | 0 | 0 | 0 | 0 | 0 | 0 | 0 | 0 | 0 | 0 | 0 | 0 | 0 | 0 | 0 | 0 | 0 | 0 | 0 | 0 | 0 | 0 | 0 | 0 | 0 | 0 | 0 | 0 | 0 | 2020
Vintage1961 | hard coal | TRUE | 5416.2718.NC.ST | 2718 | N | . | G G Allen | Duke Energy Carolinas, LLC | 5416 | NC | SAT | SERC |  | 22 | 1 | Electric Utility | ST | BIT | COL | DUK | M | short tons | 0 | 0 | 0 | 0 | 0 | 17606 | 102791 | 42435 | 11208 | 35533 | 6131 | 55568 | 0 | 0 | 0 | 0 | 0 | 17606 | 102791 | 42435 | 11208 | 35533 | 6131 | 55568 | 0 | 0 | 0 | 0 | 0 | 24.462 | 23.941 | 23.683 | 23.971 | 23.992 | 25.12 | 23.965 | 0 | 0 | 0 | 0 | 0 | 430678 | 2460919 | 1004988 | 268667 | 852508 | 154011 | 1331687 | 0 | 0 | 0 | 0 | 0 | 430678 | 2460919 | 1004988 | 268667 | 852508 | 154011 | 1331687 | -4451.694 | 0 | -4368.448 | -3816.446 | -3831.311 | 30644.575 | 203032.17 | 80396.016 | 20182.342 | 75130.554 | 5969.602 | 118952.25 | 271272 | 271272 | 6503458 | 6503458 | 517839.61 | 2020
Vintage1961 | petroleum | TRUE | 5416.2718.NC.ST | 2718 | N | . | G G Allen | Duke Energy Carolinas, LLC | 5416 | NC | SAT | SERC |  | 22 | 1 | Electric Utility | ST | DFO | DFO | DUK | M | barrels | 0 | 7 | 0 | 0 | 0 | 1089 | 2754 | 1819 | 2097 | 1879 | 411 | 2862 | 0 | 7 | 0 | 0 | 0 | 1089 | 2754 | 1819 | 2097 | 1879 | 411 | 2862 | 0 | 5.8 | 0 | 0 | 0 | 5.8 | 5.8 | 5.8 | 5.8 | 5.8 | 5.8 | 5.8 | 0 | 41 | 0 | 0 | 0 | 6316 | 15973 | 10550 | 12163 | 10898 | 2384 | 16600 | 0 | 41 | 0 | 0 | 0 | 6316 | 15973 | 10550 | 12163 | 10898 | 2384 | 16600 | -40.306 | -4179 | -39.552 | -34.554 | -34.689 | 449.425 | 1317.83 | 843.984 | 913.658 | 960.446 | 92.398 | 1482.751 | 12918 | 12918 | 74925 | 74925 | 1732.391 | 2020
Vintage2011 | hydro | TRUE | 5416.2719.NC.HY | 2719 | N | . | Bridgewater | Duke Energy Carolinas, LLC | 5416 | NC | SAT | SERC |  | 22 | 1 | Electric Utility | HY | WAT | HYC | DUK | A |  | 0 | 0 | 0 | 0 | 0 | 0 | 0 | 0 | 0 | 0 | 0 | 0 | 0 | 0 | 0 | 0 | 0 | 0 | 0 | 0 | 0 | 0 | 0 | 0 | 0 | 0 | 0 | 0 | 0 | 0 | 0 | 0 | 0 | 0 | 0 | 0 | 87673 | 113930 | 117857 | 77880 | 50085 | 63223 | 53058 | 61512 | 59498 | 61156 | 79468 | 63300 | 87673 | 113930 | 117857 | 77880 | 50085 | 63223 | 53058 | 61512 | 59498 | 61156 | 79468 | 63300 | 10000.344 | 12995.336 | 13443.206 | 8883.267 | 5712.933 | 7211.463 | 6052.04 | 7016.365 | 6786.596 | 6975.684 | 9064.477 | 7220.289 | 0 | 0 | 888640 | 888640 | 101362 | 2020
Vintage2011 | petroleum | TRUE | 5416.2720.NC.CA | 2720 | N | . | Buck | Duke Energy Carolinas, LLC | 5416 | NC | SAT | SERC |  | 22 | 1 | Electric Utility | CA | DFO | DFO | DUK | M | barrels | 0 | 0 | 0 | 0 | 0 | 0 | 0 | 0 | 0 | 0 | 0 | 0 | 0 | 0 | 0 | 0 | 0 | 0 | 0 | 0 | 0 | 0 | 0 | 0 | 0 | 0 | 0 | 0 | 0 | 0 | 0 | 0 | 0 | 0 | 0 | 0 | 0 | 0 | 0 | 0 | 0 | 0 | 0 | 0 | 0 | 0 | 0 | 0 | 0 | 0 | 0 | 0 | 0 | 0 | 0 | 0 | 0 | 0 | 0 | 0 | 0 | 0 | 0 | 0 | 0 | 0 | 0 | 0 | 0 | 0 | 0 | 0 | 0 | 0 | 0 | 0 | 0 | 2020
Vintage2011 | natural gas combined cycle | TRUE | 5416.2720.NC.CA | 2720 | N | . | Buck | Duke Energy Carolinas, LLC | 5416 | NC | SAT | SERC |  | 22 | 1 | Electric Utility | CA | NG | NG | DUK | M | mcf | 389825 | 372990 | 392960 | 86857 | 212818 | 353185 | 509447 | 361255 | 46163 | 0 | 194 | 366429 | 389825 | 372990 | 392960 | 86857 | 212818 | 353185 | 509447 | 361255 | 46163 | 0 | 194 | 366429 | 1.031 | 1.033 | 1.033 | 1.034 | 1.032 | 1.033 | 1.033 | 1.033 | 1.031 | 0 | 1.036 | 1.035 | 401910 | 385299 | 405928 | 89810 | 219628 | 364840 | 526259 | 373176 | 47594 | 0 | 201 | 379254 | 401910 | 385299 | 405928 | 89810 | 219628 | 364840 | 526259 | 373176 | 47594 | 0 | 201 | 379254 | 159169 | 170473 | 179701 | 71867 | 141721 | 171051 | 195904 | 173764 | 23296 | 0 | 132911 | 178346 | 3092123 | 3092123 | 3193899 | 3193899 | 1598203 | 2020
Vintage2011 | petroleum | TRUE | 5416.2720.NC.CT | 2720 | N | . | Buck | Duke Energy Carolinas, LLC | 5416 | NC | SAT | SERC |  | 22 | 1 | Electric Utility | CT | DFO | DFO | DUK | M | barrels | 0 | 0 | 0 | 0 | 0 | 0 | 0 | 0 | 0 | 0 | 0 | 0 | 0 | 0 | 0 | 0 | 0 | 0 | 0 | 0 | 0 | 0 | 0 | 0 | 0 | 0 | 0 | 0 | 0 | 0 | 0 | 0 | 0 | 0 | 0 | 0 | 0 | 0 | 0 | 0 | 0 | 0 | 0 | 0 | 0 | 0 | 0 | 0 | 0 | 0 | 0 | 0 | 0 | 0 | 0 | 0 | 0 | 0 | 0 | 0 | 0 | 0 | 0 | 0 | 0 | 0 | 0 | 0 | 0 | 0 | 0 | 0 | 0 | 0 | 0 | 0 | 0 | 2020
Vintage2011 | natural gas combined cycle | TRUE | 5416.2720.NC.CT | 2720 | N | . | Buck | Duke Energy Carolinas, LLC | 5416 | NC | SAT | SERC |  | 22 | 1 | Electric Utility | CT | NG | NG | DUK | M | mcf | 2190745 | 2412031 | 2524123 | 1142753 | 2251437 | 2501891 | 2630032 | 2539835 | 310607 | 0 | 2358021 | 2580998 | 2190745 | 2412031 | 2524123 | 1142753 | 2251437 | 2501891 | 2630032 | 2539835 | 310607 | 0 | 2358021 | 2580998 | 1.031 | 1.033 | 1.033 | 1.034 | 1.032 | 1.033 | 1.033 | 1.033 | 1.031 | 0 | 1.036 | 1.035 | 2258658 | 2491628 | 2607419 | 1181607 | 2323483 | 2584453 | 2716823 | 2623650 | 320236 | 0 | 2442910 | 2671333 | 2258658 | 2491628 | 2607419 | 1181607 | 2323483 | 2584453 | 2716823 | 2623650 | 320236 | 0 | 2442910 | 2671333 | 217723 | 239563 | 247839 | 112559 | 212718 | 240908 | 253393 | 243000 | 31412 | -489 | 208886 | 261112 | 23442473 | 23442473 | 24222200 | 24222200 | 2268624 | 2020
Vintage2012 | hard coal | TRUE | 5416.2721.NC.ST | 2721 | N | . | James E. Rogers Energy Complex | Duke Energy Carolinas, LLC | 5416 | NC | SAT | SERC |  | 22 | 1 | Electric Utility | ST | BIT | COL | DUK | M | short tons | 42813 | 63338 | 29006 | 184626 | 123166 | 33749 | 94995 | 221775 | 152014 | 163866 | 213930 | 201626 | 42813 | 63338 | 29006 | 184626 | 123166 | 33749 | 94995 | 221775 | 152014 | 163866 | 213930 | 201626 | 25.015 | 25.048 | 24.685 | 24.759 | 24.561 | 25.106 | 24.827 | 24.052 | 23.945 | 24.189 | 23.755 | 23.993 | 1070967 | 1586490 | 716013 | 4571155 | 3025080 | 847302 | 2358441 | 5334132 | 3639975 | 3963755 | 5081907 | 4837613 | 1070967 | 1586490 | 716013 | 4571155 | 3025080 | 847302 | 2358441 | 5334132 | 3639975 | 3963755 | 5081907 | 4837613 | 105228.1 | 158017.27 | 73369.87 | 457723.8 | 302594.22 | 72219.853 | 221763.65 | 554813.41 | 410518.65 | 412009.99 | 555676.84 | 511368.98 | 1524904 | 1524904 | 37032830 | 37032830 | 3835304.6 | 2020
Vintage2012 | petroleum | TRUE | 5416.2721.NC.ST | 2721 | N | . | James E. Rogers Energy Complex | Duke Energy Carolinas, LLC | 5416 | NC | SAT | SERC |  | 22 | 1 | Electric Utility | ST | DFO | DFO | DUK | M | barrels | 2065 | 1400 | 2660 | 4134 | 3192 | 151 | 2215 | 1935 | 1701 | 915 | 1981 | 1789 | 2065 | 1400 | 2660 | 4134 | 3192 | 151 | 2215 | 1935 | 1701 | 915 | 1981 | 1789 | 5.8 | 5.8 | 5.8 | 5.8 | 5.8 | 5.8 | 5.8 | 5.8 | 5.8 | 5.8 | 5.8 | 5.8 | 11977 | 8120 | 15428 | 23977 | 18514 | 876 | 12847 | 11223 | 9866 | 5307 | 11490 | 10376 | 11977 | 8120 | 15428 | 23977 | 18514 | 876 | 12847 | 11223 | 9866 | 5307 | 11490 | 10376 | 1176.803 | 808.767 | 1580.907 | 2400.911 | 1851.888 | 74.649 | 1208 | 1167.326 | 1112.671 | 551.633 | 1256.342 | 1096.836 | 24138 | 24138 | 140001 | 140001 | 14286.733 | 2020
Vintage2012 | natural gas steam turbine | TRUE | 5416.2721.NC.ST | 2721 | N | . | James E. Rogers Energy Complex | Duke Energy Carolinas, LLC | 5416 | NC | SAT | SERC |  | 22 | 1 | Electric Utility | ST | NG | NG | DUK | M | mcf | 2600027 | 2771151 | 1613662 | 305691 | 1175536 | 159544 | 206606 | 229048 | 994652 | 1939269 | 143701 | 1273001 | 2600027 | 2771151 | 1613662 | 305691 | 1175536 | 159544 | 206606 | 229048 | 994652 | 1939269 | 143701 | 1273001 | 1.032 | 1.032 | 1.032 | 1.032 | 1.032 | 1.033 | 1.031 | 1.031 | 1.035 | 1.03 | 1.035 | 1.034 | 2683228 | 2859828 | 1665299 | 315473 | 1213153 | 164809 | 213011 | 236148 | 1029465 | 1997447 | 148731 | 1316283 | 2683228 | 2859828 | 1665299 | 315473 | 1213153 | 164809 | 213011 | 236148 | 1029465 | 1997447 | 148731 | 1316283 | 263641.1 | 284843.97 | 170643.22 | 31589.291 | 121349.89 | 14047.498 | 20029.355 | 24562.261 | 116103.68 | 207623.38 | 16262.815 | 139140.18 | 13411888 | 13411888 | 13842875 | 13842875 | 1409836.6 | 2020
Vintage1967 | hydro | TRUE | 5416.2722.NC.HY | 2722 | N | . | Cowans Ford | Duke Energy Carolinas, LLC | 5416 | NC | SAT | SERC |  | 22 | 1 | Electric Utility | HY | WAT | HYC | DUK | A |  | 0 | 0 | 0 | 0 | 0 | 0 | 0 | 0 | 0 | 0 | 0 | 0 | 0 | 0 | 0 | 0 | 0 | 0 | 0 | 0 | 0 | 0 | 0 | 0 | 0 | 0 | 0 | 0 | 0 | 0 | 0 | 0 | 0 | 0 | 0 | 0 | 298902 | 388420 | 401807 | 265514 | 170755 | 215545 | 180891 | 209714 | 202846 | 208498 | 270930 | 215809 | 298902 | 388420 | 401807 | 265514 | 170755 | 215545 | 180891 | 209714 | 202846 | 208498 | 270930 | 215809 | 34094.027 | 44304.81 | 45831.728 | 30285.595 | 19477.021 | 24585.935 | 20633.132 | 23920.792 | 23137.443 | 23782.1 | 30903.39 | 24616.027 | 0 | 0 | 3029631 | 3029631 | 345572 | 2020
Vintage2012 | petroleum | TRUE | 5416.2723.NC.CA | 2723 | N | . | Dan River | Duke Energy Carolinas, LLC | 5416 | NC | SAT | SERC |  | 22 | 1 | Electric Utility | CA | DFO | DFO | DUK | M | barrels | 0 | 0 | 0 | 0 | 0 | 0 | 0 | 0 | 0 | 0 | 0 | 0 | 0 | 0 | 0 | 0 | 0 | 0 | 0 | 0 | 0 | 0 | 0 | 0 | 0 | 0 | 0 | 0 | 0 | 0 | 0 | 0 | 0 | 0 | 0 | 0 | 0 | 0 | 0 | 0 | 0 | 0 | 0 | 0 | 0 | 0 | 0 | 0 | 0 | 0 | 0 | 0 | 0 | 0 | 0 | 0 | 0 | 0 | 0 | 0 | 0 | 0 | 0 | 0 | 0 | 0 | 0 | 0 | 0 | 0 | 0 | 0 | 0 | 0 | 0 | 0 | 0 | 2020
Vintage2012 | natural gas combined cycle | TRUE | 5416.2723.NC.CA | 2723 | N | . | Dan River | Duke Energy Carolinas, LLC | 5416 | NC | SAT | SERC |  | 22 | 1 | Electric Utility | CA | NG | NG | DUK | M | mcf | 419734 | 380713 | 388124 | 110896 | 231337 | 353791 | 505064 | 373499 | 272559 | 324679 | 178098 | 100853 | 419734 | 380713 | 388124 | 110896 | 231337 | 353791 | 505064 | 373499 | 272559 | 324679 | 178098 | 100853 | 1.032 | 1.033 | 1.032 | 1.032 | 1.031 | 1.031 | 1.034 | 1.03 | 1.033 | 1.029 | 1.035 | 1.035 | 433165 | 393277 | 400544 | 114445 | 238508 | 364759 | 522236 | 384704 | 281553 | 334095 | 184331 | 104383 | 433165 | 393277 | 400544 | 114445 | 238508 | 364759 | 522236 | 384704 | 281553 | 334095 | 184331 | 104383 | 180302 | 173361 | 177178 | 88449 | 144053 | 168500 | 197030 | 178497 | 155829 | 174004 | 145387 | 64909 | 3639347 | 3639347 | 3756000 | 3756000 | 1847499 | 2020
Vintage2012 | petroleum | TRUE | 5416.2723.NC.CT | 2723 | N | . | Dan River | Duke Energy Carolinas, LLC | 5416 | NC | SAT | SERC |  | 22 | 1 | Electric Utility | CT | DFO | DFO | DUK | M | barrels | 0 | 0 | 0 | 0 | 0 | 0 | 0 | 0 | 0 | 0 | 0 | 0 | 0 | 0 | 0 | 0 | 0 | 0 | 0 | 0 | 0 | 0 | 0 | 0 | 0 | 0 | 0 | 0 | 0 | 0 | 0 | 0 | 0 | 0 | 0 | 0 | 0 | 0 | 0 | 0 | 0 | 0 | 0 | 0 | 0 | 0 | 0 | 0 | 0 | 0 | 0 | 0 | 0 | 0 | 0 | 0 | 0 | 0 | 0 | 0 | 0 | 0 | 0 | 0 | 0 | 0 | 0 | 0 | 0 | 0 | 0 | 0 | 0 | 0 | 0 | 0 | 0 | 2020
Vintage2012 | natural gas combined cycle | TRUE | 5416.2723.NC.CT | 2723 | N | . | Dan River | Duke Energy Carolinas, LLC | 5416 | NC | SAT | SERC |  | 22 | 1 | Electric Utility | CT | NG | NG | DUK | M | mcf | 2530193 | 2459150 | 2491031 | 1413008 | 2243316 | 2459997 | 2666870 | 2617489 | 2371301 | 2640429 | 2283599 | 1053009 | 2530193 | 2459150 | 2491031 | 1413008 | 2243316 | 2459997 | 2666870 | 2617489 | 2371301 | 2640429 | 2283599 | 1053009 | 1.032 | 1.033 | 1.032 | 1.032 | 1.031 | 1.031 | 1.034 | 1.03 | 1.033 | 1.029 | 1.035 | 1.035 | 2611159 | 2540302 | 2570744 | 1458224 | 2312859 | 2536257 | 2757544 | 2696014 | 2449554 | 2717001 | 2363525 | 1089864 | 2611159 | 2540302 | 2570744 | 1458224 | 2312859 | 2536257 | 2757544 | 2696014 | 2449554 | 2717001 | 2363525 | 1089864 | 245944 | 239624 | 241434 | 135937 | 211308 | 231711 | 251476 | 245080 | 227211 | 252193 | 225207 | 102113 | 27229392 | 27229392 | 28103047 | 28103047 | 2609238 | 2020
Vintage1915 | hydro | TRUE | 5416.2726.NC.HY | 2726 | N | . | Lookout Shoals | Duke Energy Carolinas, LLC | 5416 | NC | SAT | SERC |  | 22 | 1 | Electric Utility | HY | WAT | HYC | DUK | A |  | 0 | 0 | 0 | 0 | 0 | 0 | 0 | 0 | 0 | 0 | 0 | 0 | 0 | 0 | 0 | 0 | 0 | 0 | 0 | 0 | 0 | 0 | 0 | 0 | 0 | 0 | 0 | 0 | 0 | 0 | 0 | 0 | 0 | 0 | 0 | 0 | 150623 | 195733 | 202479 | 133798 | 86047 | 108618 | 91155 | 105679 | 102218 | 105066 | 136527 | 108751 | 150623 | 195733 | 202479 | 133798 | 86047 | 108618 | 91155 | 105679 | 102218 | 105066 | 136527 | 108751 | 17180.699 | 22326.126 | 23095.572 | 15261.548 | 9814.88 | 12389.37 | 10397.469 | 12054.19 | 11659.444 | 11984.3 | 15572.868 | 12404.534 | 0 | 0 | 1526694 | 1526694 | 174141 | 2020
Vintage1970 | hard coal | TRUE | 5416.2727.NC.ST | 2727 | N | . | Marshall (NC) | Duke Energy Carolinas, LLC | 5416 | NC | SAT | SERC |  | 22 | 1 | Electric Utility | ST | BIT | COL | DUK | M | short tons | 194010 | 120862 | 119515 | 99496 | 81745 | 309573 | 294221 | 373005 | 222269 | 103700 | 186633 | 279790 | 194010 | 120862 | 119515 | 99496 | 81745 | 309573 | 294221 | 373005 | 222269 | 103700 | 186633 | 279790 | 25.185 | 25.109 | 25.13 | 25.293 | 25.321 | 25.373 | 25.221 | 25.132 | 25.04 | 24.726 | 24.896 | 24.954 | 4886142 | 3034724 | 3003412 | 2516552 | 2069865 | 7854796 | 7420548 | 9374362 | 5565616 | 2564086 | 4646415 | 6981880 | 4886142 | 3034724 | 3003412 | 2516552 | 2069865 | 7854796 | 7420548 | 9374362 | 5565616 | 2564086 | 4646415 | 6981880 | 487365.34 | 313305.56 | 306735.57 | 250853.09 | 191531.99 | 802666.11 | 774987.17 | 944804.22 | 553095.88 | 239731.82 | 453177.92 | 705498.94 | 2384819 | 2384819 | 59918398 | 59918398 | 6023753.6 | 2020
Vintage1970 | petroleum | TRUE | 5416.2727.NC.ST | 2727 | N | . | Marshall (NC) | Duke Energy Carolinas, LLC | 5416 | NC | SAT | SERC |  | 22 | 1 | Electric Utility | ST | DFO | DFO | DUK | M | barrels | 4829 | 2125 | 75 | 50 | 1908 | 3435 | 703 | 2203 | 1206 | 3576 | 1221 | 3432 | 4829 | 2125 | 75 | 50 | 1908 | 3435 | 703 | 2203 | 1206 | 3576 | 1221 | 3432 | 5.8 | 5.8 | 5.8 | 5.8 | 5.8 | 5.8 | 5.8 | 5.8 | 5.8 | 5.8 | 5.8 | 5.8 | 28008 | 12325 | 435 | 290 | 11066 | 19923 | 4077 | 12777 | 6995 | 20741 | 7082 | 19906 | 28008 | 12325 | 435 | 290 | 11066 | 19923 | 4077 | 12777 | 6995 | 20741 | 7082 | 19906 | 2793.661 | 1272.436 | 44.426 | 28.908 | 1024.013 | 2035.892 | 425.835 | 1287.783 | 695.124 | 1939.182 | 690.708 | 2011.404 | 24763 | 24763 | 143625 | 143625 | 14249.372 | 2020
Vintage1970 | natural gas steam turbine | TRUE | 5416.2727.NC.ST | 2727 | N | . | Marshall (NC) | Duke Energy Carolinas, LLC | 5416 | NC | SAT | SERC |  | 22 | 1 | Electric Utility | ST | NG | NG | DUK | M | mcf | 0 | 0 | 0 | 0 | 0 | 0 | 0 | 0 | 0 | 0 | 298702 | 176538 | 0 | 0 | 0 | 0 | 0 | 0 | 0 | 0 | 0 | 0 | 298702 | 176538 | 0 | 0 | 0 | 0 | 0 | 0 | 0 | 0 | 0 | 0 | 1.031 | 1.031 | 0 | 0 | 0 | 0 | 0 | 0 | 0 | 0 | 0 | 0 | 307962 | 182011 | 0 | 0 | 0 | 0 | 0 | 0 | 0 | 0 | 0 | 0 | 307962 | 182011 | 0 | 0 | 0 | 0 | 0 | 0 | 0 | 0 | 0 | 0 | 30036.375 | 18391.658 | 475240 | 475240 | 489973 | 489973 | 48428.033 | 2020
Vintage1923 | hydro | TRUE | 5416.2728.NC.HY | 2728 | N | . | Mountain Island | Duke Energy Carolinas, LLC | 5416 | NC | SAT | SERC |  | 22 | 1 | Electric Utility | HY | WAT | HYC | DUK | A |  | 0 | 0 | 0 | 0 | 0 | 0 | 0 | 0 | 0 | 0 | 0 | 0 | 0 | 0 | 0 | 0 | 0 | 0 | 0 | 0 | 0 | 0 | 0 | 0 | 0 | 0 | 0 | 0 | 0 | 0 | 0 | 0 | 0 | 0 | 0 | 0 | 196905 | 255876 | 264694 | 174910 | 112487 | 141992 | 119164 | 138151 | 133627 | 137350 | 178478 | 142166 | 196905 | 255876 | 264694 | 174910 | 112487 | 141992 | 119164 | 138151 | 133627 | 137350 | 178478 | 142166 | 22459.781 | 29186.235 | 30192.108 | 19950.938 | 12830.681 | 16196.23 | 13592.282 | 15758.06 | 15242.021 | 15666.695 | 20357.916 | 16216.053 | 0 | 0 | 1995800 | 1995800 | 227649 | 2020
Vintage1928 | hydro | TRUE | 5416.2729.NC.HY | 2729 | N | . | Oxford Dam | Duke Energy Carolinas, LLC | 5416 | NC | SAT | SERC |  | 22 | 1 | Electric Utility | HY | WAT | HYC | DUK | A |  | 0 | 0 | 0 | 0 | 0 | 0 | 0 | 0 | 0 | 0 | 0 | 0 | 0 | 0 | 0 | 0 | 0 | 0 | 0 | 0 | 0 | 0 | 0 | 0 | 0 | 0 | 0 | 0 | 0 | 0 | 0 | 0 | 0 | 0 | 0 | 0 | 158527 | 206004 | 213104 | 140819 | 90562 | 114317 | 95938 | 111225 | 107582 | 110580 | 143692 | 114457 | 158527 | 206004 | 213104 | 140819 | 90562 | 114317 | 95938 | 111225 | 107582 | 110580 | 143692 | 114457 | 18082.252 | 23497.683 | 24307.505 | 16062.394 | 10329.913 | 13039.498 | 10943.074 | 12686.73 | 12271.27 | 12613.173 | 16390.05 | 13055.458 | 0 | 0 | 1606807 | 1606807 | 183279 | 2020
Vintage1925 | hydro | TRUE | 5416.2730.NC.HY | 2730 | N | . | Rhodhiss | Duke Energy Carolinas, LLC | 5416 | NC | SAT | SERC |  | 22 | 1 | Electric Utility | HY | WAT | HYC | DUK | A |  | 0 | 0 | 0 | 0 | 0 | 0 | 0 | 0 | 0 | 0 | 0 | 0 | 0 | 0 | 0 | 0 | 0 | 0 | 0 | 0 | 0 | 0 | 0 | 0 | 0 | 0 | 0 | 0 | 0 | 0 | 0 | 0 | 0 | 0 | 0 | 0 | 102958 | 133793 | 138404 | 91458 | 58817 | 74246 | 62309 | 72237 | 69871 | 71818 | 93323 | 74336 | 102958 | 133793 | 138404 | 91458 | 58817 | 74246 | 62309 | 72237 | 69871 | 71818 | 93323 | 74336 | 11743.859 | 15261.013 | 15786.967 | 10432.024 | 6708.957 | 8468.748 | 7107.185 | 8239.636 | 7969.808 | 8191.863 | 10644.827 | 8479.113 | 0 | 0 | 1043570 | 1043570 | 119034 | 2020
Vintage1996 | hydro | TRUE | 13763.2735.NC.HY | 2735 | N | . | Turner Shoals | Northbrook Carolina Hydro LLC | 13763 | NC | SAT | SERC |  | 22 | 2 | NAICS-22 Non-Cogen | HY | WAT | HYC | DUK | M |  | 0 | 0 | 0 | 0 | 0 | 0 | 0 | 0 | 0 | 0 | 0 | 0 | 0 | 0 | 0 | 0 | 0 | 0 | 0 | 0 | 0 | 0 | 0 | 0 | 0 | 0 | 0 | 0 | 0 | 0 | 0 | 0 | 0 | 0 | 0 | 0 | 16605 | 16885 | 14930 | 15246 | 17727 | 19594 | 9433 | 11415 | 15395 | 17648 | 20208 | 14115 | 16605 | 16885 | 14930 | 15246 | 17727 | 19594 | 9433 | 11415 | 15395 | 17648 | 20208 | 14115 | 1894 | 1926 | 1703 | 1739 | 2022 | 2235 | 1076 | 1302 | 1756 | 2013 | 2305 | 1610 | 0 | 0 | 189201 | 189201 | 21581 | 2020
Vintage1920 | hydro | TRUE | 63011.2736.NC.HY | 2736 | N | . | Tuxedo | Northbrook Tuxedo, LLC | 63011 | NC | SAT | SERC |  | 22 | 2 | NAICS-22 Non-Cogen | HY | WAT | HYC | DUK | A |  | 0 | 0 | 0 | 0 | 0 | 0 | 0 | 0 | 0 | 0 | 0 | 0 | 0 | 0 | 0 | 0 | 0 | 0 | 0 | 0 | 0 | 0 | 0 | 0 | 0 | 0 | 0 | 0 | 0 | 0 | 0 | 0 | 0 | 0 | 0 | 0 | 27302 | 35479 | 36702 | 24252 | 15597 | 19688 | 16523 | 19156 | 18528 | 19044 | 24747 | 19712 | 27302 | 35479 | 36702 | 24252 | 15597 | 19688 | 16523 | 19156 | 18528 | 19044 | 24747 | 19712 | 3114.194 | 4046.859 | 4186.33 | 2766.326 | 1779.057 | 2245.712 | 1884.657 | 2184.957 | 2113.404 | 2172.288 | 2822.756 | 2248.46 | 0 | 0 | 276730 | 276730 | 31565 | 2020
Vintage1954 | hydro | TRUE | 5416.2741.NC.HY | 2741 | N | . | Bear Creek Dam | Duke Energy Carolinas, LLC | 5416 | NC | SAT | SERC |  | 22 | 1 | Electric Utility | HY | WAT | HYC | DUK | A |  | 0 | 0 | 0 | 0 | 0 | 0 | 0 | 0 | 0 | 0 | 0 | 0 | 0 | 0 | 0 | 0 | 0 | 0 | 0 | 0 | 0 | 0 | 0 | 0 | 0 | 0 | 0 | 0 | 0 | 0 | 0 | 0 | 0 | 0 | 0 | 0 | 29382 | 38182 | 39498 | 26100 | 16785 | 21188 | 17782 | 20615 | 19940 | 20495 | 26633 | 21214 | 29382 | 38182 | 39498 | 26100 | 16785 | 21188 | 17782 | 20615 | 19940 | 20495 | 26633 | 21214 | 3351.469 | 4355.198 | 4505.295 | 2977.098 | 1914.606 | 2416.817 | 2028.253 | 2351.433 | 2274.429 | 2337.799 | 3037.828 | 2419.775 | 0 | 0 | 297814 | 297814 | 33970 | 2020
Vintage1952 | hydro | TRUE | 5416.2743.NC.HY | 2743 | N | . | Cedar Cliff | Duke Energy Carolinas, LLC | 5416 | NC | SAT | SERC |  | 22 | 1 | Electric Utility | HY | WAT | HYC | DUK | A |  | 0 | 0 | 0 | 0 | 0 | 0 | 0 | 0 | 0 | 0 | 0 | 0 | 0 | 0 | 0 | 0 | 0 | 0 | 0 | 0 | 0 | 0 | 0 | 0 | 0 | 0 | 0 | 0 | 0 | 0 | 0 | 0 | 0 | 0 | 0 | 0 | 12421 | 16141 | 16697 | 11033 | 7096 | 8957 | 7517 | 8715 | 8429 | 8664 | 11258 | 8968 | 12421 | 16141 | 16697 | 11033 | 7096 | 8957 | 7517 | 8715 | 8429 | 8664 | 11258 | 8968 | 1416.753 | 1841.055 | 1904.505 | 1258.496 | 809.354 | 1021.651 | 857.395 | 994.012 | 961.46 | 988.248 | 1284.169 | 1022.902 | 0 | 0 | 125896 | 125896 | 14360 | 2020
Vintage1925 | hydro | TRUE | 63010.2745.NC.HY | 2745 | N | . | Franklin (NC) | Northbrook Carolina Hydro II, LLC | 63010 | NC | SAT | SERC |  | 22 | 2 | NAICS-22 Non-Cogen | HY | WAT | HYC | DUK | A |  | 0 | 0 | 0 | 0 | 0 | 0 | 0 | 0 | 0 | 0 | 0 | 0 | 0 | 0 | 0 | 0 | 0 | 0 | 0 | 0 | 0 | 0 | 0 | 0 | 0 | 0 | 0 | 0 | 0 | 0 | 0 | 0 | 0 | 0 | 0 | 0 | 5327 | 6923 | 7161 | 4732 | 3043 | 3842 | 3224 | 3738 | 3615 | 3716 | 4829 | 3846 | 5327 | 6923 | 7161 | 4732 | 3043 | 3842 | 3224 | 3738 | 3615 | 3716 | 4829 | 3846 | 607.644 | 789.628 | 816.842 | 539.769 | 347.132 | 438.186 | 367.737 | 426.331 | 412.37 | 423.859 | 550.78 | 438.722 | 0 | 0 | 53996 | 53996 | 6159 | 2020
Vintage1943 | hydro | TRUE | 63010.2746.NC.HY | 2746 | N | . | Mission | Northbrook Carolina Hydro II, LLC | 63010 | NC | SAT | SERC |  | 22 | 2 | NAICS-22 Non-Cogen | HY | WAT | HYC | DUK | A |  | 0 | 0 | 0 | 0 | 0 | 0 | 0 | 0 | 0 | 0 | 0 | 0 | 0 | 0 | 0 | 0 | 0 | 0 | 0 | 0 | 0 | 0 | 0 | 0 | 0 | 0 | 0 | 0 | 0 | 0 | 0 | 0 | 0 | 0 | 0 | 0 | 10656 | 13848 | 14325 | 9466 | 6088 | 7684 | 6449 | 7477 | 7232 | 7433 | 9659 | 7694 | 10656 | 13848 | 14325 | 9466 | 6088 | 7684 | 6449 | 7477 | 7232 | 7433 | 9659 | 7694 | 1215.486 | 1579.512 | 1633.949 | 1079.713 | 694.376 | 876.514 | 735.593 | 852.801 | 824.874 | 847.857 | 1101.738 | 877.587 | 0 | 0 | 108011 | 108011 | 12320 | 2020
Vintage1942 | hydro | TRUE | 5416.2747.NC.HY | 2747 | N | . | Nantahala | Duke Energy Carolinas, LLC | 5416 | NC | SAT | SERC |  | 22 | 1 | Electric Utility | HY | WAT | HYC | DUK | A |  | 0 | 0 | 0 | 0 | 0 | 0 | 0 | 0 | 0 | 0 | 0 | 0 | 0 | 0 | 0 | 0 | 0 | 0 | 0 | 0 | 0 | 0 | 0 | 0 | 0 | 0 | 0 | 0 | 0 | 0 | 0 | 0 | 0 | 0 | 0 | 0 | 243195 | 316030 | 326921 | 216029 | 138931 | 175373 | 147178 | 170629 | 165041 | 169640 | 220436 | 175588 | 243195 | 316030 | 326921 | 216029 | 138931 | 175373 | 147178 | 170629 | 165041 | 169640 | 220436 | 175588 | 27739.849 | 36047.627 | 37289.97 | 24641.203 | 15847.046 | 20003.801 | 16787.691 | 19462.622 | 18825.268 | 19349.779 | 25143.859 | 20028.285 | 0 | 0 | 2464991 | 2464991 | 281167 | 2020
Vintage1955 | hydro | TRUE | 5416.2749.NC.HY | 2749 | N | . | Tennessee Creek | Duke Energy Carolinas, LLC | 5416 | NC | SAT | SERC |  | 22 | 1 | Electric Utility | HY | WAT | HYC | DUK | A |  | 0 | 0 | 0 | 0 | 0 | 0 | 0 | 0 | 0 | 0 | 0 | 0 | 0 | 0 | 0 | 0 | 0 | 0 | 0 | 0 | 0 | 0 | 0 | 0 | 0 | 0 | 0 | 0 | 0 | 0 | 0 | 0 | 0 | 0 | 0 | 0 | 0 | 0 | 0 | 0 | 0 | 0 | 0 | 0 | 0 | 0 | 0 | 0 | 0 | 0 | 0 | 0 | 0 | 0 | 0 | 0 | 0 | 0 | 0 | 0 | -1.184 | -1.538 | -1.592 | -1.052 | -0.676 | -0.854 | -0.716 | -0.831 | -0.803 | -0.826 | -1.073 | -0.855 | 0 | 0 | 0 | 0 | -12 | 2020
Vintage1941 | hydro | TRUE | 5416.2750.NC.HY | 2750 | N | . | Thorpe | Duke Energy Carolinas, LLC | 5416 | NC | SAT | SERC |  | 22 | 1 | Electric Utility | HY | WAT | HYC | DUK | A |  | 0 | 0 | 0 | 0 | 0 | 0 | 0 | 0 | 0 | 0 | 0 | 0 | 0 | 0 | 0 | 0 | 0 | 0 | 0 | 0 | 0 | 0 | 0 | 0 | 0 | 0 | 0 | 0 | 0 | 0 | 0 | 0 | 0 | 0 | 0 | 0 | 102077 | 132648 | 137220 | 90675 | 58314 | 73610 | 61775 | 71618 | 69273 | 71203 | 92524 | 73700 | 102077 | 132648 | 137220 | 90675 | 58314 | 73610 | 61775 | 71618 | 69273 | 71203 | 92524 | 73700 | 11643.323 | 15130.37 | 15651.822 | 10342.72 | 6651.524 | 8396.251 | 7046.344 | 8169.1 | 7901.582 | 8121.736 | 10553.701 | 8406.527 | 0 | 0 | 1034637 | 1034637 | 118015 | 2020
Vintage1950 | hydro | TRUE | 5416.2751.NC.HY | 2751 | N | . | Tuckasegee | Duke Energy Carolinas, LLC | 5416 | NC | SAT | SERC |  | 22 | 1 | Electric Utility | HY | WAT | HYC | DUK | A |  | 0 | 0 | 0 | 0 | 0 | 0 | 0 | 0 | 0 | 0 | 0 | 0 | 0 | 0 | 0 | 0 | 0 | 0 | 0 | 0 | 0 | 0 | 0 | 0 | 0 | 0 | 0 | 0 | 0 | 0 | 0 | 0 | 0 | 0 | 0 | 0 | 4340 | 5640 | 5835 | 3855 | 2480 | 3130 | 2627 | 3045 | 2945 | 3028 | 3934 | 3134 | 4340 | 5640 | 5835 | 3855 | 2480 | 3130 | 2627 | 3045 | 2945 | 3028 | 3934 | 3134 | 495.073 | 643.344 | 665.516 | 439.773 | 282.823 | 357.009 | 299.611 | 347.35 | 335.975 | 345.336 | 448.744 | 357.446 | 0 | 0 | 43993 | 43993 | 5018 | 2020
Vintage1963 | hydro | TRUE | 19876.2756.NC.HY | 2756 | N | . | Gaston | Virginia Electric & Power Co | 19876 | NC | SAT | SERC |  | 22 | 1 | Electric Utility | HY | WAT | HYC | PJM | M |  | 0 | 0 | 0 | 0 | 0 | 0 | 0 | 0 | 0 | 0 | 0 | 0 | 0 | 0 | 0 | 0 | 0 | 0 | 0 | 0 | 0 | 0 | 0 | 0 | 0 | 0 | 0 | 0 | 0 | 0 | 0 | 0 | 0 | 0 | 0 | 0 | 257916 | 619555 | 185641 | 327930 | 439218 | 706936 | 292774 | 248220 | 222024 | 0 | 0 | 0 | 257916 | 619555 | 185641 | 327930 | 439218 | 706936 | 292774 | 248220 | 222024 | 0 | 0 | 0 | 29419 | 70669 | 21175 | 37405 | 50099 | 80636 | 33395 | 28313 | 25325 | 0 | 0 | 0 | 0 | 0 | 3300214 | 3300214 | 376436 | 2020
Vintage1955 | hydro | TRUE | 19876.2758.NC.HY | 2758 | N | . | Roanoke Rapids | Virginia Electric & Power Co | 19876 | NC | SAT | SERC |  | 22 | 1 | Electric Utility | HY | WAT | HYC | PJM | A |  | 0 | 0 | 0 | 0 | 0 | 0 | 0 | 0 | 0 | 0 | 0 | 0 | 0 | 0 | 0 | 0 | 0 | 0 | 0 | 0 | 0 | 0 | 0 | 0 | 0 | 0 | 0 | 0 | 0 | 0 | 0 | 0 | 0 | 0 | 0 | 0 | 346928 | 450829 | 466366 | 308175 | 198191 | 250177 | 209955 | 243409 | 235438 | 241998 | 314461 | 250483 | 346928 | 450829 | 466366 | 308175 | 198191 | 250177 | 209955 | 243409 | 235438 | 241998 | 314461 | 250483 | 39572.009 | 51423.385 | 53195.637 | 35151.664 | 22606.447 | 28536.224 | 23948.314 | 27764.211 | 26854.999 | 27603.235 | 35868.723 | 28571.152 | 0 | 0 | 3516410 | 3516410 | 401096 | 2020
Vintage1927 | hydro | TRUE | 10604.2773.NC.HY | 2773 | N | . | Lake Lure | Lake Lure Town of | 10604 | NC | SAT | SERC |  | 22 | 2 | NAICS-22 Non-Cogen | HY | WAT | HYC | DUK | A |  | 0 | 0 | 0 | 0 | 0 | 0 | 0 | 0 | 0 | 0 | 0 | 0 | 0 | 0 | 0 | 0 | 0 | 0 | 0 | 0 | 0 | 0 | 0 | 0 | 0 | 0 | 0 | 0 | 0 | 0 | 0 | 0 | 0 | 0 | 0 | 0 | 8124 | 10558 | 10922 | 7217 | 4641 | 5859 | 4917 | 5700 | 5514 | 5667 | 7364 | 5866 | 8124 | 10558 | 10922 | 7217 | 4641 | 5859 | 4917 | 5700 | 5514 | 5667 | 7364 | 5866 | 926.71 | 1204.25 | 1245.753 | 823.193 | 529.405 | 668.271 | 560.83 | 650.192 | 628.899 | 646.422 | 839.986 | 669.089 | 0 | 0 | 82349 | 82349 | 9393 | 2020
Vintage1954 | hydro | TRUE | 18642.2778.NC.HY | 2778 | N | . | Chatuge | Tennessee Valley Authority | 18642 | NC | SAT | SERC |  | 22 | 1 | Electric Utility | HY | WAT | HYC | TVA | A |  | 0 | 0 | 0 | 0 | 0 | 0 | 0 | 0 | 0 | 0 | 0 | 0 | 0 | 0 | 0 | 0 | 0 | 0 | 0 | 0 | 0 | 0 | 0 | 0 | 0 | 0 | 0 | 0 | 0 | 0 | 0 | 0 | 0 | 0 | 0 | 0 | 49884 | 64824 | 67058 | 44312 | 28498 | 35973 | 30189 | 34999 | 33853 | 34796 | 45216 | 36017 | 49884 | 64824 | 67058 | 44312 | 28498 | 35973 | 30189 | 34999 | 33853 | 34796 | 45216 | 36017 | 5689.999 | 7394.092 | 7648.922 | 5054.406 | 3250.548 | 4103.181 | 3443.493 | 3992.175 | 3861.441 | 3969.028 | 5157.511 | 4108.204 | 0 | 0 | 505619 | 505619 | 57673 | 2020
Vintage1954 | hydro | TRUE | 18642.2779.NC.HY | 2779 | N | . | Fontana Dam | Tennessee Valley Authority | 18642 | NC | SAT | SERC |  | 22 | 1 | Electric Utility | HY | WAT | HYC | TVA | A |  | 0 | 0 | 0 | 0 | 0 | 0 | 0 | 0 | 0 | 0 | 0 | 0 | 0 | 0 | 0 | 0 | 0 | 0 | 0 | 0 | 0 | 0 | 0 | 0 | 0 | 0 | 0 | 0 | 0 | 0 | 0 | 0 | 0 | 0 | 0 | 0 | 1598622 | 2077392 | 2148987 | 1420050 | 913251 | 1152801 | 967459 | 1121613 | 1084883 | 1115110 | 1449018 | 1154212 | 1598622 | 2077392 | 2148987 | 1420050 | 913251 | 1152801 | 967459 | 1121613 | 1084883 | 1115110 | 1449018 | 1154212 | 182345.41 | 236955.83 | 245122.26 | 161976.73 | 104169.13 | 131493.19 | 110352.38 | 127935.8 | 123746.21 | 127194.03 | 165280.9 | 131654.13 | 0 | 0 | 16203398 | 16203398 | 1848226 | 2020
Vintage1940 | hydro | TRUE | 18642.2780.NC.HY | 2780 | N | . | Hiwassee Dam | Tennessee Valley Authority | 18642 | NC | SAT | SERC |  | 22 | 1 | Electric Utility | HY | WAT | HYC | TVA | M |  | 0 | 0 | 0 | 0 | 0 | 0 | 0 | 0 | 0 | 0 | 0 | 0 | 0 | 0 | 0 | 0 | 0 | 0 | 0 | 0 | 0 | 0 | 0 | 0 | 0 | 0 | 0 | 0 | 0 | 0 | 0 | 0 | 0 | 0 | 0 | 0 | 415398 | 549516 | 569259 | 364611 | 221165 | 286321 | 246353 | 286988 | 274539 | 275643 | 368854 | 291827 | 415398 | 549516 | 569259 | 364611 | 221165 | 286321 | 246353 | 286988 | 274539 | 275643 | 368854 | 291827 | 47382 | 62680 | 64932 | 41589 | 25227 | 32659 | 28100 | 32735 | 31315 | 31441 | 42073 | 33287 | 0 | 0 | 4150474 | 4150474 | 473420 | 2020
Vintage1956 | other | TRUE | 18642.2780.NC.PS | 2780 | N | . | Hiwassee Dam | Tennessee Valley Authority | 18642 | NC | SAT | SERC |  | 22 | 1 | Electric Utility | PS | WAT | HPS | TVA | M | megawatthours | 106 | 69 | 66 | 36 | 0 | 1 | 0 | 26 | 36 | 56 | 26 | 78 | 106 | 69 | 66 | 36 | 0 | 1 | 0 | 26 | 36 | 56 | 26 | 78 | 0 | 0 | 0 | 0 | 0 | 0 | 0 | 0 | 0 | 0 | 0 | 0 | 0 | 0 | 0 | 0 | 0 | 0 | 0 | 0 | 0 | 0 | 0 | 0 | 0 | 0 | 0 | 0 | 0 | 0 | 0 | 0 | 0 | 0 | 0 | 0 | 0 | 0 | 0 | 0 | 0 | 0 | 0 | 0 | 0 | 0 | 0 | 0 | 500 | 500 | 0 | 0 | 0 | 2020
Vintage1991 | petroleum | TRUE | 13683.2783.NC.IC | 2783 | N | . | Buxton | North Carolina El Member Corp | 13683 | NC | SAT | SERC |  | 22 | 1 | Electric Utility | IC | DFO | DFO | PJM | A | barrels | 129 | 46 | 41 | 48 | 98 | 47 | 43 | 61 | 44 | 53 | 48 | 90 | 129 | 46 | 41 | 48 | 98 | 47 | 43 | 61 | 44 | 53 | 48 | 90 | 5.8 | 5.8 | 5.8 | 5.8 | 5.8 | 5.8 | 5.8 | 5.8 | 5.8 | 5.8 | 5.8 | 5.8 | 748 | 267 | 238 | 278 | 568 | 273 | 249 | 354 | 255 | 307 | 278 | 522 | 748 | 267 | 238 | 278 | 568 | 273 | 249 | 354 | 255 | 307 | 278 | 522 | -2.085 | -0.737 | -0.654 | -0.778 | -1.573 | -0.747 | -0.685 | -0.983 | -0.7 | -0.845 | -0.774 | -1.439 | 748 | 748 | 4337 | 4337 | -12 | 2020
Vintage2014 | natural gas peaker | TRUE | 12199.2790.ND.GT | 2790 | N | . | R M Heskett | Montana-Dakota Utilities Co | 12199 | ND | WNC | MRO |  | 22 | 1 | Electric Utility | GT | NG | NG | MISO | M | mcf | 869 | 0 | 877 | 0 | 1113 | 0 | 8109 | 7014 | 5 | 0 | 0 | 909 | 869 | 0 | 877 | 0 | 1113 | 0 | 8109 | 7014 | 5 | 0 | 0 | 909 | 1.1 | 0 | 1.1 | 0 | 1.08 | 0 | 1.08 | 1.1 | 1.08 | 0 | 0 | 1.11 | 956 | 0 | 965 | 0 | 1202 | 0 | 8758 | 7715 | 5 | 0 | 0 | 1009 | 956 | 0 | 965 | 0 | 1202 | 0 | 8758 | 7715 | 5 | 0 | 0 | 1009 | -96 | -106 | -78 | -91 | -42 | -74 | 470 | 578 | -75 | -89 | -98 | -82 | 18896 | 18896 | 20610 | 20610 | 217 | 2020
Vintage1963 | lignite | TRUE | 12199.2790.ND.ST | 2790 | N | . | R M Heskett | Montana-Dakota Utilities Co | 12199 | ND | WNC | MRO |  | 22 | 1 | Electric Utility | ST | LIG | COL | MISO | M | short tons | 41530 | 32388 | 34979 | 39661 | 38346 | 28913 | 41902 | 37155 | 23881 | 39261 | 39873 | 42010 | 41530 | 32388 | 34979 | 39661 | 38346 | 28913 | 41902 | 37155 | 23881 | 39261 | 39873 | 42010 | 13.833 | 13.826 | 14.126 | 14.116 | 14.013 | 14.2 | 13.766 | 14.235 | 14.247 | 14.218 | 14.023 | 13.697 | 574484 | 447796 | 494113 | 559855 | 537342 | 410565 | 576823 | 528901 | 340233 | 558213 | 559139 | 575411 | 574484 | 447796 | 494113 | 559855 | 537342 | 410565 | 576823 | 528901 | 340233 | 558213 | 559139 | 575411 | 43382.717 | 33538.803 | 36640.594 | 41984.279 | 40597.52 | 30208.449 | 43440.112 | 39864.656 | 23857.056 | 42464.632 | 42233.634 | 43215.806 | 439899 | 439899 | 6162875 | 6162875 | 461428.26 | 2020
Vintage1963 | natural gas steam turbine | TRUE | 12199.2790.ND.ST | 2790 | N | . | R M Heskett | Montana-Dakota Utilities Co | 12199 | ND | WNC | MRO |  | 22 | 1 | Electric Utility | ST | NG | NG | MISO | M | mcf | 0 | 107 | 97 | 0 | 0 | 5 | 0 | 0 | 9 | 0 | 0 | 0 | 0 | 107 | 97 | 0 | 0 | 5 | 0 | 0 | 9 | 0 | 0 | 0 | 0 | 1.126 | 1.138 | 0 | 0 | 1.186 | 0 | 0 | 1.174 | 0 | 0 | 0 | 0 | 120 | 110 | 0 | 0 | 6 | 0 | 0 | 11 | 0 | 0 | 0 | 0 | 120 | 110 | 0 | 0 | 6 | 0 | 0 | 11 | 0 | 0 | 0 | 0 | 9.024 | 8.186 | 0 | 0 | 0.436 | 0 | 0 | 0.741 | 0 | 0 | 0 | 218 | 218 | 247 | 247 | 18.387 | 2020
Vintage1963 | hard coal | TRUE | 12199.2790.ND.ST | 2790 | N | . | R M Heskett | Montana-Dakota Utilities Co | 12199 | ND | WNC | MRO |  | 22 | 1 | Electric Utility | ST | SUB | COL | MISO | M | short tons | 0 | 0 | 0 | 0 | 0 | 0 | 0 | 0 | 0 | 0 | 0 | 0 | 0 | 0 | 0 | 0 | 0 | 0 | 0 | 0 | 0 | 0 | 0 | 0 | 0 | 0 | 0 | 0 | 0 | 0 | 0 | 0 | 0 | 0 | 0 | 0 | 0 | 0 | 0 | 0 | 0 | 0 | 0 | 0 | 0 | 0 | 0 | 0 | 0 | 0 | 0 | 0 | 0 | 0 | 0 | 0 | 0 | 0 | 0 | 0 | 0 | 0 | 0 | 0 | 0 | 0 | 0 | 0 | 0 | 0 | 0 | 0 | 0 | 0 | 0 | 0 | 0 | 2020
Vintage1963 | other | TRUE | 12199.2790.ND.ST | 2790 | N | . | R M Heskett | Montana-Dakota Utilities Co | 12199 | ND | WNC | MRO |  | 22 | 1 | Electric Utility | ST | TDF | OTH | MISO | M | short tons | 320 | 313 | 317 | 287 | 310 | 226 | 312 | 314 | 251 | 238 | 291 | 298 | 320 | 313 | 317 | 287 | 310 | 226 | 312 | 314 | 251 | 238 | 291 | 298 | 32 | 32 | 32 | 32 | 32 | 32 | 32 | 32 | 32 | 32 | 32 | 32 | 10240 | 10016 | 10144 | 9184 | 9920 | 7232 | 9984 | 10048 | 8032 | 7616 | 9312 | 9536 | 10240 | 10016 | 10144 | 9184 | 9920 | 7232 | 9984 | 10048 | 8032 | 7616 | 9312 | 9536 | 773.283 | 750.173 | 752.22 | 688.721 | 749.48 | 532.115 | 751.888 | 757.344 | 563.203 | 579.368 | 703.366 | 716.194 | 3477 | 3477 | 111264 | 111264 | 8317.355 | 2020
Vintage1978 | petroleum | TRUE | 14232.2801.ND.GT | 2801 | N | . | Jamestown | Otter Tail Power Co | 14232 | ND | WNC | MRO |  | 22 | 1 | Electric Utility | GT | DFO | DFO | MISO | A | barrels | 101 | 105 | 90 | 102 | 118 | 142 | 72 | 117 | 90 | 112 | 150 | 120 | 101 | 105 | 90 | 102 | 118 | 142 | 72 | 117 | 90 | 112 | 150 | 120 | 6 | 6 | 6 | 6 | 6 | 6 | 6 | 6 | 6 | 6 | 6 | 6 | 606 | 630 | 540 | 612 | 708 | 852 | 432 | 702 | 540 | 672 | 900 | 720 | 606 | 630 | 540 | 612 | 708 | 852 | 432 | 702 | 540 | 672 | 900 | 720 | 14.121 | 14.681 | 12.543 | 14.225 | 16.394 | 19.763 | 10.084 | 16.346 | 12.519 | 15.62 | 20.979 | 16.725 | 1319 | 1319 | 7914 | 7914 | 184 | 2020
Vintage1956 | petroleum | TRUE | 7444.2811.ND.IC | 2811 | N | . | Grafton | City of Grafton - (ND) | 7444 | ND | WNC | MRO |  | 22 | 1 | Electric Utility | IC | DFO | DFO | MISO | A | barrels | 0 | 0 | 0 | 0 | 0 | 0 | 0 | 0 | 0 | 0 | 0 | 0 | 0 | 0 | 0 | 0 | 0 | 0 | 0 | 0 | 0 | 0 | 0 | 0 | 0 | 0 | 0 | 0 | 0 | 0 | 0 | 0 | 0 | 0 | 0 | 0 | 0 | 0 | 0 | 0 | 0 | 0 | 0 | 0 | 0 | 0 | 0 | 0 | 0 | 0 | 0 | 0 | 0 | 0 | 0 | 0 | 0 | 0 | 0 | 0 | 0 | 0 | 0 | 0 | 0 | 0 | 0 | 0 | 0 | 0 | 0 | 0 | 0 | 0 | 0 | 0 | 0 | 2020
Vintage1960 | hydro | TRUE | 19635.2815.ND.HY | 2815 | N | . | Garrison | USACE-Omaha | 19635 | ND | WNC | MRO |  | 22 | 1 | Electric Utility | HY | WAT | HYC | SWPP | A |  | 0 | 0 | 0 | 0 | 0 | 0 | 0 | 0 | 0 | 0 | 0 | 0 | 0 | 0 | 0 | 0 | 0 | 0 | 0 | 0 | 0 | 0 | 0 | 0 | 0 | 0 | 0 | 0 | 0 | 0 | 0 | 0 | 0 | 0 | 0 | 0 | 2679195 | 2428777 | 1975785 | 2624388 | 1994407 | 2112652 | 1770485 | 1395162 | 873282 | 977597 | 1307652 | 1343231 | 2679195 | 2428777 | 1975785 | 2624388 | 1994407 | 2112652 | 1770485 | 1395162 | 873282 | 977597 | 1307652 | 1343231 | 305599.96 | 277036.31 | 225366.16 | 299348.43 | 227490.3 | 240977.73 | 201948.8 | 159137.87 | 99610.114 | 111508.76 | 149156.13 | 153214.45 | 0 | 0 | 21482613 | 21482613 | 2450395 | 2020
Vintage1975 | petroleum | TRUE | 1307.2817.ND.ST | 2817 | N | . | Leland Olds | Basin Electric Power Coop | 1307 | ND | WNC | MRO |  | 22 | 1 | Electric Utility | ST | DFO | DFO | SWPP | M | barrels | 786 | 132 | 3121 | 538 | 2609 | 2168 | 2944 | 1207 | 1836 | 2839 | 3521 | 1004 | 786 | 132 | 3121 | 538 | 2609 | 2168 | 2944 | 1207 | 1836 | 2839 | 3521 | 1004 | 5.77 | 5.77 | 5.77 | 5.77 | 5.77 | 5.77 | 5.77 | 5.77 | 5.77 | 5.77 | 5.77 | 5.77 | 4535 | 762 | 18008 | 3104 | 15054 | 12509 | 16987 | 6964 | 10594 | 16381 | 20316 | 5793 | 4535 | 762 | 18008 | 3104 | 15054 | 12509 | 16987 | 6964 | 10594 | 16381 | 20316 | 5793 | 386.918 | 62.398 | 1486.082 | 258.974 | 1182.211 | 1052.215 | 1442.871 | 590.491 | 882.384 | 1348.495 | 1674.179 | 481.124 | 22705 | 22705 | 131007 | 131007 | 10848.342 | 2020
Vintage1975 | lignite | TRUE | 1307.2817.ND.ST | 2817 | N | . | Leland Olds | Basin Electric Power Coop | 1307 | ND | WNC | MRO |  | 22 | 1 | Electric Utility | ST | LIG | COL | SWPP | M | short tons | 0 | 0 | 0 | 0 | 0 | 0 | 0 | 0 | 0 | 0 | 0 | 0 | 0 | 0 | 0 | 0 | 0 | 0 | 0 | 0 | 0 | 0 | 0 | 0 | 0 | 0 | 0 | 0 | 0 | 0 | 0 | 0 | 0 | 0 | 0 | 0 | 0 | 0 | 0 | 0 | 0 | 0 | 0 | 0 | 0 | 0 | 0 | 0 | 0 | 0 | 0 | 0 | 0 | 0 | 0 | 0 | 0 | 0 | 0 | 0 | 0 | 0 | 0 | 0 | 0 | 0 | 0 | 0 | 0 | 0 | 0 | 0 | 0 | 0 | 0 | 0 | 0 | 2020
Vintage1975 | hard coal | TRUE | 1307.2817.ND.ST | 2817 | N | . | Leland Olds | Basin Electric Power Coop | 1307 | ND | WNC | MRO |  | 22 | 1 | Electric Utility | ST | RC | COL | SWPP | M | short tons | 290413 | 280661 | 213623 | 171975 | 46139 | 178099 | 194865 | 312699 | 252744 | 208978 | 225158 | 259502 | 290413 | 280661 | 213623 | 171975 | 46139 | 178099 | 194865 | 312699 | 252744 | 208978 | 225158 | 259502 | 13.451 | 13.492 | 13.573 | 13.661 | 13.81 | 13.763 | 13.414 | 13.71 | 13.728 | 13.646 | 13.455 | 13.552 | 3906345 | 3786678 | 2899505 | 2349350 | 637180 | 2451177 | 2613919 | 4287103 | 3469670 | 2851714 | 3029501 | 3516771 | 3906345 | 3786678 | 2899505 | 2349350 | 637180 | 2451177 | 2613919 | 4287103 | 3469670 | 2851714 | 3029501 | 3516771 | 333266.08 | 310224.6 | 239274.92 | 195995.03 | 50038.789 | 206178.79 | 222027.13 | 363491.51 | 288999.62 | 234754.51 | 249649.82 | 292072.88 | 2634856 | 2634856 | 35798913 | 35798913 | 2985973.7 | 2020
Vintage1975 | hard coal | TRUE | 1307.2817.ND.ST | 2817 | N | . | Leland Olds | Basin Electric Power Coop | 1307 | ND | WNC | MRO |  | 22 | 1 | Electric Utility | ST | SUB | COL | SWPP | M | short tons | 0 | 0 | 0 | 0 | 0 | 0 | 0 | 0 | 0 | 0 | 0 | 0 | 0 | 0 | 0 | 0 | 0 | 0 | 0 | 0 | 0 | 0 | 0 | 0 | 0 | 0 | 0 | 0 | 0 | 0 | 0 | 0 | 0 | 0 | 0 | 0 | 0 | 0 | 0 | 0 | 0 | 0 | 0 | 0 | 0 | 0 | 0 | 0 | 0 | 0 | 0 | 0 | 0 | 0 | 0 | 0 | 0 | 0 | 0 | 0 | 0 | 0 | 0 | 0 | 0 | 0 | 0 | 0 | 0 | 0 | 0 | 0 | 0 | 0 | 0 | 0 | 0 | 2020
Vintage1977 | petroleum | TRUE | 12658.2823.ND.ST | 2823 | N | . | Milton R Young | Minnkota Power Coop, Inc | 12658 | ND | WNC | MRO |  | 22 | 1 | Electric Utility | ST | DFO | DFO | MISO | M | barrels | 7186 | 1232 | 2054 | 1149 | 1009 | 877 | 240 | 858 | 1002 | 748 | 381 | 1322 | 7186 | 1232 | 2054 | 1149 | 1009 | 877 | 240 | 858 | 1002 | 748 | 381 | 1322 | 5.88 | 5.88 | 5.88 | 5.88 | 5.88 | 5.88 | 5.88 | 5.88 | 5.88 | 5.88 | 5.88 | 5.88 | 42254 | 7244 | 12078 | 6756 | 5933 | 5157 | 1411 | 5045 | 5892 | 4398 | 2240 | 7773 | 42254 | 7244 | 12078 | 6756 | 5933 | 5157 | 1411 | 5045 | 5892 | 4398 | 2240 | 7773 | 3704.991 | 644.485 | 1054.956 | 578.576 | 493.409 | 440.831 | 120.285 | 425.07 | 494.415 | 377.021 | 192.676 | 670.475 | 18058 | 18058 | 106181 | 106181 | 9197.19 | 2020
Vintage1977 | lignite | TRUE | 12658.2823.ND.ST | 2823 | N | . | Milton R Young | Minnkota Power Coop, Inc | 12658 | ND | WNC | MRO |  | 22 | 1 | Electric Utility | ST | LIG | COL | MISO | M | short tons | 0 | 0 | 0 | 0 | 0 | 0 | 0 | 0 | 0 | 0 | 0 | 0 | 0 | 0 | 0 | 0 | 0 | 0 | 0 | 0 | 0 | 0 | 0 | 0 | 0 | 0 | 0 | 0 | 0 | 0 | 0 | 0 | 0 | 0 | 0 | 0 | 0 | 0 | 0 | 0 | 0 | 0 | 0 | 0 | 0 | 0 | 0 | 0 | 0 | 0 | 0 | 0 | 0 | 0 | 0 | 0 | 0 | 0 | 0 | 0 | 0 | 0 | 0 | 0 | 0 | 0 | 0 | 0 | 0 | 0 | 0 | 0 | 0 | 0 | 0 | 0 | 0 | 2020
Vintage1977 | hard coal | TRUE | 12658.2823.ND.ST | 2823 | N | . | Milton R Young | Minnkota Power Coop, Inc | 12658 | ND | WNC | MRO |  | 22 | 1 | Electric Utility | ST | RC | COL | MISO | M | short tons | 380564 | 375707 | 365393 | 336626 | 262402 | 334322 | 390558 | 364712 | 280532 | 337749 | 338832 | 293656 | 380564 | 375707 | 365393 | 336626 | 262402 | 334322 | 390558 | 364712 | 280532 | 337749 | 338832 | 293656 | 13.043 | 13.033 | 13.25 | 13.354 | 13.783 | 13.345 | 13.251 | 13.491 | 13.522 | 13.466 | 13.578 | 13.339 | 4963696 | 4896589 | 4841457 | 4495304 | 3616687 | 4461527 | 5175284 | 4920330 | 3793354 | 4548128 | 4600661 | 3917077 | 4963696 | 4896589 | 4841457 | 4495304 | 3616687 | 4461527 | 5175284 | 4920330 | 3793354 | 4548128 | 4600661 | 3917077 | 435239.01 | 435630.52 | 422895.04 | 384965.42 | 300780.59 | 381398.17 | 441118.72 | 414562.93 | 318324.59 | 389869.98 | 395681.32 | 337859.53 | 4061053 | 4061053 | 54230094 | 54230094 | 4658325.8 | 2020
Vintage1977 | hard coal | TRUE | 61412.2828.OH.ST | 2828 | N | . | Cardinal | Cardinal Operating Company | 61412 | OH | ENC | RFC |  | 22 | 2 | NAICS-22 Non-Cogen | ST | BIT | COL | PJM | M | short tons | 326403 | 317742 | 199927 | 169364 | 223312 | 358074 | 387705 | 385783 | 201135 | 234678 | 344743 | 445196 | 326403 | 317742 | 199927 | 169364 | 223312 | 358074 | 387705 | 385783 | 201135 | 234678 | 344743 | 445196 | 25.005 | 25.163 | 24.961 | 25.233 | 25.253 | 25.032 | 25.249 | 25.126 | 25.14 | 25.048 | 25.143 | 24.995 | 8161707 | 7995342 | 4990378 | 4273562 | 5639298 | 8963308 | 9789164 | 9693184 | 5056534 | 5878215 | 8667873 | 11127674 | 8161707 | 7995342 | 4990378 | 4273562 | 5639298 | 8963308 | 9789164 | 9693184 | 5056534 | 5878215 | 8667873 | 11127674 | 829378.45 | 790509.85 | 477335.42 | 429943.93 | 560196.85 | 904898.4 | 973625.17 | 962120.94 | 495128.19 | 591519.69 | 862266.55 | 1145535.3 | 3594062 | 3594062 | 90236239 | 90236239 | 9022458.8 | 2020
Vintage1977 | petroleum | TRUE | 61412.2828.OH.ST | 2828 | N | . | Cardinal | Cardinal Operating Company | 61412 | OH | ENC | RFC |  | 22 | 2 | NAICS-22 Non-Cogen | ST | DFO | DFO | PJM | M | barrels | 3586 | 6190 | 6058 | 4856 | 5156 | 3239 | 9976 | 5041 | 2204 | 9161 | 6096 | 3157 | 3586 | 6190 | 6058 | 4856 | 5156 | 3239 | 9976 | 5041 | 2204 | 9161 | 6096 | 3157 | 5.822 | 5.773 | 5.822 | 5.797 | 5.797 | 5.797 | 5.797 | 5.768 | 5.768 | 5.768 | 5.802 | 5.756 | 20878 | 35735 | 35270 | 28150 | 29889 | 18776 | 57831 | 29076 | 12713 | 52841 | 35369 | 18172 | 20878 | 35735 | 35270 | 28150 | 29889 | 18776 | 57831 | 29076 | 12713 | 52841 | 35369 | 18172 | 2121.555 | 3533.153 | 3373.585 | 2832.069 | 2969.148 | 1895.596 | 5751.829 | 2886.059 | 1244.806 | 5317.309 | 3518.452 | 1870.68 | 64720 | 64720 | 374700 | 374700 | 37314.241 | 2020
Vintage2015 | other | TRUE | 3542.2830.OH.BA | 2830 | N | . | Walter C Beckjord | Duke Energy Ohio Inc | 3542 | OH | ENC | RFC |  | 22 | 1 | Electric Utility | BA | MWH | OTH | PJM | M | megawatthours | 181 | 174 | 202 | 172 | 190 | 199 | 188 | 200 | 186 | 176 | 195 | 186 | 181 | 174 | 202 | 172 | 190 | 199 | 188 | 200 | 186 | 176 | 195 | 186 | 0 | 0 | 0 | 0 | 0 | 0 | 0 | 0 | 0 | 0 | 0 | 0 | 0 | 0 | 0 | 0 | 0 | 0 | 0 | 0 | 0 | 0 | 0 | 0 | 0 | 0 | 0 | 0 | 0 | 0 | 0 | 0 | 0 | 0 | 0 | 0 | -96 | -82 | -93 | -75 | -86 | -96 | -71 | -69 | -58 | -49 | -57 | -48 | 2249 | 2249 | 0 | 0 | -880 | 2020
Vintage0 | hard coal | TRUE | 3542.2830.OH.ST | 2830 | N | . | Walter C Beckjord | Duke Energy Ohio Inc | 3542 | OH | ENC | RFC |  | 22 | 1 | Electric Utility | ST | BIT | COL | PJM | M | short tons | 0 | 0 | 0 | 0 | 0 | 0 | 0 | 0 | 0 | 0 | 0 | 0 | 0 | 0 | 0 | 0 | 0 | 0 | 0 | 0 | 0 | 0 | 0 | 0 | 0 | 0 | 0 | 0 | 0 | 0 | 0 | 0 | 0 | 0 | 0 | 0 | 0 | 0 | 0 | 0 | 0 | 0 | 0 | 0 | 0 | 0 | 0 | 0 | 0 | 0 | 0 | 0 | 0 | 0 | 0 | 0 | 0 | 0 | 0 | 0 | 0 | 0 | 0 | 0 | 0 | 0 | 0 | 0 | 0 | 0 | 0 | 0 | 0 | 0 | 0 | 0 | 0 | 2020
Vintage0 | petroleum | TRUE | 3542.2830.OH.ST | 2830 | N | . | Walter C Beckjord | Duke Energy Ohio Inc | 3542 | OH | ENC | RFC |  | 22 | 1 | Electric Utility | ST | DFO | DFO | PJM | M | barrels | 0 | 0 | 0 | 0 | 0 | 0 | 0 | 0 | 0 | 0 | 0 | 0 | 0 | 0 | 0 | 0 | 0 | 0 | 0 | 0 | 0 | 0 | 0 | 0 | 0 | 0 | 0 | 0 | 0 | 0 | 0 | 0 | 0 | 0 | 0 | 0 | 0 | 0 | 0 | 0 | 0 | 0 | 0 | 0 | 0 | 0 | 0 | 0 | 0 | 0 | 0 | 0 | 0 | 0 | 0 | 0 | 0 | 0 | 0 | 0 | 0 | 0 | 0 | 0 | 0 | 0 | 0 | 0 | 0 | 0 | 0 | 0 | 0 | 0 | 0 | 0 | 0 | 2020
Vintage1969 | petroleum | TRUE | 59917.2831.OH.GT | 2831 | N | . | Dicks Creek | Vistra Energy Dicks Creek | 59917 | OH | ENC | RFC |  | 22 | 2 | NAICS-22 Non-Cogen | GT | DFO | DFO | PJM | A | barrels | 0 | 0 | 0 | 0 | 0 | 0 | 0 | 0 | 0 | 0 | 0 | 0 | 0 | 0 | 0 | 0 | 0 | 0 | 0 | 0 | 0 | 0 | 0 | 0 | 0 | 0 | 0 | 0 | 0 | 0 | 0 | 0 | 0 | 0 | 0 | 0 | 0 | 0 | 0 | 0 | 0 | 0 | 0 | 0 | 0 | 0 | 0 | 0 | 0 | 0 | 0 | 0 | 0 | 0 | 0 | 0 | 0 | 0 | 0 | 0 | 0 | 0 | 0 | 0 | 0 | 0 | 0 | 0 | 0 | 0 | 0 | 0 | 0 | 0 | 0 | 0 | 0 | 2020
Vintage1969 | natural gas peaker | TRUE | 59917.2831.OH.GT | 2831 | N | . | Dicks Creek | Vistra Energy Dicks Creek | 59917 | OH | ENC | RFC |  | 22 | 2 | NAICS-22 Non-Cogen | GT | NG | NG | PJM | A | mcf | 11605 | 10734 | 11057 | 9514 | 8999 | 9494 | 11569 | 11229 | 9900 | 7268 | 9376 | 11291 | 11605 | 10734 | 11057 | 9514 | 8999 | 9494 | 11569 | 11229 | 9900 | 7268 | 9376 | 11291 | 1.073 | 1.073 | 1.073 | 1.073 | 1.073 | 1.073 | 1.073 | 1.073 | 1.073 | 1.073 | 1.073 | 1.073 | 12452 | 11518 | 11864 | 10209 | 9656 | 10187 | 12414 | 12049 | 10623 | 7799 | 10060 | 12115 | 12452 | 11518 | 11864 | 10209 | 9656 | 10187 | 12414 | 12049 | 10623 | 7799 | 10060 | 12115 | 376.087 | 347.866 | 358.356 | 308.341 | 291.63 | 307.693 | 374.937 | 363.911 | 320.845 | 235.555 | 303.849 | 365.93 | 122036 | 122036 | 130946 | 130946 | 3955 | 2020
Vintage1971 | petroleum | TRUE | 59919.2832.OH.GT | 2832 | N | . | Miami Fort | Vistra Energy Miami Fort | 59919 | OH | ENC | RFC |  | 22 | 2 | NAICS-22 Non-Cogen | GT | DFO | DFO | PJM | M | barrels | 0 | 0 | 0 | 0 | 0 | 22 | 0 | 274 | 0 | 0 | 0 | 13 | 0 | 0 | 0 | 0 | 0 | 22 | 0 | 274 | 0 | 0 | 0 | 13 | 0 | 0 | 0 | 0 | 0 | 5.754 | 0 | 5.754 | 0 | 0 | 0 | 5.754 | 0 | 0 | 0 | 0 | 0 | 127 | 0 | 1577 | 0 | 0 | 0 | 75 | 0 | 0 | 0 | 0 | 0 | 127 | 0 | 1577 | 0 | 0 | 0 | 75 | 0 | 0 | 0 | 0 | 0 | 0 | 0 | 75 | 0 | 0 | 0 | 0 | 309 | 309 | 1779 | 1779 | 75 | 2020
Vintage1978 | hard coal | TRUE | 59919.2832.OH.ST | 2832 | N | . | Miami Fort | Vistra Energy Miami Fort | 59919 | OH | ENC | RFC |  | 22 | 2 | NAICS-22 Non-Cogen | ST | BIT | COL | PJM | M | short tons | 226769 | 214484 | 218824 | 165417 | 250653 | 230479 | 262252 | 238946 | 249795 | 237901 | 256132 | 297179 | 226769 | 214484 | 218824 | 165417 | 250653 | 230479 | 262252 | 238946 | 249795 | 237901 | 256132 | 297179 | 24.343 | 24.349 | 24.345 | 24.356 | 24.332 | 24.337 | 24.318 | 24.341 | 24.332 | 24.308 | 24.337 | 24.339 | 5520238 | 5222471 | 5327270 | 4028896 | 6098889 | 5609167 | 6377444 | 5816185 | 6078012 | 5782898 | 6233484 | 7233040 | 5520238 | 5222471 | 5327270 | 4028896 | 6098889 | 5609167 | 6377444 | 5816185 | 6078012 | 5782898 | 6233484 | 7233040 | 527013.97 | 518690.47 | 532207 | 391130.76 | 588415.95 | 531409.63 | 607662.41 | 545554.1 | 577283.49 | 563490.41 | 594673.04 | 695329.09 | 2848831 | 2848831 | 69327994 | 69327994 | 6672860.3 | 2020
Vintage1978 | petroleum | TRUE | 59919.2832.OH.ST | 2832 | N | . | Miami Fort | Vistra Energy Miami Fort | 59919 | OH | ENC | RFC |  | 22 | 2 | NAICS-22 Non-Cogen | ST | DFO | DFO | PJM | M | barrels | 1227 | 1945 | 1550 | 2555 | 2286 | 2789 | 3224 | 3459 | 2032 | 1526 | 2421 | 1052 | 1227 | 1945 | 1550 | 2555 | 2286 | 2789 | 3224 | 3459 | 2032 | 1526 | 2421 | 1052 | 5.754 | 5.754 | 5.754 | 5.754 | 5.754 | 5.754 | 5.754 | 5.754 | 5.754 | 5.754 | 5.754 | 5.754 | 7060 | 11192 | 8919 | 14701 | 13154 | 16048 | 18551 | 19903 | 11692 | 8781 | 13930 | 6053 | 7060 | 11192 | 8919 | 14701 | 13154 | 16048 | 18551 | 19903 | 11692 | 8781 | 13930 | 6053 | 674.029 | 1111.531 | 890.999 | 1427.239 | 1269.053 | 1520.37 | 1767.586 | 1866.896 | 1110.507 | 855.589 | 1328.96 | 581.909 | 26066 | 26066 | 149984 | 149984 | 14404.668 | 2020
Vintage1968 | petroleum | TRUE | 14165.2836.OH.GT | 2836 | N | . | Avon Lake | GenOn Power Midwest, LP | 14165 | OH | ENC | RFC |  | 22 | 2 | NAICS-22 Non-Cogen | GT | DFO | DFO | PJM | M | barrels | 0 | 0 | 0 | 0 | 0 | 185 | 114 | 0 | 0 | 0 | 0 | 0 | 0 | 0 | 0 | 0 | 0 | 185 | 114 | 0 | 0 | 0 | 0 | 0 | 0 | 0 | 0 | 0 | 0 | 5.5 | 5.5 | 0 | 0 | 0 | 0 | 0 | 0 | 0 | 0 | 0 | 0 | 1018 | 627 | 0 | 0 | 0 | 0 | 0 | 0 | 0 | 0 | 0 | 0 | 1018 | 627 | 0 | 0 | 0 | 0 | 0 | -23 | -22 | -22 | -23 | -22 | 48 | 3 | -24 | -24 | -23 | -22 | -21 | 299 | 299 | 1645 | 1645 | -175 | 2020
Vintage1970 | hard coal | TRUE | 14165.2836.OH.ST | 2836 | N | . | Avon Lake | GenOn Power Midwest, LP | 14165 | OH | ENC | RFC |  | 22 | 2 | NAICS-22 Non-Cogen | ST | BIT | COL | PJM | M | short tons | 0 | 0 | 4243 | 0 | 0 | 2669 | 46017 | 17840 | 4804 | 0 | 0 | 10502 | 0 | 0 | 4243 | 0 | 0 | 2669 | 46017 | 17840 | 4804 | 0 | 0 | 10502 | 0 | 0 | 22.4 | 0 | 0 | 22.4 | 22.4 | 22.4 | 22.4 | 0 | 0 | 22.4 | 0 | 0 | 95043 | 0 | 0 | 59786 | 1030781 | 399616 | 107610 | 0 | 0 | 235245 | 0 | 0 | 95043 | 0 | 0 | 59786 | 1030781 | 399616 | 107610 | 0 | 0 | 235245 | -2153.576 | -1755.258 | 7740.78 | -1223.281 | -1206.463 | 3862.615 | 93111.543 | 36570.337 | 9018.452 | -1218.856 | -1754.373 | 21623.241 | 86075 | 86075 | 1928081 | 1928081 | 162615.16 | 2020
Vintage1970 | petroleum | TRUE | 14165.2836.OH.ST | 2836 | N | . | Avon Lake | GenOn Power Midwest, LP | 14165 | OH | ENC | RFC |  | 22 | 2 | NAICS-22 Non-Cogen | ST | DFO | DFO | PJM | M | barrels | 0 | 0 | 942 | 0 | 0 | 1004 | 2489 | 792 | 0 | 0 | 0 | 90 | 0 | 0 | 942 | 0 | 0 | 1004 | 2489 | 792 | 0 | 0 | 0 | 90 | 0 | 0 | 5.5 | 0 | 0 | 5.5 | 5.5 | 5.5 | 0 | 0 | 0 | 5.5 | 0 | 0 | 5181 | 0 | 0 | 5522 | 13690 | 4356 | 0 | 0 | 0 | 495 | 0 | 0 | 5181 | 0 | 0 | 5522 | 13690 | 4356 | 0 | 0 | 0 | 495 | -30.534 | -24.886 | 421.966 | -17.344 | -17.106 | 356.764 | 1236.587 | 398.634 | 0 | -17.281 | -24.874 | 45.499 | 5317 | 5317 | 29244 | 29244 | 2327.425 | 2020
Vintage1970 | hard coal | TRUE | 14165.2836.OH.ST | 2836 | N | . | Avon Lake | GenOn Power Midwest, LP | 14165 | OH | ENC | RFC |  | 22 | 2 | NAICS-22 Non-Cogen | ST | SUB | COL | PJM | M | short tons | 0 | 0 | 2829 | 0 | 0 | 1144 | 19722 | 11893 | 2059 | 0 | 0 | 7002 | 0 | 0 | 2829 | 0 | 0 | 1144 | 19722 | 11893 | 2059 | 0 | 0 | 7002 | 0 | 0 | 17.8 | 0 | 0 | 17.8 | 17.8 | 17.8 | 17.8 | 0 | 0 | 17.8 | 0 | 0 | 50356 | 0 | 0 | 20363 | 351052 | 211695 | 36650 | 0 | 0 | 124636 | 0 | 0 | 50356 | 0 | 0 | 20363 | 351052 | 211695 | 36650 | 0 | 0 | 124636 | -248.89 | -202.856 | 4101.254 | -141.375 | -139.431 | 1315.621 | 31710.87 | 19373.029 | 3071.548 | -140.863 | -202.753 | 11456.26 | 44649 | 44649 | 794752 | 794752 | 69952.414 | 2020
Vintage0 | hard coal | TRUE | 6526.2837.OH.GT | 2837 | N | . | FirstEnergy Eastlake | FirstEnergy Generation Corp | 6526 | OH | ENC | RFC |  | 22 | 2 | NAICS-22 Non-Cogen | GT | BIT | COL | PJM | A | short tons | 0 | 0 | . | . | . | . | . | . | . | . | . | . | 0 | 0 | . | . | . | . | . | . | . | . | . | . | 0 | 0 | . | . | . | . | . | . | . | . | . | . | 0 | 0 | . | . | . | . | . | . | . | . | . | . | 0 | 0 | . | . | . | . | . | . | . | . | . | . | 0 | 0 | . | . | . | . | . | . | . | . | . | . | 0 | 0 | 0 | 0 | 0 | 2020
Vintage0 | petroleum | TRUE | 6526.2837.OH.GT | 2837 | N | . | FirstEnergy Eastlake | FirstEnergy Generation Corp | 6526 | OH | ENC | RFC |  | 22 | 2 | NAICS-22 Non-Cogen | GT | DFO | DFO | PJM | A | barrels | 0 | 0 | . | . | . | . | . | . | . | . | . | . | 0 | 0 | . | . | . | . | . | . | . | . | . | . | 0 | 0 | . | . | . | . | . | . | . | . | . | . | 0 | 0 | . | . | . | . | . | . | . | . | . | . | 0 | 0 | . | . | . | . | . | . | . | . | . | . | 0 | 0 | . | . | . | . | . | . | . | . | . | . | 0 | 0 | 0 | 0 | 0 | 2020
Vintage0 | hard coal | TRUE | 6526.2837.OH.GT | 2837 | N | . | FirstEnergy Eastlake | FirstEnergy Generation Corp | 6526 | OH | ENC | RFC |  | 22 | 2 | NAICS-22 Non-Cogen | GT | SUB | COL | PJM | A | short tons | 0 | 0 | . | . | . | . | . | . | . | . | . | . | 0 | 0 | . | . | . | . | . | . | . | . | . | . | 0 | 0 | . | . | . | . | . | . | . | . | . | . | 0 | 0 | . | . | . | . | . | . | . | . | . | . | 0 | 0 | . | . | . | . | . | . | . | . | . | . | 0 | 0 | . | . | . | . | . | . | . | . | . | . | 0 | 0 | 0 | 0 | 0 | 2020
Vintage0 | hard coal | TRUE | 58620.2840.OH.ST | 2840 | N | . | Conesville | AEP Generation Resources Inc | 58620 | OH | ENC | RFC |  | 22 | 2 | NAICS-22 Non-Cogen | ST | BIT | COL | PJM | M | short tons | 105964 | 99678 | 122853 | 163735 | 0 | 0 | 0 | 0 | . | . | . | . | 105964 | 99678 | 122853 | 163735 | 0 | 0 | 0 | 0 | . | . | . | . | 23.896 | 23.512 | 23.512 | 23.512 | 0 | 0 | 0 | 0 | . | . | . | . | 2532116 | 2343629 | 2888520 | 3849737 | 0 | 0 | 0 | 0 | . | . | . | . | 2532116 | 2343629 | 2888520 | 3849737 | 0 | 0 | 0 | 0 | . | . | . | . | 220450.35 | 210361.22 | 267776.61 | 370708 | 0 | 0 | 0 | 0 | . | . | . | . | 492230 | 492230 | 11614002 | 11614002 | 1069296.2 | 2020
Vintage0 | petroleum | TRUE | 58620.2840.OH.ST | 2840 | N | . | Conesville | AEP Generation Resources Inc | 58620 | OH | ENC | RFC |  | 22 | 2 | NAICS-22 Non-Cogen | ST | DFO | DFO | PJM | M | barrels | 1944 | 1281 | 2217 | 4376 | 0 | 0 | 0 | 0 | . | . | . | . | 1944 | 1281 | 2217 | 4376 | 0 | 0 | 0 | 0 | . | . | . | . | 5.741 | 5.686 | 5.646 | 5.724 | 0 | 0 | 0 | 0 | . | . | . | . | 11161 | 7284 | 12517 | 25048 | 0 | 0 | 0 | 0 | . | . | . | . | 11161 | 7284 | 12517 | 25048 | 0 | 0 | 0 | 0 | . | . | . | . | 971.653 | 653.782 | 1160.39 | 2412.003 | 0 | 0 | 0 | 0 | . | . | . | . | 9818 | 9818 | 56010 | 56010 | 5197.828 | 2020
Vintage2002 | petroleum | TRUE | 61919.2847.OH.GT | 2847 | N | . | Tait Electric Generating Station | Kimura Power LLC | 61919 | OH | ENC | RFC |  | 22 | 2 | NAICS-22 Non-Cogen | GT | DFO | DFO | PJM | A | barrels | 0 | 0 | 0 | 0 | 0 | 0 | 0 | 0 | 0 | 0 | 0 | 0 | 0 | 0 | 0 | 0 | 0 | 0 | 0 | 0 | 0 | 0 | 0 | 0 | 0 | 0 | 0 | 0 | 0 | 0 | 0 | 0 | 0 | 0 | 0 | 0 | 0 | 0 | 0 | 0 | 0 | 0 | 0 | 0 | 0 | 0 | 0 | 0 | 0 | 0 | 0 | 0 | 0 | 0 | 0 | 0 | 0 | 0 | 0 | 0 | 0 | 0 | 0 | 0 | 0 | 0 | 0 | 0 | 0 | 0 | 0 | 0 | 0 | 0 | 0 | 0 | 0 | 2020
Vintage2002 | natural gas peaker | TRUE | 61919.2847.OH.GT | 2847 | N | . | Tait Electric Generating Station | Kimura Power LLC | 61919 | OH | ENC | RFC |  | 22 | 2 | NAICS-22 Non-Cogen | GT | NG | NG | PJM | A | mcf | 1127114 | 1042541 | 1073978 | 924085 | 874002 | 922144 | 1123670 | 1090627 | 961559 | 705950 | 910622 | 1096677 | 1127114 | 1042541 | 1073978 | 924085 | 874002 | 922144 | 1123670 | 1090627 | 961559 | 705950 | 910622 | 1096677 | 1.079 | 1.079 | 1.079 | 1.079 | 1.079 | 1.079 | 1.079 | 1.079 | 1.079 | 1.079 | 1.079 | 1.079 | 1216156 | 1124902 | 1158822 | 997088 | 943048 | 994993 | 1212440 | 1176787 | 1037522 | 761720 | 982561 | 1183314 | 1216156 | 1124902 | 1158822 | 997088 | 943048 | 994993 | 1212440 | 1176787 | 1037522 | 761720 | 982561 | 1183314 | 90540.998 | 83747.317 | 86272.691 | 74231.726 | 70208.601 | 74075.838 | 90264.397 | 87610.06 | 77242.033 | 56708.937 | 73150.305 | 88096.097 | 11852969 | 11852969 | 12789353 | 12789353 | 952149 | 2020
Vintage1967 | petroleum | TRUE | 61919.2847.OH.IC | 2847 | N | . | Tait Electric Generating Station | Kimura Power LLC | 61919 | OH | ENC | RFC |  | 22 | 2 | NAICS-22 Non-Cogen | IC | DFO | DFO | PJM | A | barrels | 7 | 8 | 5 | 6 | 8 | 8 | 12 | 7 | 4 | 10 | 7 | 6 | 7 | 8 | 5 | 6 | 8 | 8 | 12 | 7 | 4 | 10 | 7 | 6 | 5.5 | 5.5 | 5.5 | 5.5 | 5.5 | 5.5 | 5.5 | 5.5 | 5.5 | 5.5 | 5.5 | 5.5 | 39 | 44 | 28 | 33 | 44 | 44 | 66 | 39 | 22 | 55 | 39 | 33 | 39 | 44 | 28 | 33 | 44 | 44 | 66 | 39 | 22 | 55 | 39 | 33 | 3.64 | 4.615 | 2.822 | 3.13 | 4.139 | 4.534 | 6.565 | 3.917 | 2.417 | 5.305 | 3.84 | 3.076 | 88 | 88 | 486 | 486 | 48 | 2020
Vintage1967 | natural gas peaker | TRUE | 61919.2847.OH.IC | 2847 | N | . | Tait Electric Generating Station | Kimura Power LLC | 61919 | OH | ENC | RFC |  | 22 | 2 | NAICS-22 Non-Cogen | IC | NG | NG | PJM | A | mcf | 0 | 0 | 0 | 0 | 0 | 0 | 0 | 0 | 0 | 0 | 0 | 0 | 0 | 0 | 0 | 0 | 0 | 0 | 0 | 0 | 0 | 0 | 0 | 0 | 0 | 0 | 0 | 0 | 0 | 0 | 0 | 0 | 0 | 0 | 0 | 0 | 0 | 0 | 0 | 0 | 0 | 0 | 0 | 0 | 0 | 0 | 0 | 0 | 0 | 0 | 0 | 0 | 0 | 0 | 0 | 0 | 0 | 0 | 0 | 0 | 0 | 0 | 0 | 0 | 0 | 0 | 0 | 0 | 0 | 0 | 0 | 0 | 0 | 0 | 0 | 0 | 0 | 2020
Vintage1968 | hard coal | TRUE | 61919.2848.OH.GT | 2848 | N | . | O H Hutchings | Kimura Power LLC | 61919 | OH | ENC | RFC |  | 22 | 2 | NAICS-22 Non-Cogen | GT | BIT | COL | PJM | A | short tons | 0 | 0 | 0 | 0 | 0 | 0 | 0 | 0 | 0 | 0 | 0 | 0 | 0 | 0 | 0 | 0 | 0 | 0 | 0 | 0 | 0 | 0 | 0 | 0 | 0 | 0 | 0 | 0 | 0 | 0 | 0 | 0 | 0 | 0 | 0 | 0 | 0 | 0 | 0 | 0 | 0 | 0 | 0 | 0 | 0 | 0 | 0 | 0 | 0 | 0 | 0 | 0 | 0 | 0 | 0 | 0 | 0 | 0 | 0 | 0 | 0 | 0 | 0 | 0 | 0 | 0 | 0 | 0 | 0 | 0 | 0 | 0 | 0 | 0 | 0 | 0 | 0 | 2020
Vintage1968 | petroleum | TRUE | 61919.2848.OH.GT | 2848 | N | . | O H Hutchings | Kimura Power LLC | 61919 | OH | ENC | RFC |  | 22 | 2 | NAICS-22 Non-Cogen | GT | DFO | DFO | PJM | A | barrels | 0 | 0 | 0 | 0 | 0 | 0 | 0 | 0 | 0 | 0 | 0 | 0 | 0 | 0 | 0 | 0 | 0 | 0 | 0 | 0 | 0 | 0 | 0 | 0 | 0 | 0 | 0 | 0 | 0 | 0 | 0 | 0 | 0 | 0 | 0 | 0 | 0 | 0 | 0 | 0 | 0 | 0 | 0 | 0 | 0 | 0 | 0 | 0 | 0 | 0 | 0 | 0 | 0 | 0 | 0 | 0 | 0 | 0 | 0 | 0 | 0 | 0 | 0 | 0 | 0 | 0 | 0 | 0 | 0 | 0 | 0 | 0 | 0 | 0 | 0 | 0 | 0 | 2020
Vintage1968 | natural gas peaker | TRUE | 61919.2848.OH.GT | 2848 | N | . | O H Hutchings | Kimura Power LLC | 61919 | OH | ENC | RFC |  | 22 | 2 | NAICS-22 Non-Cogen | GT | NG | NG | PJM | A | mcf | 762 | 705 | 726 | 624 | 591 | 623 | 759 | 737 | 650 | 477 | 615 | 741 | 762 | 705 | 726 | 624 | 591 | 623 | 759 | 737 | 650 | 477 | 615 | 741 | 1.068 | 1.068 | 1.068 | 1.068 | 1.068 | 1.068 | 1.068 | 1.068 | 1.068 | 1.068 | 1.068 | 1.068 | 814 | 753 | 775 | 666 | 631 | 665 | 811 | 787 | 694 | 509 | 657 | 791 | 814 | 753 | 775 | 666 | 631 | 665 | 811 | 787 | 694 | 509 | 657 | 791 | 1.045 | 0.968 | 0.997 | 0.858 | 0.811 | 0.856 | 1.043 | 1.012 | 0.892 | 0.655 | 0.845 | 1.018 | 8010 | 8010 | 8553 | 8553 | 11 | 2020
Vintage1968 | petroleum | TRUE | 61919.2851.OH.IC | 2851 | N | . | Monument | Kimura Power LLC | 61919 | OH | ENC | RFC |  | 22 | 2 | NAICS-22 Non-Cogen | IC | DFO | DFO | PJM | A | barrels | 5 | 8 | 5 | 5 | 7 | 8 | 11 | 7 | 4 | 9 | 6 | 5 | 5 | 8 | 5 | 5 | 7 | 8 | 11 | 7 | 4 | 9 | 6 | 5 | 5.5 | 5.5 | 5.5 | 5.5 | 5.5 | 5.5 | 5.5 | 5.5 | 5.5 | 5.5 | 5.5 | 5.5 | 28 | 44 | 28 | 28 | 39 | 44 | 61 | 39 | 22 | 50 | 33 | 28 | 28 | 44 | 28 | 28 | 39 | 44 | 61 | 39 | 22 | 50 | 33 | 28 | 3.491 | 4.422 | 2.705 | 2.999 | 3.966 | 4.345 | 6.291 | 3.753 | 2.316 | 5.084 | 3.68 | 2.948 | 80 | 80 | 444 | 444 | 46 | 2020
Vintage1968 | petroleum | TRUE | 61919.2852.OH.IC | 2852 | N | . | Sidney (OH) | Kimura Power LLC | 61919 | OH | ENC | RFC |  | 22 | 2 | NAICS-22 Non-Cogen | IC | DFO | DFO | PJM | A | barrels | 7 | 10 | 6 | 7 | 9 | 9 | 14 | 8 | 5 | 11 | 8 | 6 | 7 | 10 | 6 | 7 | 9 | 9 | 14 | 8 | 5 | 11 | 8 | 6 | 5.5 | 5.5 | 5.5 | 5.5 | 5.5 | 5.5 | 5.5 | 5.5 | 5.5 | 5.5 | 5.5 | 5.5 | 39 | 55 | 33 | 39 | 50 | 50 | 77 | 44 | 28 | 61 | 44 | 33 | 39 | 55 | 33 | 39 | 50 | 50 | 77 | 44 | 28 | 61 | 44 | 33 | 4.097 | 5.191 | 3.175 | 3.521 | 4.656 | 5.101 | 7.385 | 4.406 | 2.719 | 5.968 | 4.32 | 3.461 | 100 | 100 | 553 | 553 | 54 | 2020
Vintage1970 | petroleum | TRUE | 61919.2854.OH.GT | 2854 | N | . | Yankee Street | Kimura Power LLC | 61919 | OH | ENC | RFC |  | 22 | 2 | NAICS-22 Non-Cogen | GT | DFO | DFO | PJM | A | barrels | 0 | 0 | 0 | 0 | 0 | 0 | 0 | 0 | 0 | 0 | 0 | 10 | 0 | 0 | 0 | 0 | 0 | 0 | 0 | 0 | 0 | 0 | 0 | 10 | 0 | 0 | 0 | 0 | 0 | 0 | 0 | 0 | 0 | 0 | 0 | 5.5 | 0 | 0 | 0 | 0 | 0 | 0 | 0 | 0 | 0 | 0 | 0 | 55 | 0 | 0 | 0 | 0 | 0 | 0 | 0 | 0 | 0 | 0 | 0 | 55 | 0 | 0 | 0 | 0 | 0 | 0 | 0 | 0 | 0 | 0 | 0 | 1.09 | 10 | 10 | 55 | 55 | 1.09 | 2020
Vintage1970 | natural gas peaker | TRUE | 61919.2854.OH.GT | 2854 | N | . | Yankee Street | Kimura Power LLC | 61919 | OH | ENC | RFC |  | 22 | 2 | NAICS-22 Non-Cogen | GT | NG | NG | PJM | A | mcf | 42377 | 39196 | 40378 | 34742 | 32859 | 34669 | 42246 | 41004 | 36151 | 26541 | 34236 | 41231 | 42377 | 39196 | 40378 | 34742 | 32859 | 34669 | 42246 | 41004 | 36151 | 26541 | 34236 | 41231 | 1.076 | 1.076 | 1.076 | 1.076 | 1.076 | 1.076 | 1.076 | 1.076 | 1.076 | 1.076 | 1.076 | 1.076 | 45598 | 42175 | 43447 | 37382 | 35356 | 37304 | 45457 | 44120 | 38898 | 28558 | 36838 | 44365 | 45598 | 42175 | 43447 | 37382 | 35356 | 37304 | 45457 | 44120 | 38898 | 28558 | 36838 | 44365 | 903.358 | 835.575 | 860.772 | 740.635 | 700.495 | 739.079 | 900.598 | 874.115 | 770.67 | 565.804 | 729.845 | 878.964 | 445630 | 445630 | 479498 | 479498 | 9499.91 | 2020
Vintage2010 | solar pv | TRUE | 61919.2854.OH.PV | 2854 | N | . | Yankee Street | Kimura Power LLC | 61919 | OH | ENC | RFC |  | 22 | 2 | NAICS-22 Non-Cogen | PV | SUN | SUN | PJM | A |  | 0 | 0 | 0 | 0 | 0 | 0 | 0 | 0 | 0 | 0 | 0 | 0 | 0 | 0 | 0 | 0 | 0 | 0 | 0 | 0 | 0 | 0 | 0 | 0 | 0 | 0 | 0 | 0 | 0 | 0 | 0 | 0 | 0 | 0 | 0 | 0 | 332 | 632 | 695 | 1015 | 1185 | 1552 | 1516 | 1440 | 1183 | 775 | 672 | 337 | 332 | 632 | 695 | 1015 | 1185 | 1552 | 1516 | 1440 | 1183 | 775 | 672 | 337 | 37.91 | 72.048 | 79.325 | 115.753 | 135.202 | 177.065 | 172.978 | 164.264 | 134.933 | 88.398 | 76.63 | 38.494 | 0 | 0 | 11334 | 11334 | 1293 | 2020
Vintage1972 | hard coal | TRUE | 63030.2861.OH.GT | 2861 | N | . | Niles Power Plant | Niles Power, LLC | 63030 | OH | ENC | RFC |  | 22 | 2 | NAICS-22 Non-Cogen | GT | BIT | COL | PJM | A | short tons | 0 | 0 | 0 | 0 | 0 | 0 | 0 | 0 | 0 | 0 | 0 | 0 | 0 | 0 | 0 | 0 | 0 | 0 | 0 | 0 | 0 | 0 | 0 | 0 | 0 | 0 | 0 | 0 | 0 | 0 | 0 | 0 | 0 | 0 | 0 | 0 | 0 | 0 | 0 | 0 | 0 | 0 | 0 | 0 | 0 | 0 | 0 | 0 | 0 | 0 | 0 | 0 | 0 | 0 | 0 | 0 | 0 | 0 | 0 | 0 | 0 | 0 | 0 | 0 | 0 | 0 | 0 | 0 | 0 | 0 | 0 | 0 | 0 | 0 | 0 | 0 | 0 | 2020
Vintage1972 | petroleum | TRUE | 63030.2861.OH.GT | 2861 | N | . | Niles Power Plant | Niles Power, LLC | 63030 | OH | ENC | RFC |  | 22 | 2 | NAICS-22 Non-Cogen | GT | DFO | DFO | PJM | A | barrels | 71 | 90 | 55 | 61 | 81 | 89 | 128 | 77 | 47 | 104 | 75 | 60 | 71 | 90 | 55 | 61 | 81 | 89 | 128 | 77 | 47 | 104 | 75 | 60 | 6.2 | 6.2 | 6.2 | 6.2 | 6.2 | 6.2 | 6.2 | 6.2 | 6.2 | 6.2 | 6.2 | 6.2 | 440 | 558 | 341 | 378 | 502 | 552 | 794 | 477 | 291 | 645 | 465 | 372 | 440 | 558 | 341 | 378 | 502 | 552 | 794 | 477 | 291 | 645 | 465 | 372 | -4.248 | -5.384 | -3.293 | -3.651 | -4.828 | -5.29 | -7.659 | -4.569 | -2.82 | -6.189 | -4.48 | -3.589 | 938 | 938 | 5815 | 5815 | -56 | 2020
Vintage1972 | natural gas peaker | TRUE | 63030.2861.OH.GT | 2861 | N | . | Niles Power Plant | Niles Power, LLC | 63030 | OH | ENC | RFC |  | 22 | 2 | NAICS-22 Non-Cogen | GT | NG | NG | PJM | A | mcf | 0 | 0 | 0 | 0 | 0 | 0 | 0 | 0 | 0 | 0 | 0 | 0 | 0 | 0 | 0 | 0 | 0 | 0 | 0 | 0 | 0 | 0 | 0 | 0 | 0 | 0 | 0 | 0 | 0 | 0 | 0 | 0 | 0 | 0 | 0 | 0 | 0 | 0 | 0 | 0 | 0 | 0 | 0 | 0 | 0 | 0 | 0 | 0 | 0 | 0 | 0 | 0 | 0 | 0 | 0 | 0 | 0 | 0 | 0 | 0 | 0 | 0 | 0 | 0 | 0 | 0 | 0 | 0 | 0 | 0 | 0 | 0 | 0 | 0 | 0 | 0 | 0 | 2020
Vintage1972 | petroleum | TRUE | 64226.2866.OH.IC | 2866 | N | . | W H Sammis | Energy Harbor Generation LLC | 64226 | OH | ENC | RFC |  | 22 | 2 | NAICS-22 Non-Cogen | IC | DFO | DFO | PJM | M | barrels | 0 | 0 | 0 | 5 | 4 | 26 | 0 | 9 | 4 | 21 | 20 | 43 | 0 | 0 | 0 | 5 | 4 | 26 | 0 | 9 | 4 | 21 | 20 | 43 | 0 | 0 | 0 | 5.8 | 5.9 | 5.8 | 0 | 5.8 | 5.8 | 5.8 | 5.8 | 5.8 | 0 | 0 | 0 | 29 | 24 | 151 | 0 | 52 | 23 | 122 | 116 | 249 | 0 | 0 | 0 | 29 | 24 | 151 | 0 | 52 | 23 | 122 | 116 | 249 | 0 | 0 | 0 | 3 | 3 | 20 | 0 | 2 | 3 | 10 | 9 | 23 | 132 | 132 | 766 | 766 | 73 | 2020
Vintage1971 | hard coal | TRUE | 64226.2866.OH.ST | 2866 | N | . | W H Sammis | Energy Harbor Generation LLC | 64226 | OH | ENC | RFC |  | 22 | 2 | NAICS-22 Non-Cogen | ST | BIT | COL | PJM | M | short tons | 202953 | 107318 | 42674 | 0 | 3514 | 234039 | 212833 | 307495 | 289659 | 291303 | 266647 | 227363 | 202953 | 107318 | 42674 | 0 | 3514 | 234039 | 212833 | 307495 | 289659 | 291303 | 266647 | 227363 | 25.344 | 25.33 | 25.34 | 0 | 25 | 25.35 | 25.271 | 25.2 | 25.2 | 25.2 | 25.2 | 25.204 | 5143641 | 2718365 | 1081359 | 0 | 87850 | 5932889 | 5378503 | 7748874 | 7299407 | 7340836 | 6719504 | 5730457 | 5143641 | 2718365 | 1081359 | 0 | 87850 | 5932889 | 5378503 | 7748874 | 7299407 | 7340836 | 6719504 | 5730457 | 478292.77 | 223584.22 | 83754 | -8125.778 | -3074.679 | 501546.37 | 475167.56 | 688688.86 | 577477.6 | 663412.78 | 591968.5 | 508863.09 | 2185798 | 2185798 | 55181685 | 55181685 | 4781555.3 | 2020
Vintage1971 | petroleum | TRUE | 64226.2866.OH.ST | 2866 | N | . | W H Sammis | Energy Harbor Generation LLC | 64226 | OH | ENC | RFC |  | 22 | 2 | NAICS-22 Non-Cogen | ST | DFO | DFO | PJM | M | barrels | 3995 | 4584 | 0 | 0 | 775 | 4219 | 5235 | 2916 | 1254 | 1706 | 3193 | 4582 | 3995 | 4584 | 0 | 0 | 775 | 4219 | 5235 | 2916 | 1254 | 1706 | 3193 | 4582 | 5.764 | 5.8 | 0 | 0 | 5.8 | 5.8 | 5.8 | 5.8 | 5.8 | 5.8 | 5.8 | 5.8 | 23027 | 26587 | 0 | 0 | 4495 | 24470 | 30363 | 16913 | 7273 | 9895 | 18519 | 26576 | 23027 | 26587 | 0 | 0 | 4495 | 24470 | 30363 | 16913 | 7273 | 9895 | 18519 | 26576 | 2141.233 | 2186.784 | 0 | -36.222 | -157.321 | 2068.628 | 2682.44 | 1503.142 | 575.404 | 894.222 | 1631.504 | 2359.906 | 32459 | 32459 | 188118 | 188118 | 15849.72 | 2020
Vintage1971 | hard coal | TRUE | 64226.2866.OH.ST | 2866 | N | . | W H Sammis | Energy Harbor Generation LLC | 64226 | OH | ENC | RFC |  | 22 | 2 | NAICS-22 Non-Cogen | ST | SUB | COL | PJM | M | short tons | 0 | 0 | 0 | 0 | 0 | 0 | 0 | 0 | 0 | 0 | 0 | 0 | 0 | 0 | 0 | 0 | 0 | 0 | 0 | 0 | 0 | 0 | 0 | 0 | 0 | 0 | 0 | 0 | 0 | 0 | 0 | 0 | 0 | 0 | 0 | 0 | 0 | 0 | 0 | 0 | 0 | 0 | 0 | 0 | 0 | 0 | 0 | 0 | 0 | 0 | 0 | 0 | 0 | 0 | 0 | 0 | 0 | 0 | 0 | 0 | 0 | 0 | 0 | 0 | 0 | 0 | 0 | 0 | 0 | 0 | 0 | 0 | 0 | 0 | 0 | 0 | 0 | 2020
Vintage2001 | petroleum | TRUE | 63239.2869.OH.GT | 2869 | N | . | West Lorain | Vermillion Power LLC | 63239 | OH | ENC | RFC |  | 22 | 2 | NAICS-22 Non-Cogen | GT | DFO | DFO | PJM | A | barrels | 479 | 606 | 371 | 411 | 543 | 595 | 862 | 514 | 317 | 696 | 504 | 404 | 479 | 606 | 371 | 411 | 543 | 595 | 862 | 514 | 317 | 696 | 504 | 404 | 5.79 | 5.79 | 5.79 | 5.79 | 5.79 | 5.79 | 5.79 | 5.79 | 5.79 | 5.79 | 5.79 | 5.79 | 2773 | 3509 | 2148 | 2380 | 3144 | 3445 | 4991 | 2976 | 1835 | 4030 | 2918 | 2339 | 2773 | 3509 | 2148 | 2380 | 3144 | 3445 | 4991 | 2976 | 1835 | 4030 | 2918 | 2339 | 224.276 | 284.232 | 173.841 | 192.774 | 254.905 | 279.274 | 404.338 | 241.239 | 148.859 | 326.734 | 236.53 | 189.484 | 6302 | 6302 | 36488 | 36488 | 2956.486 | 2020
Vintage2001 | natural gas peaker | TRUE | 63239.2869.OH.GT | 2869 | N | . | West Lorain | Vermillion Power LLC | 63239 | OH | ENC | RFC |  | 22 | 2 | NAICS-22 Non-Cogen | GT | NG | NG | PJM | A | mcf | 76933 | 71162 | 73307 | 63076 | 59658 | 62944 | 76699 | 74444 | 65634 | 48187 | 62157 | 74857 | 76933 | 71162 | 73307 | 63076 | 59658 | 62944 | 76699 | 74444 | 65634 | 48187 | 62157 | 74857 | 1.03 | 1.03 | 1.03 | 1.03 | 1.03 | 1.03 | 1.03 | 1.03 | 1.03 | 1.03 | 1.03 | 1.03 | 79241 | 73297 | 75506 | 64968 | 61448 | 64832 | 79000 | 76677 | 67603 | 49633 | 64022 | 77103 | 79241 | 73297 | 75506 | 64968 | 61448 | 64832 | 79000 | 76677 | 67603 | 49633 | 64022 | 77103 | 6420.608 | 5938.841 | 6117.925 | 5264.055 | 4978.759 | 5253 | 6400.992 | 6212.763 | 5477.527 | 4021.447 | 5187.367 | 6247.23 | 809058 | 809058 | 833330 | 833330 | 67520.514 | 2020
Vintage1955 | hard coal | TRUE | 14015.2876.OH.ST | 2876 | N | . | Kyger Creek | Ohio Valley Electric Corp | 14015 | OH | ENC | RFC |  | 22 | 1 | Electric Utility | ST | BIT | COL | OVEC | M | short tons | 202496 | 175575 | 130214 | 67407 | 85482 | 190870 | 201919 | 208716 | 195860 | 126900 | 192003 | 244782 | 202496 | 175575 | 130214 | 67407 | 85482 | 190870 | 201919 | 208716 | 195860 | 126900 | 192003 | 244782 | 24.659 | 24.705 | 24.681 | 24.284 | 24.786 | 24.976 | 25.137 | 25.052 | 24.992 | 25.002 | 24.984 | 25.045 | 4993349 | 4337580 | 3213812 | 1636912 | 2118757 | 4767169 | 5075638 | 5228753 | 4894933 | 3172754 | 4797003 | 6130565 | 4993349 | 4337580 | 3213812 | 1636912 | 2118757 | 4767169 | 5075638 | 5228753 | 4894933 | 3172754 | 4797003 | 6130565 | 447654.02 | 387410.36 | 279834.72 | 134847.1 | 176466.94 | 465586.6 | 472053.95 | 484057.31 | 426490.38 | 274427.55 | 442498.72 | 593243.98 | 2022224 | 2022224 | 50367225 | 50367225 | 4584571.6 | 2020
Vintage1955 | petroleum | TRUE | 14015.2876.OH.ST | 2876 | N | . | Kyger Creek | Ohio Valley Electric Corp | 14015 | OH | ENC | RFC |  | 22 | 1 | Electric Utility | ST | DFO | DFO | OVEC | M | barrels | 1820 | 815 | 1115 | 1253 | 2823 | 560 | 1186 | 1066 | 594 | 1944 | 661 | 664 | 1820 | 815 | 1115 | 1253 | 2823 | 560 | 1186 | 1066 | 594 | 1944 | 661 | 664 | 5.712 | 5.712 | 5.712 | 5.712 | 5.712 | 5.712 | 5.712 | 5.712 | 5.712 | 5.712 | 5.712 | 5.712 | 10396 | 4655 | 6369 | 7157 | 16125 | 3199 | 6774 | 6089 | 3393 | 11104 | 3776 | 3793 | 10396 | 4655 | 6369 | 7157 | 16125 | 3199 | 6774 | 6089 | 3393 | 11104 | 3776 | 3793 | 931.988 | 415.786 | 554.554 | 589.598 | 1343.016 | 312.404 | 630.048 | 563.695 | 295.622 | 960.452 | 348.283 | 367.019 | 14501 | 14501 | 82830 | 82830 | 7312.465 | 2020
Vintage1955 | hard coal | TRUE | 14015.2876.OH.ST | 2876 | N | . | Kyger Creek | Ohio Valley Electric Corp | 14015 | OH | ENC | RFC |  | 22 | 1 | Electric Utility | ST | SUB | COL | OVEC | M | short tons | 9757 | 3086 | 5069 | 7781 | 2472 | 0 | 0 | 0 | 0 | 0 | 0 | 0 | 9757 | 3086 | 5069 | 7781 | 2472 | 0 | 0 | 0 | 0 | 0 | 0 | 0 | 24.656 | 24.696 | 24.668 | 24.291 | 24.499 | 0 | 0 | 0 | 0 | 0 | 0 | 0 | 240569 | 76212 | 125042 | 189008 | 60562 | 0 | 0 | 0 | 0 | 0 | 0 | 0 | 240569 | 76212 | 125042 | 189008 | 60562 | 0 | 0 | 0 | 0 | 0 | 0 | 0 | 21566.989 | 6806.851 | 10887.731 | 15570.307 | 5044.046 | 0 | 0 | 0 | 0 | 0 | 0 | 0 | 28165 | 28165 | 691393 | 691393 | 59875.924 | 2020
Vintage1967 | petroleum | TRUE | 62031.2878.OH.GT | 2878 | Y | . | FirstEnergy Bay Shore | Walleye Power, LLC | 62031 | OH | ENC | RFC |  | 22 | 3 | NAICS-22 Cogen | GT | DFO | DFO | PJM | A | barrels | 30 | 35 | 21 | 24 | 31 | 34 | 50 | 30 | 18 | 40 | 29 | 23 | 15 | 20 | 12 | 13 | 17 | 19 | 28 | 17 | 10 | 22 | 16 | 13 | 5.835 | 5.835 | 5.835 | 5.835 | 5.835 | 5.835 | 5.835 | 5.835 | 5.835 | 5.835 | 5.835 | 5.835 | 175 | 204 | 123 | 140 | 181 | 198 | 292 | 175 | 105 | 233 | 169 | 134 | 90 | 114 | 70 | 77 | 102 | 112 | 162 | 97 | 60 | 131 | 95 | 76 | 6.523 | 8.268 | 5.057 | 5.608 | 7.415 | 8.124 | 11.762 | 7.017 | 4.33 | 9.504 | 6.88 | 5.512 | 365 | 202 | 2129 | 1186 | 86 | 2020
Vintage1955 | petroleum | TRUE | 62031.2878.OH.ST | 2878 | Y | . | FirstEnergy Bay Shore | Walleye Power, LLC | 62031 | OH | ENC | RFC |  | 22 | 3 | NAICS-22 Cogen | ST | DFO | DFO | PJM | AM | barrels | 933 | 0 | 1 | 0 | 0 | 0 | 0 | 0 | 622 | 0 | 0 | 0 | 886 | 0 | 1 | 0 | 0 | 0 | 0 | 0 | 573 | 0 | 0 | 0 | 5.835 | 0 | 5.835 | 0 | 0 | 0 | 0 | 0 | 5.835 | 0 | 0 | 0 | 5444 | 0 | 6 | 0 | 0 | 0 | 0 | 0 | 3629 | 0 | 0 | 0 | 5172 | 0 | 6 | 0 | 0 | 0 | 0 | 0 | 3343 | 0 | 0 | 0 | 395.905 | 0 | 0.434 | 0 | 0 | 0 | 0 | 0 | 257.086 | 0 | 0 | 0 | 1556 | 1460 | 9079 | 8521 | 653.425 | 2020
Vintage1955 | petroleum | TRUE | 62031.2878.OH.ST | 2878 | Y | . | FirstEnergy Bay Shore | Walleye Power, LLC | 62031 | OH | ENC | RFC |  | 22 | 3 | NAICS-22 Cogen | ST | PC | PC | PJM | AM | short tons | 23914 | 46819 | 49162 | 46140 | 46261 | 44210 | 47811 | 45834 | 36317 | 43978 | 40332 | 45513 | 22718 | 43905 | 46870 | 44414 | 44308 | 41918 | 44618 | 42353 | 33453 | 43823 | 40332 | 43478 | 27.568 | 27.708 | 27.43 | 27.784 | 27.994 | 28.064 | 27.946 | 28.278 | 27.664 | 27.482 | 27.262 | 27.634 | 659261 | 1297261 | 1348514 | 1281954 | 1295030 | 1240709 | 1336126 | 1296094 | 1004673 | 1208603 | 1099531 | 1257706 | 626298 | 1216514 | 1285647 | 1233995 | 1240353 | 1176378 | 1246904 | 1197646 | 925437 | 1204334 | 1099531 | 1201479 | 47943.095 | 94607 | 100223.57 | 96415 | 96737 | 85124 | 96843 | 92990 | 71165.914 | 93699 | 87941 | 92971 | 516291 | 492190 | 14325462 | 13654516 | 1056659.6 | 2020
Vintage1955 | hard coal | TRUE | 62031.2878.OH.ST | 2878 | Y | . | FirstEnergy Bay Shore | Walleye Power, LLC | 62031 | OH | ENC | RFC |  | 22 | 3 | NAICS-22 Cogen | ST | SUB | COL | PJM | A | short tons | 0 | 0 | 0 | 0 | 0 | 0 | 0 | 0 | 0 | 0 | 0 | 0 | 0 | 0 | 0 | 0 | 0 | 0 | 0 | 0 | 0 | 0 | 0 | 0 | 0 | 0 | 0 | 0 | 0 | 0 | 0 | 0 | 0 | 0 | 0 | 0 | 0 | 0 | 0 | 0 | 0 | 0 | 0 | 0 | 0 | 0 | 0 | 0 | 0 | 0 | 0 | 0 | 0 | 0 | 0 | 0 | 0 | 0 | 0 | 0 | 0 | 0 | 0 | 0 | 0 | 0 | 0 | 0 | 0 | 0 | 0 | 0 | 0 | 0 | 0 | 0 | 0 | 2020
Vintage2001 | petroleum | TRUE | 57359.2880.OH.GT | 2880 | N | . | Richland | Richland-Stryker Generation LLC | 57359 | OH | ENC | RFC |  | 22 | 2 | NAICS-22 Non-Cogen | GT | DFO | DFO | PJM | A | barrels | 3 | 4 | 2 | 3 | 4 | 4 | 6 | 3 | 2 | 5 | 3 | 3 | 3 | 4 | 2 | 3 | 4 | 4 | 6 | 3 | 2 | 5 | 3 | 3 | 5.579 | 5.579 | 5.579 | 5.579 | 5.579 | 5.579 | 5.579 | 5.579 | 5.579 | 5.579 | 5.579 | 5.579 | 17 | 22 | 11 | 17 | 22 | 22 | 33 | 17 | 11 | 28 | 17 | 17 | 17 | 22 | 11 | 17 | 22 | 22 | 33 | 17 | 11 | 28 | 17 | 17 | 1.373 | 1.742 | 1.066 | 1.182 | 1.563 | 1.712 | 2.479 | 1.479 | 0.913 | 2.003 | 1.45 | 1.162 | 42 | 42 | 234 | 234 | 18.124 | 2020
Vintage2001 | natural gas peaker | TRUE | 57359.2880.OH.GT | 2880 | N | . | Richland | Richland-Stryker Generation LLC | 57359 | OH | ENC | RFC |  | 22 | 2 | NAICS-22 Non-Cogen | GT | NG | NG | PJM | A | mcf | 284187 | 262863 | 270789 | 232995 | 220368 | 232506 | 283318 | 274987 | 242444 | 177996 | 229601 | 276512 | 284187 | 262863 | 270789 | 232995 | 220368 | 232506 | 283318 | 274987 | 242444 | 177996 | 229601 | 276512 | 1.064 | 1.064 | 1.064 | 1.064 | 1.064 | 1.064 | 1.064 | 1.064 | 1.064 | 1.064 | 1.064 | 1.064 | 302375 | 279686 | 288119 | 247907 | 234472 | 247386 | 301450 | 292586 | 257960 | 189388 | 244295 | 294209 | 302375 | 279686 | 288119 | 247907 | 234472 | 247386 | 301450 | 292586 | 257960 | 189388 | 244295 | 294209 | 23388.432 | 21633.497 | 22285.848 | 19175.442 | 18136.193 | 19135.173 | 23316.98 | 22631.315 | 19953.06 | 14648.978 | 18896.09 | 22756.868 | 2988566 | 2988566 | 3179833 | 3179833 | 245957.88 | 2020
Vintage1968 | petroleum | TRUE | 57359.2881.OH.GT | 2881 | N | . | Stryker | Richland-Stryker Generation LLC | 57359 | OH | ENC | RFC |  | 22 | 2 | NAICS-22 Non-Cogen | GT | DFO | DFO | PJM | A | barrels | 30 | 38 | 24 | 26 | 34 | 38 | 55 | 33 | 20 | 44 | 32 | 26 | 30 | 38 | 24 | 26 | 34 | 38 | 55 | 33 | 20 | 44 | 32 | 26 | 5.579 | 5.579 | 5.579 | 5.579 | 5.579 | 5.579 | 5.579 | 5.579 | 5.579 | 5.579 | 5.579 | 5.579 | 167 | 212 | 134 | 145 | 190 | 212 | 307 | 184 | 112 | 245 | 179 | 145 | 167 | 212 | 134 | 145 | 190 | 212 | 307 | 184 | 112 | 245 | 179 | 145 | 7.965 | 10.095 | 6.174 | 6.846 | 9.053 | 9.918 | 14.36 | 8.568 | 5.287 | 11.604 | 8.4 | 6.73 | 400 | 400 | 2232 | 2232 | 105 | 2020
Vintage1951 | petroleum | TRUE | 768.2902.OH.IC | 2902 | N | . | Arcanum | City of Arcanum - (OH) | 768 | OH | ENC | RFC |  | 22 | 1 | Electric Utility | IC | DFO | DFO | PJM | A | barrels | 0 | 0 | 0 | 0 | 0 | 0 | 0 | 0 | 0 | 0 | 0 | 3 | 0 | 0 | 0 | 0 | 0 | 0 | 0 | 0 | 0 | 0 | 0 | 3 | 0 | 0 | 0 | 0 | 0 | 0 | 0 | 0 | 0 | 0 | 0 | 5.92 | 0 | 0 | 0 | 0 | 0 | 0 | 0 | 0 | 0 | 0 | 0 | 18 | 0 | 0 | 0 | 0 | 0 | 0 | 0 | 0 | 0 | 0 | 0 | 18 | 0 | 0 | 0 | 0 | 0 | 0 | 0 | 0 | 0 | 0 | 0 | 0 | 3 | 3 | 18 | 18 | 0 | 2020
Vintage1988 | petroleum | TRUE | 2439.2903.OH.GT | 2903 | N | . | Bryan (OH) | City of Bryan - (OH) | 2439 | OH | ENC | RFC |  | 22 | 1 | Electric Utility | GT | DFO | DFO | PJM | A | barrels | 19 | 27 | 16 | 18 | 24 | 26 | 38 | 23 | 14 | 31 | 22 | 18 | 19 | 27 | 16 | 18 | 24 | 26 | 38 | 23 | 14 | 31 | 22 | 18 | 5.805 | 5.805 | 5.805 | 5.805 | 5.805 | 5.805 | 5.805 | 5.805 | 5.805 | 5.805 | 5.805 | 5.805 | 110 | 157 | 93 | 104 | 139 | 151 | 221 | 134 | 81 | 180 | 128 | 104 | 110 | 157 | 93 | 104 | 139 | 151 | 221 | 134 | 81 | 180 | 128 | 104 | 6.36 | 8.06 | 4.93 | 5.467 | 7.229 | 7.92 | 11.466 | 6.841 | 4.221 | 9.265 | 6.707 | 5.373 | 276 | 276 | 1602 | 1602 | 83.839 | 2020
Vintage1988 | natural gas peaker | TRUE | 2439.2903.OH.GT | 2903 | N | . | Bryan (OH) | City of Bryan - (OH) | 2439 | OH | ENC | RFC |  | 22 | 1 | Electric Utility | GT | NG | NG | PJM | A | mcf | 5494 | 5083 | 5236 | 4505 | 4261 | 4496 | 5478 | 5317 | 4688 | 3442 | 4439 | 5347 | 5494 | 5083 | 5236 | 4505 | 4261 | 4496 | 5478 | 5317 | 4688 | 3442 | 4439 | 5347 | 1.014 | 1.014 | 1.014 | 1.014 | 1.014 | 1.014 | 1.014 | 1.014 | 1.014 | 1.014 | 1.014 | 1.014 | 5571 | 5154 | 5309 | 4568 | 4321 | 4559 | 5555 | 5391 | 4754 | 3490 | 4501 | 5422 | 5571 | 5154 | 5309 | 4568 | 4321 | 4559 | 5555 | 5391 | 4754 | 3490 | 4501 | 5422 | 291.564 | 269.688 | 277.82 | 239.045 | 226.089 | 238.543 | 290.674 | 282.127 | 248.739 | 182.617 | 235.563 | 283.692 | 57786 | 57786 | 58595 | 58595 | 3066.161 | 2020
Vintage1948 | petroleum | TRUE | 2439.2903.OH.IC | 2903 | N | . | Bryan (OH) | City of Bryan - (OH) | 2439 | OH | ENC | RFC |  | 22 | 1 | Electric Utility | IC | DFO | DFO | PJM | A | barrels | 30 | 36 | 22 | 24 | 32 | 35 | 51 | 31 | 19 | 41 | 30 | 24 | 30 | 36 | 22 | 24 | 32 | 35 | 51 | 31 | 19 | 41 | 30 | 24 | 5.805 | 5.805 | 5.805 | 5.805 | 5.805 | 5.805 | 5.805 | 5.805 | 5.805 | 5.805 | 5.805 | 5.805 | 174 | 209 | 128 | 139 | 186 | 203 | 296 | 180 | 110 | 238 | 174 | 139 | 174 | 209 | 128 | 139 | 186 | 203 | 296 | 180 | 110 | 238 | 174 | 139 | 16.538 | 20.958 | 12.818 | 14.214 | 18.796 | 20.593 | 29.814 | 17.788 | 10.976 | 24.092 | 17.441 | 13.972 | 375 | 375 | 2176 | 2176 | 218 | 2020
Vintage1971 | petroleum | TRUE | 3762.2906.OH.GT | 2906 | N | . | Collinwood | City of Cleveland - (OH) | 3762 | OH | ENC | RFC |  | 22 | 1 | Electric Utility | GT | DFO | DFO | PJM | A | barrels | 74 | 94 | 57 | 64 | 84 | 92 | 134 | 80 | 49 | 108 | 78 | 63 | 74 | 94 | 57 | 64 | 84 | 92 | 134 | 80 | 49 | 108 | 78 | 63 | 5.5 | 5.5 | 5.5 | 5.5 | 5.5 | 5.5 | 5.5 | 5.5 | 5.5 | 5.5 | 5.5 | 5.5 | 407 | 517 | 314 | 352 | 462 | 506 | 737 | 440 | 270 | 594 | 429 | 347 | 407 | 517 | 314 | 352 | 462 | 506 | 737 | 440 | 270 | 594 | 429 | 347 | 39.157 | 49.622 | 30.35 | 33.655 | 44.502 | 48.757 | 70.591 | 42.116 | 25.988 | 57.042 | 41.294 | 33.081 | 977 | 977 | 5375 | 5375 | 516.155 | 2020
Vintage1971 | natural gas peaker | TRUE | 3762.2906.OH.GT | 2906 | N | . | Collinwood | City of Cleveland - (OH) | 3762 | OH | ENC | RFC |  | 22 | 1 | Electric Utility | GT | NG | NG | PJM | A | mcf | . | . | . | . | . | . | . | . | . | . | . | 11 | . | . | . | . | . | . | . | . | . | . | . | 11 | . | . | . | . | . | . | . | . | . | . | . | 0.8 | . | . | . | . | . | . | . | . | . | . | . | 9 | . | . | . | . | . | . | . | . | . | . | . | 9 | . | . | . | . | . | . | . | . | . | . | . | 0.845 | 11 | 11 | 9 | 9 | 0.845 | 2020
Vintage1970 | petroleum | TRUE | 3762.2909.OH.GT | 2909 | N | . | West 41st Street | City of Cleveland - (OH) | 3762 | OH | ENC | RFC |  | 22 | 1 | Electric Utility | GT | DFO | DFO | PJM | A | barrels | 0 | 0 | 0 | 0 | 0 | 0 | 0 | 0 | 0 | 0 | 0 | 0 | 0 | 0 | 0 | 0 | 0 | 0 | 0 | 0 | 0 | 0 | 0 | 0 | 0 | 0 | 0 | 0 | 0 | 0 | 0 | 0 | 0 | 0 | 0 | 0 | 0 | 0 | 0 | 0 | 0 | 0 | 0 | 0 | 0 | 0 | 0 | 0 | 0 | 0 | 0 | 0 | 0 | 0 | 0 | 0 | 0 | 0 | 0 | 0 | 0 | 0 | 0 | 0 | 0 | 0 | 0 | 0 | 0 | 0 | 0 | 0 | 0 | 0 | 0 | 0 | 0 | 2020
Vintage1970 | natural gas peaker | TRUE | 3762.2909.OH.GT | 2909 | N | . | West 41st Street | City of Cleveland - (OH) | 3762 | OH | ENC | RFC |  | 22 | 1 | Electric Utility | GT | NG | NG | PJM | A | mcf | 8 | 6 | 6 | 5 | 5 | 5 | 7 | 6 | 6 | 4 | 5 | 6 | 8 | 6 | 6 | 5 | 5 | 5 | 7 | 6 | 6 | 4 | 5 | 6 | 0.8 | 0.8 | 0.8 | 0.8 | 0.8 | 0.8 | 0.8 | 0.8 | 0.8 | 0.8 | 0.8 | 0.8 | 6 | 5 | 5 | 4 | 4 | 4 | 6 | 5 | 5 | 3 | 4 | 5 | 6 | 5 | 5 | 4 | 4 | 4 | 6 | 5 | 5 | 3 | 4 | 5 | 0 | 0 | 0 | 0 | 0 | 0 | 0 | 0 | 0 | 0 | 0 | 0 | 69 | 69 | 56 | 56 | 0 | 2020
Vintage1992 | natural gas peaker | TRUE | 5336.2914.OH.GT | 2914 | N | . | Dover | City of Dover - (OH) | 5336 | OH | ENC | RFC |  | 22 | 1 | Electric Utility | GT | NG | NG | PJM | A | mcf | 1186 | 1097 | 1130 | 973 | 920 | 970 | 1183 | 1148 | 1012 | 743 | 958 | 1154 | 1186 | 1097 | 1130 | 973 | 920 | 970 | 1183 | 1148 | 1012 | 743 | 958 | 1154 | 1.074 | 1.074 | 1.074 | 1.074 | 1.074 | 1.074 | 1.074 | 1.074 | 1.074 | 1.074 | 1.074 | 1.074 | 1274 | 1178 | 1214 | 1045 | 988 | 1042 | 1271 | 1233 | 1087 | 798 | 1029 | 1239 | 1274 | 1178 | 1214 | 1045 | 988 | 1042 | 1271 | 1233 | 1087 | 798 | 1029 | 1239 | 83.777 | 77.489 | 79.826 | 68.685 | 64.962 | 68.541 | 83.519 | 81.063 | 71.47 | 52.471 | 67.684 | 81.513 | 12474 | 12474 | 13398 | 13398 | 881 | 2020
Vintage1966 | petroleum | TRUE | 5336.2914.OH.IC | 2914 | N | . | Dover | City of Dover - (OH) | 5336 | OH | ENC | RFC |  | 22 | 1 | Electric Utility | IC | DFO | DFO | PJM | A | barrels | 21 | 26 | 16 | 17 | 23 | 25 | 36 | 22 | 13 | 29 | 21 | 17 | 21 | 26 | 16 | 17 | 23 | 25 | 36 | 22 | 13 | 29 | 21 | 17 | 5.66 | 5.66 | 5.66 | 5.66 | 5.66 | 5.66 | 5.66 | 5.66 | 5.66 | 5.66 | 5.66 | 5.66 | 119 | 147 | 91 | 96 | 130 | 142 | 204 | 125 | 74 | 164 | 119 | 96 | 119 | 147 | 91 | 96 | 130 | 142 | 204 | 125 | 74 | 164 | 119 | 96 | 9.408 | 11.921 | 7.291 | 8.085 | 10.691 | 11.713 | 16.959 | 10.118 | 6.243 | 13.704 | 9.92 | 7.947 | 266 | 266 | 1507 | 1507 | 124 | 2020
Vintage1968 | hard coal | TRUE | 5336.2914.OH.ST | 2914 | N | . | Dover | City of Dover - (OH) | 5336 | OH | ENC | RFC |  | 22 | 1 | Electric Utility | ST | BIT | COL | PJM | AM | short tons | 3173 | 2945 | 3112 | 3024 | 870 | 3189 | 3474 | 3275 | 3287 | 3241 | 3188 | 3469 | 3173 | 2945 | 3112 | 3024 | 870 | 3189 | 3474 | 3275 | 3287 | 3241 | 3188 | 3469 | 25.14 | 25.1 | 25.4 | 25.1 | 24.75 | 25.12 | 24.81 | 24.51 | 24.41 | 24.34 | 24.58 | 24.19 | 79769 | 73920 | 79045 | 75902 | 21533 | 80108 | 86190 | 80270 | 80236 | 78886 | 78361 | 83915 | 79769 | 73920 | 79045 | 75902 | 21533 | 80108 | 86190 | 80270 | 80236 | 78886 | 78361 | 83915 | 4244.62 | 4089.764 | 4263.423 | 4100 | 1048.96 | 4758.847 | 5400.797 | 4768.744 | 4457.29 | 4641.873 | 4498.397 | 4770.697 | 36247 | 36247 | 898135 | 898135 | 51043.412 | 2020
Vintage1968 | natural gas steam turbine | TRUE | 5336.2914.OH.ST | 2914 | N | . | Dover | City of Dover - (OH) | 5336 | OH | ENC | RFC |  | 22 | 1 | Electric Utility | ST | NG | NG | PJM | AM | mcf | 113 | 4 | 10 | 0 | 211 | 221 | 3 | 4 | 492 | 2 | 26 | 5 | 113 | 4 | 10 | 0 | 211 | 221 | 3 | 4 | 492 | 2 | 26 | 5 | 1.061 | 1.066 | 1.069 | 0 | 1.074 | 1.078 | 1.082 | 1.079 | 1.087 | 1.079 | 1.074 | 1.066 | 120 | 4 | 11 | 0 | 227 | 238 | 3 | 4 | 535 | 2 | 28 | 5 | 120 | 4 | 11 | 0 | 227 | 238 | 3 | 4 | 535 | 2 | 28 | 5 | 6.38 | 0.236 | 0.577 | 0 | 11.04 | 14.153 | 0.203 | 0.256 | 29.71 | 0.127 | 1.603 | 0.303 | 1091 | 1091 | 1177 | 1177 | 64.588 | 2020
Vintage1971 | natural gas peaker | TRUE | 7977.2917.OH.GT | 2917 | N | . | Hamilton (OH) | City of Hamilton - (OH) | 7977 | OH | ENC | RFC |  | 22 | 1 | Electric Utility | GT | NG | NG | PJM | A | mcf | 2074 | 1918 | 1976 | 1700 | 1608 | 1696 | 2067 | 2006 | 1769 | 1299 | 1675 | 2018 | 2074 | 1918 | 1976 | 1700 | 1608 | 1696 | 2067 | 2006 | 1769 | 1299 | 1675 | 2018 | 1.06 | 1.06 | 1.06 | 1.06 | 1.06 | 1.06 | 1.06 | 1.06 | 1.06 | 1.06 | 1.06 | 1.06 | 2198 | 2033 | 2095 | 1802 | 1704 | 1798 | 2191 | 2126 | 1875 | 1377 | 1776 | 2139 | 2198 | 2033 | 2095 | 1802 | 1704 | 1798 | 2191 | 2126 | 1875 | 1377 | 1776 | 2139 | 112.113 | 103.7 | 106.827 | 91.918 | 86.936 | 91.725 | 111.77 | 108.483 | 95.645 | 70.22 | 90.578 | 109.085 | 21806 | 21806 | 23114 | 23114 | 1179 | 2020
Vintage1975 | hard coal | TRUE | 7977.2917.OH.ST | 2917 | N | . | Hamilton (OH) | City of Hamilton - (OH) | 7977 | OH | ENC | RFC |  | 22 | 1 | Electric Utility | ST | BIT | COL | PJM | AM | short tons | 0 | 0 | 0 | 0 | 0 | 0 | 0 | 0 | 0 | 0 | 0 | 0 | 0 | 0 | 0 | 0 | 0 | 0 | 0 | 0 | 0 | 0 | 0 | 0 | 0 | 0 | 0 | 0 | 0 | 0 | 0 | 0 | 0 | 0 | 0 | 0 | 0 | 0 | 0 | 0 | 0 | 0 | 0 | 0 | 0 | 0 | 0 | 0 | 0 | 0 | 0 | 0 | 0 | 0 | 0 | 0 | 0 | 0 | 0 | 0 | 0 | 0 | 0 | 0 | 0 | 0 | 0 | 0 | 0 | 0 | 0 | 0 | 0 | 0 | 0 | 0 | 0 | 2020
Vintage1975 | natural gas steam turbine | TRUE | 7977.2917.OH.ST | 2917 | N | . | Hamilton (OH) | City of Hamilton - (OH) | 7977 | OH | ENC | RFC |  | 22 | 1 | Electric Utility | ST | NG | NG | PJM | AM | mcf | 0 | 0 | 0 | 0 | 0 | 0 | 0 | 0 | 0 | 0 | 0 | 0 | 0 | 0 | 0 | 0 | 0 | 0 | 0 | 0 | 0 | 0 | 0 | 0 | 0 | 0 | 0 | 0 | 0 | 0 | 0 | 0 | 0 | 0 | 0 | 0 | 0 | 0 | 0 | 0 | 0 | 0 | 0 | 0 | 0 | 0 | 0 | 0 | 0 | 0 | 0 | 0 | 0 | 0 | 0 | 0 | 0 | 0 | 0 | 0 | 0 | 0 | 0 | 0 | 0 | 0 | 0 | 0 | 0 | 0 | 0 | 0 | 0 | 0 | 0 | 0 | 0 | 2020
Vintage2001 | petroleum | TRUE | 13949.2933.OH.IC | 2933 | N | . | Oberlin (OH) | City of Oberlin - (OH) | 13949 | OH | ENC | RFC |  | 22 | 1 | Electric Utility | IC | DFO | DFO | PJM | A | barrels | 31 | 40 | 24 | 27 | 36 | 39 | 56 | 34 | 21 | 46 | 33 | 26 | 31 | 40 | 24 | 27 | 36 | 39 | 56 | 34 | 21 | 46 | 33 | 26 | 5.75 | 5.75 | 5.75 | 5.75 | 5.75 | 5.75 | 5.75 | 5.75 | 5.75 | 5.75 | 5.75 | 5.75 | 178 | 230 | 138 | 155 | 207 | 224 | 322 | 196 | 121 | 265 | 190 | 150 | 178 | 230 | 138 | 155 | 207 | 224 | 322 | 196 | 121 | 265 | 190 | 150 | 10.83 | 13.726 | 8.395 | 9.309 | 12.31 | 13.486 | 19.526 | 11.65 | 7.189 | 15.778 | 11.422 | 9.15 | 413 | 413 | 2376 | 2376 | 142.771 | 2020
Vintage2001 | natural gas peaker | TRUE | 13949.2933.OH.IC | 2933 | N | . | Oberlin (OH) | City of Oberlin - (OH) | 13949 | OH | ENC | RFC |  | 22 | 1 | Electric Utility | IC | NG | NG | PJM | A | mcf | 1109 | 1027 | 1058 | 910 | 861 | 908 | 1107 | 1074 | 947 | 695 | 897 | 1080 | 1109 | 1027 | 1058 | 910 | 861 | 908 | 1107 | 1074 | 947 | 695 | 897 | 1080 | 1.079 | 1.079 | 1.079 | 1.079 | 1.079 | 1.079 | 1.079 | 1.079 | 1.079 | 1.079 | 1.079 | 1.079 | 1197 | 1108 | 1142 | 982 | 929 | 980 | 1194 | 1159 | 1022 | 750 | 968 | 1165 | 1197 | 1108 | 1142 | 982 | 929 | 980 | 1194 | 1159 | 1022 | 750 | 968 | 1165 | 72.007 | 66.603 | 68.611 | 59.035 | 55.836 | 58.911 | 71.786 | 69.675 | 61.429 | 45.1 | 58.175 | 70.061 | 11673 | 11673 | 12596 | 12596 | 757.229 | 2020
Vintage1971 | hard coal | TRUE | 14194.2935.OH.ST | 2935 | N | . | Orrville | City of Orrville - (OH) | 14194 | OH | ENC | RFC |  | 22 | 1 | Electric Utility | ST | BIT | COL | PJM | AM | short tons | 1400 | 356 | 648 | 0 | 0 | 1254 | 4655 | 1357 | 827 | 0 | 0 | 0 | 1400 | 356 | 648 | 0 | 0 | 1254 | 4655 | 1357 | 827 | 0 | 0 | 0 | 23.695 | 24 | 23.847 | 0 | 0 | 24.505 | 23.997 | 24.147 | 24.254 | 0 | 0 | 0 | 33173 | 8544 | 15453 | 0 | 0 | 30729 | 111706 | 32767 | 20058 | 0 | 0 | 0 | 33173 | 8544 | 15453 | 0 | 0 | 30729 | 111706 | 32767 | 20058 | 0 | 0 | 0 | 1938.248 | 460.021 | 833.572 | 0 | 0 | 1644.243 | 6355.299 | 1892.157 | 1176.746 | 0 | 0 | 0 | 10497 | 10497 | 252430 | 252430 | 14300.286 | 2020
Vintage1971 | natural gas steam turbine | TRUE | 14194.2935.OH.ST | 2935 | N | . | Orrville | City of Orrville - (OH) | 14194 | OH | ENC | RFC |  | 22 | 1 | Electric Utility | ST | NG | NG | PJM | AM | mcf | 31117 | 23686 | 18949 | 73 | 75 | 25545 | 94880 | 33928 | 21210 | 102 | 90 | 92 | 31117 | 23686 | 18949 | 73 | 75 | 25545 | 94880 | 33928 | 21210 | 102 | 90 | 92 | 1.057 | 1.057 | 1.057 | 1.057 | 1.057 | 1.057 | 1.057 | 1.057 | 1.057 | 1.057 | 1.057 | 1.057 | 32891 | 25036 | 20029 | 77 | 79 | 27001 | 100288 | 35862 | 22419 | 108 | 95 | 97 | 32891 | 25036 | 20029 | 77 | 79 | 27001 | 100288 | 35862 | 22419 | 108 | 95 | 97 | 1921.752 | 1347.979 | 1080.428 | 0 | 0 | 1444.757 | 5705.701 | 2070.843 | 1315.254 | 0 | 0 | 0 | 249747 | 249747 | 263982 | 263982 | 14886.714 | 2020
Vintage2010 | petroleum | TRUE | 14381.2936.OH.IC | 2936 | N | . | Painesville | City of Painesville | 14381 | OH | ENC | RFC |  | 22 | 1 | Electric Utility | IC | DFO | DFO | PJM | A | barrels | 12 | 15 | 9 | 10 | 13 | 15 | 21 | 13 | 8 | 17 | 12 | 10 | 12 | 15 | 9 | 10 | 13 | 15 | 21 | 13 | 8 | 17 | 12 | 10 | 5.84 | 5.84 | 5.84 | 5.84 | 5.84 | 5.84 | 5.84 | 5.84 | 5.84 | 5.84 | 5.84 | 5.84 | 70 | 88 | 53 | 58 | 76 | 88 | 123 | 76 | 47 | 99 | 70 | 58 | 70 | 88 | 53 | 58 | 76 | 88 | 123 | 76 | 47 | 99 | 70 | 58 | 6.523 | 8.268 | 5.057 | 5.608 | 7.415 | 8.124 | 11.762 | 7.017 | 4.33 | 9.504 | 6.88 | 5.512 | 155 | 155 | 906 | 906 | 86 | 2020
Vintage1990 | hard coal | TRUE | 14381.2936.OH.ST | 2936 | N | . | Painesville | City of Painesville | 14381 | OH | ENC | RFC |  | 22 | 1 | Electric Utility | ST | BIT | COL | PJM | AM | short tons | 0 | 0 | 0 | 0 | 0 | 95 | 691 | 150 | 0 | 0 | 0 | 0 | 0 | 0 | 0 | 0 | 0 | 95 | 691 | 150 | 0 | 0 | 0 | 0 | 0 | 0 | 0 | 0 | 0 | 25.73 | 25.74 | 25.41 | 0 | 0 | 0 | 0 | 0 | 0 | 0 | 0 | 0 | 2444 | 17786 | 3812 | 0 | 0 | 0 | 0 | 0 | 0 | 0 | 0 | 0 | 2444 | 17786 | 3812 | 0 | 0 | 0 | 0 | 0 | 0 | 0 | 0 | 0 | 148.239 | 1201.779 | 210.321 | 0 | 0 | 0 | 0 | 936 | 936 | 24042 | 24042 | 1560.339 | 2020
Vintage1990 | natural gas steam turbine | TRUE | 14381.2936.OH.ST | 2936 | N | . | Painesville | City of Painesville | 14381 | OH | ENC | RFC |  | 22 | 1 | Electric Utility | ST | NG | NG | PJM | AM | mcf | 0 | 0 | 0 | 0 | 483 | 583 | 1860 | 1369 | 0 | 0 | 0 | 0 | 0 | 0 | 0 | 0 | 483 | 583 | 1860 | 1369 | 0 | 0 | 0 | 0 | 0 | 0 | 0 | 0 | 1.068 | 1.068 | 1.068 | 1.068 | 0 | 0 | 0 | 0 | 0 | 0 | 0 | 0 | 516 | 623 | 1986 | 1462 | 0 | 0 | 0 | 0 | 0 | 0 | 0 | 0 | 516 | 623 | 1986 | 1462 | 0 | 0 | 0 | 0 | 0 | 0 | 0 | 0 | 1 | 37.761 | 134.221 | 80.679 | 0 | 0 | 0 | 0 | 4295 | 4295 | 4587 | 4587 | 253.661 | 2020
Vintage1989 | hard coal | TRUE | 15095.2937.OH.GT | 2937 | N | . | Piqua Power Plant | City of Piqua - (OH) | 15095 | OH | ENC | RFC |  | 22 | 1 | Electric Utility | GT | BIT | COL | PJM | A | short tons | 0 | 0 | 0 | 0 | 0 | 0 | 0 | 0 | 0 | 0 | 0 | 0 | 0 | 0 | 0 | 0 | 0 | 0 | 0 | 0 | 0 | 0 | 0 | 0 | 0 | 0 | 0 | 0 | 0 | 0 | 0 | 0 | 0 | 0 | 0 | 0 | 0 | 0 | 0 | 0 | 0 | 0 | 0 | 0 | 0 | 0 | 0 | 0 | 0 | 0 | 0 | 0 | 0 | 0 | 0 | 0 | 0 | 0 | 0 | 0 | 0 | 0 | 0 | 0 | 0 | 0 | 0 | 0 | 0 | 0 | 0 | 0 | 0 | 0 | 0 | 0 | 0 | 2020
Vintage1989 | petroleum | TRUE | 15095.2937.OH.GT | 2937 | N | . | Piqua Power Plant | City of Piqua - (OH) | 15095 | OH | ENC | RFC |  | 22 | 1 | Electric Utility | GT | DFO | DFO | PJM | A | barrels | 201 | 254 | 155 | 172 | 228 | 250 | 362 | 216 | 133 | 292 | 212 | 169 | 201 | 254 | 155 | 172 | 228 | 250 | 362 | 216 | 133 | 292 | 212 | 169 | 6.2 | 6.2 | 6.2 | 6.2 | 6.2 | 6.2 | 6.2 | 6.2 | 6.2 | 6.2 | 6.2 | 6.2 | 1246 | 1575 | 961 | 1066 | 1414 | 1550 | 2244 | 1339 | 825 | 1810 | 1314 | 1048 | 1246 | 1575 | 961 | 1066 | 1414 | 1550 | 2244 | 1339 | 825 | 1810 | 1314 | 1048 | 49.689 | 62.971 | 38.514 | 42.708 | 56.473 | 61.872 | 89.58 | 53.446 | 32.979 | 72.387 | 52.402 | 41.979 | 2644 | 2644 | 16392 | 16392 | 655 | 2020
Vintage1999 | hard coal | TRUE | 17891.2942.OH.GT | 2942 | N | . | St Marys | City of St Marys - (OH) | 17891 | OH | ENC | RFC |  | 22 | 1 | Electric Utility | GT | BIT | COL | PJM | A | short tons | 0 | 0 | 0 | 0 | 0 | 0 | 0 | 0 | 0 | 0 | 0 | 0 | 0 | 0 | 0 | 0 | 0 | 0 | 0 | 0 | 0 | 0 | 0 | 0 | 0 | 0 | 0 | 0 | 0 | 0 | 0 | 0 | 0 | 0 | 0 | 0 | 0 | 0 | 0 | 0 | 0 | 0 | 0 | 0 | 0 | 0 | 0 | 0 | 0 | 0 | 0 | 0 | 0 | 0 | 0 | 0 | 0 | 0 | 0 | 0 | 0 | 0 | 0 | 0 | 0 | 0 | 0 | 0 | 0 | 0 | 0 | 0 | 0 | 0 | 0 | 0 | 0 | 2020
Vintage1999 | petroleum | TRUE | 17891.2942.OH.GT | 2942 | N | . | St Marys | City of St Marys - (OH) | 17891 | OH | ENC | RFC |  | 22 | 1 | Electric Utility | GT | DFO | DFO | PJM | A | barrels | 159 | 202 | 124 | 137 | 181 | 199 | 288 | 172 | 106 | 233 | 168 | 135 | 159 | 202 | 124 | 137 | 181 | 199 | 288 | 172 | 106 | 233 | 168 | 135 | 5.5 | 5.5 | 5.5 | 5.5 | 5.5 | 5.5 | 5.5 | 5.5 | 5.5 | 5.5 | 5.5 | 5.5 | 875 | 1111 | 682 | 754 | 996 | 1095 | 1584 | 946 | 583 | 1282 | 924 | 743 | 875 | 1111 | 682 | 754 | 996 | 1095 | 1584 | 946 | 583 | 1282 | 924 | 743 | 15.727 | 19.931 | 12.19 | 13.518 | 17.875 | 19.584 | 28.354 | 16.917 | 10.439 | 22.912 | 16.586 | 13.287 | 2104 | 2104 | 11575 | 11575 | 207.32 | 2020
Vintage1999 | natural gas peaker | TRUE | 17891.2942.OH.GT | 2942 | N | . | St Marys | City of St Marys - (OH) | 17891 | OH | ENC | RFC |  | 22 | 1 | Electric Utility | GT | NG | NG | PJM | A | mcf | 1596 | 1476 | 1521 | 1308 | 1237 | 1306 | 1591 | 1544 | 1361 | 1000 | 1289 | 1553 | 1596 | 1476 | 1521 | 1308 | 1237 | 1306 | 1591 | 1544 | 1361 | 1000 | 1289 | 1553 | 1.03 | 1.03 | 1.03 | 1.03 | 1.03 | 1.03 | 1.03 | 1.03 | 1.03 | 1.03 | 1.03 | 1.03 | 1644 | 1520 | 1567 | 1347 | 1274 | 1345 | 1639 | 1590 | 1402 | 1030 | 1328 | 1600 | 1644 | 1520 | 1567 | 1347 | 1274 | 1345 | 1639 | 1590 | 1402 | 1030 | 1328 | 1600 | 29.447 | 27.238 | 28.06 | 24.143 | 22.835 | 24.093 | 29.358 | 28.495 | 25.122 | 18.444 | 23.792 | 28.653 | 16782 | 16782 | 17286 | 17286 | 309.68 | 2020
Vintage1983 | petroleum | TRUE | 20977.2945.OH.IC | 2945 | N | . | Anadarko | City of Woodsfield - (OH) | 20977 | OH | ENC | RFC |  | 22 | 1 | Electric Utility | IC | DFO | DFO | PJM | A | barrels | 352 | 445 | 272 | 302 | 399 | 437 | 633 | 378 | 233 | 512 | 370 | 297 | 352 | 445 | 272 | 302 | 399 | 437 | 633 | 378 | 233 | 512 | 370 | 297 | 5.8 | 5.8 | 5.8 | 5.8 | 5.8 | 5.8 | 5.8 | 5.8 | 5.8 | 5.8 | 5.8 | 5.8 | 2042 | 2581 | 1578 | 1752 | 2314 | 2535 | 3671 | 2192 | 1351 | 2970 | 2146 | 1723 | 2042 | 2581 | 1578 | 1752 | 2314 | 2535 | 3671 | 2192 | 1351 | 2970 | 2146 | 1723 | 4.779 | 6.057 | 3.704 | 4.108 | 5.432 | 5.951 | 8.616 | 5.141 | 3.172 | 6.962 | 5.04 | 4.038 | 4630 | 4630 | 26855 | 26855 | 63 | 2020
Vintage1983 | natural gas peaker | TRUE | 20977.2945.OH.IC | 2945 | N | . | Anadarko | City of Woodsfield - (OH) | 20977 | OH | ENC | RFC |  | 22 | 1 | Electric Utility | IC | NG | NG | PJM | A | mcf | 0 | 0 | 0 | 0 | 0 | 0 | 0 | 0 | 0 | 0 | 0 | 0 | 0 | 0 | 0 | 0 | 0 | 0 | 0 | 0 | 0 | 0 | 0 | 0 | 0 | 0 | 0 | 0 | 0 | 0 | 0 | 0 | 0 | 0 | 0 | 0 | 0 | 0 | 0 | 0 | 0 | 0 | 0 | 0 | 0 | 0 | 0 | 0 | 0 | 0 | 0 | 0 | 0 | 0 | 0 | 0 | 0 | 0 | 0 | 0 | 0 | 0 | 0 | 0 | 0 | 0 | 0 | 0 | 0 | 0 | 0 | 0 | 0 | 0 | 0 | 0 | 0 | 2020
Vintage2001 | petroleum | TRUE | 14063.2951.OK.GT | 2951 | N | . | Horseshoe Lake | Oklahoma Gas & Electric Co | 14063 | OK | WSC | MRO |  | 22 | 1 | Electric Utility | GT | DFO | DFO | SWPP | A | barrels | 0 | . | . | 0 | . | . | . | . | . | . | . | 0 | 0 | . | . | 0 | . | . | . | . | . | . | . | 0 | 0 | . | . | 0 | . | . | . | . | . | . | . | 0 | 0 | . | . | 0 | . | . | . | . | . | . | . | 0 | 0 | . | . | 0 | . | . | . | . | . | . | . | 0 | 0 | . | . | 0 | . | . | . | . | . | . | . | 0 | 0 | 0 | 0 | 0 | 0 | 2020
Vintage2001 | natural gas peaker | TRUE | 14063.2951.OK.GT | 2951 | N | . | Horseshoe Lake | Oklahoma Gas & Electric Co | 14063 | OK | WSC | MRO |  | 22 | 1 | Electric Utility | GT | NG | NG | SWPP | A | mcf | 176716 | 160958 | 149505 | 117086 | 153398 | 175192 | 243934 | 205322 | 158829 | 118849 | 86039 | 138857 | 176716 | 160958 | 149505 | 117086 | 153398 | 175192 | 243934 | 205322 | 158829 | 118849 | 86039 | 138857 | 1.036 | 1.036 | 1.036 | 1.036 | 1.036 | 1.036 | 1.036 | 1.036 | 1.036 | 1.036 | 1.036 | 1.036 | 183078 | 166752 | 154887 | 121301 | 158920 | 181499 | 252716 | 212714 | 164547 | 123128 | 89136 | 143856 | 183078 | 166752 | 154887 | 121301 | 158920 | 181499 | 252716 | 212714 | 164547 | 123128 | 89136 | 143856 | 17994.3 | 16389.6 | 15223.381 | 11922.33 | 15619.873 | 17838.975 | 24838.728 | 20906.969 | 16172.892 | 12101.866 | 8760.923 | 14139.163 | 1884685 | 1884685 | 1952534 | 1952534 | 191909 | 2020
Vintage1969 | petroleum | TRUE | 14063.2951.OK.ST | 2951 | N | . | Horseshoe Lake | Oklahoma Gas & Electric Co | 14063 | OK | WSC | MRO |  | 22 | 1 | Electric Utility | ST | DFO | DFO | SWPP | A | barrels | . | 0 | 0 | . | 0 | 0 | 0 | 0 | 0 | 0 | 0 | . | . | 0 | 0 | . | 0 | 0 | 0 | 0 | 0 | 0 | 0 | . | . | 0 | 0 | . | 0 | 0 | 0 | 0 | 0 | 0 | 0 | . | . | 0 | 0 | . | 0 | 0 | 0 | 0 | 0 | 0 | 0 | . | . | 0 | 0 | . | 0 | 0 | 0 | 0 | 0 | 0 | 0 | . | . | 0 | 0 | . | 0 | 0 | 0 | 0 | 0 | 0 | 0 | . | 0 | 0 | 0 | 0 | 0 | 2020
Vintage1969 | natural gas steam turbine | TRUE | 14063.2951.OK.ST | 2951 | N | . | Horseshoe Lake | Oklahoma Gas & Electric Co | 14063 | OK | WSC | MRO |  | 22 | 1 | Electric Utility | ST | NG | NG | SWPP | AM | mcf | 87365 | 225094 | 799316 | 71457 | 471273 | 1565156 | 2137515 | 1644002 | 1180381 | 1131740 | 170763 | 0 | 87365 | 225094 | 799316 | 71457 | 471273 | 1565156 | 2137515 | 1644002 | 1180381 | 1131740 | 170763 | 0 | 1.055 | 1.058 | 1.06 | 1.062 | 1.034 | 1.014 | 1.026 | 1.02 | 1.051 | 1.054 | 1.053 | 0 | 92170 | 238149 | 847275 | 75887 | 487296 | 1587068 | 2193090 | 1676882 | 1240580 | 1192854 | 179813 | 0 | 92170 | 238149 | 847275 | 75887 | 487296 | 1587068 | 2193090 | 1676882 | 1240580 | 1192854 | 179813 | 0 | 8206 | 21486 | 74226 | 6844 | 41892 | 139852 | 192602 | 144316 | 106926 | 104394 | 15826 | 0 | 9484062 | 9484062 | 9811064 | 9811064 | 856570 | 2020
Vintage1969 | petroleum | TRUE | 14063.2951.OK.ST | 2951 | N | . | Horseshoe Lake | Oklahoma Gas & Electric Co | 14063 | OK | WSC | MRO |  | 22 | 1 | Electric Utility | ST | RFO | RFO | SWPP | AM | barrels | 0 | 0 | 0 | 0 | 0 | 0 | 0 | 0 | 0 | 0 | 0 | 0 | 0 | 0 | 0 | 0 | 0 | 0 | 0 | 0 | 0 | 0 | 0 | 0 | 0 | 0 | 0 | 0 | 0 | 0 | 0 | 0 | 0 | 0 | 0 | 0 | 0 | 0 | 0 | 0 | 0 | 0 | 0 | 0 | 0 | 0 | 0 | 0 | 0 | 0 | 0 | 0 | 0 | 0 | 0 | 0 | 0 | 0 | 0 | 0 | 0 | 0 | 0 | 0 | 0 | 0 | 0 | 0 | 0 | 0 | 0 | 0 | 0 | 0 | 0 | 0 | 0 | 2020
Vintage1984 | hard coal | TRUE | 14063.2952.OK.ST | 2952 | N | . | Muskogee | Oklahoma Gas & Electric Co | 14063 | OK | WSC | MRO |  | 22 | 1 | Electric Utility | ST | BIT | COL | SWPP | M | short tons | . | . | 0 | . | . | . | . | . | . | . | . | . | . | . | 0 | . | . | . | . | . | . | . | . | . | . | . | 0 | . | . | . | . | . | . | . | . | . | . | . | 0 | . | . | . | . | . | . | . | . | . | . | . | 0 | . | . | . | . | . | . | . | . | . | . | . | 0 | . | . | . | . | . | . | . | . | . | 0 | 0 | 0 | 0 | 0 | 2020
Vintage1984 | natural gas steam turbine | TRUE | 14063.2952.OK.ST | 2952 | N | . | Muskogee | Oklahoma Gas & Electric Co | 14063 | OK | WSC | MRO |  | 22 | 1 | Electric Utility | ST | NG | NG | SWPP | M | mcf | 816936 | 796307 | 957627 | 780122 | 510791 | 1966253 | 3555413 | 1588836 | 262934 | 3146778 | 460191 | 21888 | 816936 | 796307 | 957627 | 780122 | 510791 | 1966253 | 3555413 | 1588836 | 262934 | 3146778 | 460191 | 21888 | 1.063 | 1.066 | 1.072 | 1.067 | 1.053 | 1.025 | 1.039 | 1.027 | 1.037 | 1.042 | 1.066 | 1.058 | 868403 | 848863 | 1026576 | 832390 | 537863 | 2015409 | 3694074 | 1631735 | 272663 | 3278943 | 490564 | 23158 | 868403 | 848863 | 1026576 | 832390 | 537863 | 2015409 | 3694074 | 1631735 | 272663 | 3278943 | 490564 | 23158 | 72978.406 | 70557.611 | 91040 | 71742.889 | 46452.036 | 178031.25 | 326618.59 | 143761.42 | 24093.976 | 292223 | 40962 | 2024.694 | 14864076 | 14864076 | 15520641 | 15520641 | 1360485.9 | 2020
Vintage1984 | hard coal | TRUE | 14063.2952.OK.ST | 2952 | N | . | Muskogee | Oklahoma Gas & Electric Co | 14063 | OK | WSC | MRO |  | 22 | 1 | Electric Utility | ST | SUB | COL | SWPP | M | short tons | 42133 | 22544 | 0 | 97588 | 61976 | 163304 | 121754 | 147778 | 143371 | 59351 | 0 | 61873 | 42133 | 22544 | 0 | 97588 | 61976 | 163304 | 121754 | 147778 | 143371 | 59351 | 0 | 61873 | 17.29 | 17.2 | 0 | 17.08 | 17.285 | 17.23 | 17.117 | 17.346 | 17.302 | 17.279 | 0 | 17.262 | 728480 | 387757 | 0 | 1666803 | 1071255 | 2813728 | 2084063 | 2563357 | 2480605 | 1025526 | 0 | 1068052 | 728480 | 387757 | 0 | 1666803 | 1071255 | 2813728 | 2084063 | 2563357 | 2480605 | 1025526 | 0 | 1068052 | 61219.594 | 32230.389 | 0 | 143660.11 | 92517.964 | 248550.75 | 184266.41 | 225840.58 | 219200.02 | 91396.004 | 0 | 93381.306 | 921672 | 921672 | 15889626 | 15889626 | 1392263.1 | 2020
Vintage2017 | petroleum | TRUE | 14063.2953.OK.GT | 2953 | N | . | Mustang | Oklahoma Gas & Electric Co | 14063 | OK | WSC | MRO |  | 22 | 1 | Electric Utility | GT | DFO | DFO | SWPP | M | barrels | 0 | 8 | 0 | 0 | 0 | 0 | 0 | 0 | 0 | 0 | 0 | 0 | 0 | 8 | 0 | 0 | 0 | 0 | 0 | 0 | 0 | 0 | 0 | 0 | 0 | 5.77 | 0 | 0 | 0 | 0 | 0 | 0 | 0 | 0 | 0 | 0 | 0 | 46 | 0 | 0 | 0 | 0 | 0 | 0 | 0 | 0 | 0 | 0 | 0 | 46 | 0 | 0 | 0 | 0 | 0 | 0 | 0 | 0 | 0 | 0 | 0 | 4.626 | 0 | 0 | 0 | 0 | 0 | 0 | 0 | 0 | 0 | 0 | 8 | 8 | 46 | 46 | 4.626 | 2020
Vintage2017 | natural gas peaker | TRUE | 14063.2953.OK.GT | 2953 | N | . | Mustang | Oklahoma Gas & Electric Co | 14063 | OK | WSC | MRO |  | 22 | 1 | Electric Utility | GT | NG | NG | SWPP | M | mcf | 551512 | 447012 | 1249688 | 878351 | 801554 | 651124 | 1207250 | 966977 | 1041354 | 1340036 | 828646 | 623053 | 551512 | 447012 | 1249688 | 878351 | 801554 | 651124 | 1207250 | 966977 | 1041354 | 1340036 | 828646 | 623053 | 1.018 | 1.02 | 1.016 | 1.034 | 1.018 | 1.012 | 1.013 | 1.017 | 1.017 | 1.012 | 1.008 | 1.008 | 561439 | 455952 | 1269683 | 908215 | 815982 | 658937 | 1222944 | 983416 | 1059057 | 1356116 | 835275 | 628037 | 561439 | 455952 | 1269683 | 908215 | 815982 | 658937 | 1222944 | 983416 | 1059057 | 1356116 | 835275 | 628037 | 56026 | 45694.374 | 127363 | 90293 | 79834 | 66461 | 124439 | 98990 | 105672 | 136810 | 79875 | 64857 | 10586557 | 10586557 | 10755053 | 10755053 | 1076314.4 | 2020
Vintage2015 | solar pv | TRUE | 14063.2953.OK.PV | 2953 | N | . | Mustang | Oklahoma Gas & Electric Co | 14063 | OK | WSC | MRO |  | 22 | 1 | Electric Utility | PV | SUN | SUN | SWPP | M |  | 0 | 0 | 0 | 0 | 0 | 0 | 0 | 0 | 0 | 0 | 0 | 0 | 0 | 0 | 0 | 0 | 0 | 0 | 0 | 0 | 0 | 0 | 0 | 0 | 0 | 0 | 0 | 0 | 0 | 0 | 0 | 0 | 0 | 0 | 0 | 0 | 2279 | 2534 | 3086 | 3822 | 4392 | 5129 | 4454 | 4813 | 3323 | 2990 | 2551 | 1902 | 2279 | 2534 | 3086 | 3822 | 4392 | 5129 | 4454 | 4813 | 3323 | 2990 | 2551 | 1902 | 260 | 289 | 352 | 436 | 501 | 585 | 508 | 549 | 379 | 341 | 291 | 217 | 0 | 0 | 41275 | 41275 | 4708 | 2020
Vintage1975 | petroleum | TRUE | 14063.2956.OK.ST | 2956 | N | . | Seminole | Oklahoma Gas & Electric Co | 14063 | OK | WSC | MRO |  | 22 | 1 | Electric Utility | ST | DFO | DFO | SWPP | M | barrels | 0 | 0 | 0 | 0 | 0 | 0 | 0 | 0 | 0 | 0 | 0 | 0 | 0 | 0 | 0 | 0 | 0 | 0 | 0 | 0 | 0 | 0 | 0 | 0 | 0 | 0 | 0 | 0 | 0 | 0 | 0 | 0 | 0 | 0 | 0 | 0 | 0 | 0 | 0 | 0 | 0 | 0 | 0 | 0 | 0 | 0 | 0 | 0 | 0 | 0 | 0 | 0 | 0 | 0 | 0 | 0 | 0 | 0 | 0 | 0 | 0 | 0 | 0 | 0 | 0 | 0 | 0 | 0 | 0 | 0 | 0 | 0 | 0 | 0 | 0 | 0 | 0 | 2020
Vintage1975 | natural gas steam turbine | TRUE | 14063.2956.OK.ST | 2956 | N | . | Seminole | Oklahoma Gas & Electric Co | 14063 | OK | WSC | MRO |  | 22 | 1 | Electric Utility | ST | NG | NG | SWPP | M | mcf | 1661383 | 2327370 | 3006653 | 1273596 | 1955940 | 3454062 | 4896496 | 4388031 | 2185889 | 2033674 | 297407 | 218575 | 1661383 | 2327370 | 3006653 | 1273596 | 1955940 | 3454062 | 4896496 | 4388031 | 2185889 | 2033674 | 297407 | 218575 | 1.023 | 1.018 | 1.021 | 1.038 | 1.017 | 1.012 | 1.024 | 1.016 | 1.021 | 1.018 | 1.025 | 1.022 | 1699595 | 2369263 | 3069793 | 1321993 | 1989191 | 3495511 | 5014012 | 4458239 | 2231793 | 2070280 | 304842 | 223384 | 1699595 | 2369263 | 3069793 | 1321993 | 1989191 | 3495511 | 5014012 | 4458239 | 2231793 | 2070280 | 304842 | 223384 | 152989 | 214445 | 289270 | 118566 | 177229 | 317442 | 462041 | 396365 | 198914 | 187623 | 26440 | 19348 | 27699076 | 27699076 | 28247896 | 28247896 | 2560672 | 2020
Vintage1975 | petroleum | TRUE | 14063.2956.OK.ST | 2956 | N | . | Seminole | Oklahoma Gas & Electric Co | 14063 | OK | WSC | MRO |  | 22 | 1 | Electric Utility | ST | RFO | RFO | SWPP | M | barrels | 0 | 0 | 0 | 0 | 0 | 0 | 0 | 0 | 0 | 0 | 0 | 0 | 0 | 0 | 0 | 0 | 0 | 0 | 0 | 0 | 0 | 0 | 0 | 0 | 0 | 0 | 0 | 0 | 0 | 0 | 0 | 0 | 0 | 0 | 0 | 0 | 0 | 0 | 0 | 0 | 0 | 0 | 0 | 0 | 0 | 0 | 0 | 0 | 0 | 0 | 0 | 0 | 0 | 0 | 0 | 0 | 0 | 0 | 0 | 0 | 0 | 0 | 0 | 0 | 0 | 0 | 0 | 0 | 0 | 0 | 0 | 0 | 0 | 0 | 0 | 0 | 0 | 2020
Vintage1961 | natural gas combined cycle | TRUE | 15474.2963.OK.CA | 2963 | N | . | Northeastern | Public Service Co of Oklahoma | 15474 | OK | WSC | MRO |  | 22 | 1 | Electric Utility | CA | NG | NG | SWPP | M | mcf | 0 | 0 | 0 | 0 | 0 | 0 | 0 | 0 | 0 | 0 | 0 | 0 | 0 | 0 | 0 | 0 | 0 | 0 | 0 | 0 | 0 | 0 | 0 | 0 | 0 | 0 | 0 | 0 | 0 | 0 | 0 | 0 | 0 | 0 | 0 | 0 | 0 | 0 | 0 | 0 | 0 | 0 | 0 | 0 | 0 | 0 | 0 | 0 | 0 | 0 | 0 | 0 | 0 | 0 | 0 | 0 | 0 | 0 | 0 | 0 | 70626 | 59212 | 8283 | 52403 | 75929 | 73512 | 85367 | 64412 | 70530 | 47799 | 55032 | 81151 | 0 | 0 | 0 | 0 | 744256 | 2020
Vintage2001 | hard coal | TRUE | 15474.2963.OK.CT | 2963 | N | . | Northeastern | Public Service Co of Oklahoma | 15474 | OK | WSC | MRO |  | 22 | 1 | Electric Utility | CT | BIT | COL | SWPP | M | short tons | 0 | 0 | 0 | . | . | . | . | . | . | . | . | . | 0 | 0 | 0 | . | . | . | . | . | . | . | . | . | 0 | 0 | 0 | . | . | . | . | . | . | . | . | . | 0 | 0 | 0 | . | . | . | . | . | . | . | . | . | 0 | 0 | 0 | . | . | . | . | . | . | . | . | . | 0 | 0 | 0 | . | . | . | . | . | . | . | . | . | 0 | 0 | 0 | 0 | 0 | 2020
Vintage2001 | natural gas combined cycle | TRUE | 15474.2963.OK.CT | 2963 | N | . | Northeastern | Public Service Co of Oklahoma | 15474 | OK | WSC | MRO |  | 22 | 1 | Electric Utility | CT | NG | NG | SWPP | M | mcf | 1738419 | 1388799 | 202711 | 1217697 | 1745237 | 1716850 | 1873053 | 1459198 | 1682266 | 1112651 | 1346167 | 1913895 | 1738419 | 1388799 | 202711 | 1217697 | 1745237 | 1716850 | 1873053 | 1459198 | 1682266 | 1112651 | 1346167 | 1913895 | 1.022 | 1.03 | 1.03 | 1.04 | 1.024 | 1.02 | 1.03 | 1.02 | 1.02 | 1.02 | 1.02 | 1.02 | 1776664 | 1430463 | 208792 | 1266405 | 1787123 | 1751187 | 1929245 | 1488382 | 1715911 | 1134904 | 1373090 | 1952173 | 1776664 | 1430463 | 208792 | 1266405 | 1787123 | 1751187 | 1929245 | 1488382 | 1715911 | 1134904 | 1373090 | 1952173 | 147313 | 121465 | 18931 | 105895 | 146616 | 149697 | 169486 | 133910 | 149626 | 98783 | 109289 | 158286 | 17396943 | 17396943 | 17814339 | 17814339 | 1509297 | 2020
Vintage1980 | petroleum | TRUE | 15474.2963.OK.IC | 2963 | N | . | Northeastern | Public Service Co of Oklahoma | 15474 | OK | WSC | MRO |  | 22 | 1 | Electric Utility | IC | DFO | DFO | SWPP | M | barrels | 0 | 0 | 0 | 0 | 0 | 0 | 0 | 0 | 0 | 0 | 0 | 0 | 0 | 0 | 0 | 0 | 0 | 0 | 0 | 0 | 0 | 0 | 0 | 0 | 0 | 0 | 0 | 0 | 0 | 0 | 0 | 0 | 0 | 0 | 0 | 0 | 0 | 0 | 0 | 0 | 0 | 0 | 0 | 0 | 0 | 0 | 0 | 0 | 0 | 0 | 0 | 0 | 0 | 0 | 0 | 0 | 0 | 0 | 0 | 0 | 0 | 0 | 0 | 0 | 0 | 0 | 0 | 0 | 0 | 0 | 0 | 0 | 0 | 0 | 0 | 0 | 0 | 2020
Vintage1979 | petroleum | TRUE | 15474.2963.OK.ST | 2963 | N | . | Northeastern | Public Service Co of Oklahoma | 15474 | OK | WSC | MRO |  | 22 | 1 | Electric Utility | ST | DFO | DFO | SWPP | M | barrels | . | . | 0 | 0 | 0 | 0 | 0 | 0 | 0 | 0 | 0 | 0 | . | . | 0 | 0 | 0 | 0 | 0 | 0 | 0 | 0 | 0 | 0 | . | . | 0 | 0 | 0 | 0 | 0 | 0 | 0 | 0 | 0 | 0 | . | . | 0 | 0 | 0 | 0 | 0 | 0 | 0 | 0 | 0 | 0 | . | . | 0 | 0 | 0 | 0 | 0 | 0 | 0 | 0 | 0 | 0 | . | . | 0 | 0 | 0 | 0 | 0 | 0 | 0 | 0 | 0 | 0 | 0 | 0 | 0 | 0 | 0 | 2020
Vintage1979 | natural gas steam turbine | TRUE | 15474.2963.OK.ST | 2963 | N | . | Northeastern | Public Service Co of Oklahoma | 15474 | OK | WSC | MRO |  | 22 | 1 | Electric Utility | ST | NG | NG | SWPP | M | mcf | 22748 | 0 | 0 | 0 | 0 | 20604 | 1757362 | 1061172 | 10391 | 515942 | 0 | 1596 | 22748 | 0 | 0 | 0 | 0 | 20604 | 1757362 | 1061172 | 10391 | 515942 | 0 | 1596 | 1 | 0 | 0 | 0 | 0 | 1 | 1.03 | 1.02 | 1.02 | 1.018 | 0 | 1 | 22748 | 0 | 0 | 0 | 0 | 20604 | 1810083 | 1082395 | 10599 | 525229 | 0 | 1596 | 22748 | 0 | 0 | 0 | 0 | 20604 | 1810083 | 1082395 | 10599 | 525229 | 0 | 1596 | 2036.055 | 0 | 0 | 0 | 0 | 1901.321 | 165326.36 | 101279.87 | 1001.962 | 45341.202 | 0 | 146.418 | 3389815 | 3389815 | 3473254 | 3473254 | 317033.19 | 2020
Vintage1979 | hard coal | TRUE | 15474.2963.OK.ST | 2963 | N | . | Northeastern | Public Service Co of Oklahoma | 15474 | OK | WSC | MRO |  | 22 | 1 | Electric Utility | ST | SUB | COL | SWPP | M | short tons | 19453 | 0 | 0 | 0 | 0 | 94713 | 148021 | 138760 | 79142 | 67254 | 55416 | 111437 | 19453 | 0 | 0 | 0 | 0 | 94713 | 148021 | 138760 | 79142 | 67254 | 55416 | 111437 | 17.156 | 0 | 0 | 0 | 0 | 17.05 | 17.09 | 17.08 | 17.054 | 17.19 | 17.122 | 17.124 | 333736 | 0 | 0 | 0 | 0 | 1614857 | 2529679 | 2370021 | 1349688 | 1156096 | 948833 | 1908247 | 333736 | 0 | 0 | 0 | 0 | 1614857 | 2529679 | 2370021 | 1349688 | 1156096 | 948833 | 1908247 | 29870.945 | 0 | 0 | 0 | 0 | 149017.68 | 231051.64 | 221763.13 | 127593.04 | 99801.798 | 87590 | 175063.58 | 714196 | 714196 | 12211157 | 12211157 | 1121751.8 | 2020
Vintage2008 | natural gas peaker | TRUE | 15474.2964.OK.GT | 2964 | N | . | Southwestern | Public Service Co of Oklahoma | 15474 | OK | WSC | MRO |  | 22 | 1 | Electric Utility | GT | NG | NG | SWPP | A | mcf | 121872 | 111002 | 103104 | 80746 | 105789 | 120818 | 168225 | 141597 | 109534 | 81962 | 59335 | 95760 | 121872 | 111002 | 103104 | 80746 | 105789 | 120818 | 168225 | 141597 | 109534 | 81962 | 59335 | 95760 | 1.03 | 1.03 | 1.03 | 1.03 | 1.03 | 1.03 | 1.03 | 1.03 | 1.03 | 1.03 | 1.03 | 1.03 | 125528 | 114332 | 106197 | 83168 | 108963 | 124443 | 173272 | 145845 | 112820 | 84421 | 61115 | 98633 | 125528 | 114332 | 106197 | 83168 | 108963 | 124443 | 173272 | 145845 | 112820 | 84421 | 61115 | 98633 | 9588.853 | 8733.735 | 8112.278 | 6353.204 | 8323.561 | 9506.082 | 13236.13 | 11140.964 | 8618.255 | 6448.876 | 4668.545 | 7534.517 | 1299744 | 1299744 | 1338737 | 1338737 | 102265 | 2020
Vintage1967 | natural gas steam turbine | TRUE | 15474.2964.OK.ST | 2964 | N | . | Southwestern | Public Service Co of Oklahoma | 15474 | OK | WSC | MRO |  | 22 | 1 | Electric Utility | ST | NG | NG | SWPP | AM | mcf | 182031 | 327018 | 85603 | 147760 | 115715 | 596991 | 990788 | 826973 | 105201 | 548493 | 104914 | 163973 | 182031 | 327018 | 85603 | 147760 | 115715 | 596991 | 990788 | 826973 | 105201 | 548493 | 104914 | 163973 | 1.03 | 1.02 | 1.03 | 1.04 | 1.03 | 1.02 | 1.03 | 1.02 | 1.02 | 1.02 | 1.03 | 1.03 | 187492 | 333558 | 88171 | 153670 | 119186 | 608931 | 1020512 | 843512 | 107305 | 559463 | 108061 | 168892 | 187492 | 333558 | 88171 | 153670 | 119186 | 608931 | 1020512 | 843512 | 107305 | 559463 | 108061 | 168892 | 13399 | 27179 | 6938 | 10699 | 8233 | 47899 | 81616 | 66273 | 7869 | 45226 | 7900 | 13063 | 4195460 | 4195460 | 4298753 | 4298753 | 336294 | 2020
Vintage1967 | natural gas peaker | TRUE | 15474.2965.OK.IC | 2965 | N | . | Tulsa | Public Service Co of Oklahoma | 15474 | OK | WSC | MRO |  | 22 | 1 | Electric Utility | IC | NG | NG | SWPP | A | mcf | 0 | 0 | 0 | 0 | 0 | 0 | 0 | 0 | 0 | 0 | 0 | 0 | 0 | 0 | 0 | 0 | 0 | 0 | 0 | 0 | 0 | 0 | 0 | 0 | 0 | 0 | 0 | 0 | 0 | 0 | 0 | 0 | 0 | 0 | 0 | 0 | 0 | 0 | 0 | 0 | 0 | 0 | 0 | 0 | 0 | 0 | 0 | 0 | 0 | 0 | 0 | 0 | 0 | 0 | 0 | 0 | 0 | 0 | 0 | 0 | 0 | 0 | 0 | 0 | 0 | 0 | 0 | 0 | 0 | 0 | 0 | 0 | 0 | 0 | 0 | 0 | 0 | 2020
Vintage1958 | petroleum | TRUE | 15474.2965.OK.ST | 2965 | N | . | Tulsa | Public Service Co of Oklahoma | 15474 | OK | WSC | MRO |  | 22 | 1 | Electric Utility | ST | DFO | DFO | SWPP | AM | barrels | 0 | 0 | 0 | 0 | 0 | 0 | 0 | 0 | 0 | 0 | 0 | 0 | 0 | 0 | 0 | 0 | 0 | 0 | 0 | 0 | 0 | 0 | 0 | 0 | 0 | 0 | 0 | 0 | 0 | 0 | 0 | 0 | 0 | 0 | 0 | 0 | 0 | 0 | 0 | 0 | 0 | 0 | 0 | 0 | 0 | 0 | 0 | 0 | 0 | 0 | 0 | 0 | 0 | 0 | 0 | 0 | 0 | 0 | 0 | 0 | 0 | 0 | 0 | 0 | 0 | 0 | 0 | 0 | 0 | 0 | 0 | 0 | 0 | 0 | 0 | 0 | 0 | 2020
Vintage1958 | natural gas steam turbine | TRUE | 15474.2965.OK.ST | 2965 | N | . | Tulsa | Public Service Co of Oklahoma | 15474 | OK | WSC | MRO |  | 22 | 1 | Electric Utility | ST | NG | NG | SWPP | AM | mcf | 198505 | 241154 | 294223 | 256193 | 266268 | 332045 | 471657 | 263945 | 187164 | 387728 | 243187 | 178610 | 198505 | 241154 | 294223 | 256193 | 266268 | 332045 | 471657 | 263945 | 187164 | 387728 | 243187 | 178610 | 1.06 | 1.04 | 1.04 | 1.04 | 1.037 | 1.02 | 1.03 | 1.02 | 1.02 | 1.03 | 1.04 | 1.05 | 210415 | 250800 | 305992 | 266441 | 276120 | 338686 | 485807 | 269224 | 190907 | 399360 | 252914 | 187541 | 210415 | 250800 | 305992 | 266441 | 276120 | 338686 | 485807 | 269224 | 190907 | 399360 | 252914 | 187541 | 14019 | 17118 | 20810 | 18127 | 17665 | 22746 | 32870 | 17470 | 12400 | 30607 | 15904 | 12309 | 3320679 | 3320679 | 3434207 | 3434207 | 232045 | 2020
Vintage1976 | petroleum | TRUE | 15474.2966.OK.GT | 2966 | N | . | Weleetka | Public Service Co of Oklahoma | 15474 | OK | WSC | MRO |  | 22 | 1 | Electric Utility | GT | DFO | DFO | SWPP | A | barrels | 0 | 0 | 0 | 0 | 0 | 0 | 0 | 0 | 0 | 0 | 0 | 0 | 0 | 0 | 0 | 0 | 0 | 0 | 0 | 0 | 0 | 0 | 0 | 0 | 0 | 0 | 0 | 0 | 0 | 0 | 0 | 0 | 0 | 0 | 0 | 0 | 0 | 0 | 0 | 0 | 0 | 0 | 0 | 0 | 0 | 0 | 0 | 0 | 0 | 0 | 0 | 0 | 0 | 0 | 0 | 0 | 0 | 0 | 0 | 0 | 0 | 0 | 0 | 0 | 0 | 0 | 0 | 0 | 0 | 0 | 0 | 0 | 0 | 0 | 0 | 0 | 0 | 2020
Vintage1976 | natural gas peaker | TRUE | 15474.2966.OK.GT | 2966 | N | . | Weleetka | Public Service Co of Oklahoma | 15474 | OK | WSC | MRO |  | 22 | 1 | Electric Utility | GT | NG | NG | SWPP | A | mcf | 2805 | 2556 | 2374 | 1859 | 2436 | 2782 | 3873 | 3260 | 2522 | 1887 | 1366 | 2205 | 2805 | 2556 | 2374 | 1859 | 2436 | 2782 | 3873 | 3260 | 2522 | 1887 | 1366 | 2205 | 1.06 | 1.06 | 1.06 | 1.06 | 1.06 | 1.06 | 1.06 | 1.06 | 1.06 | 1.06 | 1.06 | 1.06 | 2973 | 2709 | 2516 | 1971 | 2582 | 2949 | 4105 | 3456 | 2673 | 2000 | 1448 | 2337 | 2973 | 2709 | 2516 | 1971 | 2582 | 2949 | 4105 | 3456 | 2673 | 2000 | 1448 | 2337 | 195.313 | 177.894 | 165.236 | 129.406 | 169.54 | 193.626 | 269.602 | 226.926 | 175.542 | 131.355 | 95.092 | 153.468 | 29925 | 29925 | 31719 | 31719 | 2083 | 2020
Vintage1963 | petroleum | TRUE | 15474.2966.OK.IC | 2966 | N | . | Weleetka | Public Service Co of Oklahoma | 15474 | OK | WSC | MRO |  | 22 | 1 | Electric Utility | IC | DFO | DFO | SWPP | A | barrels | 0 | 0 | 0 | 0 | 0 | 0 | 0 | 0 | 0 | 0 | 0 | 0 | 0 | 0 | 0 | 0 | 0 | 0 | 0 | 0 | 0 | 0 | 0 | 0 | 0 | 0 | 0 | 0 | 0 | 0 | 0 | 0 | 0 | 0 | 0 | 0 | 0 | 0 | 0 | 0 | 0 | 0 | 0 | 0 | 0 | 0 | 0 | 0 | 0 | 0 | 0 | 0 | 0 | 0 | 0 | 0 | 0 | 0 | 0 | 0 | 0 | 0 | 0 | 0 | 0 | 0 | 0 | 0 | 0 | 0 | 0 | 0 | 0 | 0 | 0 | 0 | 0 | 2020
Vintage1988 | petroleum | TRUE | 4667.2975.OK.IC | 2975 | N | . | Cushing | City of Cushing - (OK) | 4667 | OK | WSC | MRO |  | 22 | 1 | Electric Utility | IC | DFO | DFO | SWPP | A | barrels | 7 | 14 | 6 | 9 | 10 | 9 | 7 | 5 | 9 | 7 | 6 | 7 | 7 | 14 | 6 | 9 | 10 | 9 | 7 | 5 | 9 | 7 | 6 | 7 | 5.778 | 5.778 | 5.778 | 5.778 | 5.778 | 5.778 | 5.778 | 5.778 | 5.778 | 5.778 | 5.778 | 5.778 | 40 | 81 | 35 | 52 | 58 | 52 | 40 | 29 | 52 | 40 | 35 | 40 | 40 | 81 | 35 | 52 | 58 | 52 | 40 | 29 | 52 | 40 | 35 | 40 | 2.431 | 5.383 | 2.431 | 3.481 | 3.857 | 3.462 | 2.908 | 2.125 | 3.527 | 2.906 | 2.365 | 2.955 | 96 | 96 | 554 | 554 | 37.831 | 2020
Vintage1988 | natural gas peaker | TRUE | 4667.2975.OK.IC | 2975 | N | . | Cushing | City of Cushing - (OK) | 4667 | OK | WSC | MRO |  | 22 | 1 | Electric Utility | IC | NG | NG | SWPP | A | mcf | 64 | 59 | 54 | 43 | 56 | 64 | 89 | 75 | 58 | 43 | 31 | 51 | 64 | 59 | 54 | 43 | 56 | 64 | 89 | 75 | 58 | 43 | 31 | 51 | 0.9 | 0.9 | 0.9 | 0.9 | 0.9 | 0.9 | 0.9 | 0.9 | 0.9 | 0.9 | 0.9 | 0.9 | 58 | 53 | 49 | 39 | 50 | 58 | 80 | 68 | 52 | 39 | 28 | 46 | 58 | 53 | 49 | 39 | 50 | 58 | 80 | 68 | 52 | 39 | 28 | 46 | 3.954 | 3.601 | 3.345 | 2.62 | 3.432 | 3.92 | 5.458 | 4.594 | 3.554 | 2.659 | 1.925 | 3.107 | 687 | 687 | 620 | 620 | 42.169 | 2020
Vintage1964 | hydro | TRUE | 7490.2980.OK.HY | 2980 | N | . | Markham | Grand River Dam Authority | 7490 | OK | WSC | MRO |  | 22 | 1 | Electric Utility | HY | WAT | HYC | SWPP | A |  | 0 | 0 | 0 | 0 | 0 | 0 | 0 | 0 | 0 | 0 | 0 | 0 | 0 | 0 | 0 | 0 | 0 | 0 | 0 | 0 | 0 | 0 | 0 | 0 | 0 | 0 | 0 | 0 | 0 | 0 | 0 | 0 | 0 | 0 | 0 | 0 | 152122 | 320197 | 295862 | 361560 | 394647 | 177214 | 246012 | 193221 | 253302 | 247632 | 153143 | 167195 | 152122 | 320197 | 295862 | 361560 | 394647 | 177214 | 246012 | 193221 | 253302 | 247632 | 153143 | 167195 | 17351.644 | 36523.012 | 33747.231 | 41241.037 | 45015.055 | 20213.792 | 28061.098 | 22039.541 | 28892.627 | 28245.882 | 17468.139 | 19070.942 | 0 | 0 | 2962107 | 2962107 | 337870 | 2020
Vintage1946 | hydro | TRUE | 7490.2981.OK.HY | 2981 | N | . | Pensacola | Grand River Dam Authority | 7490 | OK | WSC | MRO |  | 22 | 1 | Electric Utility | HY | WAT | HYC | SWPP | A |  | 0 | 0 | 0 | 0 | 0 | 0 | 0 | 0 | 0 | 0 | 0 | 0 | 0 | 0 | 0 | 0 | 0 | 0 | 0 | 0 | 0 | 0 | 0 | 0 | 0 | 0 | 0 | 0 | 0 | 0 | 0 | 0 | 0 | 0 | 0 | 0 | 230259 | 484666 | 447831 | 547275 | 597356 | 268240 | 372375 | 292468 | 383409 | 374827 | 231805 | 253074 | 230259 | 484666 | 447831 | 547275 | 597356 | 268240 | 372375 | 292468 | 383409 | 374827 | 231805 | 253074 | 26264.27 | 55282.957 | 51081.404 | 62424.382 | 68136.914 | 30596.551 | 42474.604 | 33360.091 | 43733.246 | 42754.302 | 26440.601 | 28866.678 | 0 | 0 | 4483585 | 4483585 | 511416 | 2020
Vintage1971 | other | TRUE | 7490.2982.OK.PS | 2982 | N | . | Salina | Grand River Dam Authority | 7490 | OK | WSC | MRO |  | 22 | 1 | Electric Utility | PS | WAT | HPS | SWPP | M | megawatthours | 10955 | 10284 | 15127 | 19787 | 22726 | 24820 | 24619 | 23943 | 22229 | 25014 | 15478 | 13357 | 10955 | 10284 | 15127 | 19787 | 22726 | 24820 | 24619 | 23943 | 22229 | 25014 | 15478 | 13357 | 0 | 0 | 0 | 0 | 0 | 0 | 0 | 0 | 0 | 0 | 0 | 0 | 0 | 0 | 0 | 0 | 0 | 0 | 0 | 0 | 0 | 0 | 0 | 0 | 0 | 0 | 0 | 0 | 0 | 0 | 0 | 0 | 0 | 0 | 0 | 0 | -6024 | -6067 | -7625 | -10424 | -11111 | -11627 | -12052 | -12442 | -11707 | -12431 | -7477 | -8833 | 228339 | 228339 | 0 | 0 | -117820 | 2020
Vintage1968 | hydro | TRUE | 27470.2984.OK.HY | 2984 | N | . | Keystone Dam | USCE-Tulsa District | 27470 | OK | WSC | MRO |  | 22 | 1 | Electric Utility | HY | WAT | HYC | SWPP | A |  | 0 | 0 | 0 | 0 | 0 | 0 | 0 | 0 | 0 | 0 | 0 | 0 | 0 | 0 | 0 | 0 | 0 | 0 | 0 | 0 | 0 | 0 | 0 | 0 | 0 | 0 | 0 | 0 | 0 | 0 | 0 | 0 | 0 | 0 | 0 | 0 | 99641 | 209732 | 193792 | 236825 | 258497 | 116077 | 161140 | 126561 | 165915 | 162201 | 100310 | 109514 | 99641 | 209732 | 193792 | 236825 | 258497 | 116077 | 161140 | 126561 | 165915 | 162201 | 100310 | 109514 | 11365.488 | 23922.914 | 22104.751 | 27013.264 | 29485.28 | 13240.222 | 18380.281 | 14436.105 | 18924.94 | 18501.316 | 11441.794 | 12491.645 | 0 | 0 | 1940205 | 1940205 | 221308 | 2020
Vintage1971 | hydro | TRUE | 27470.2985.OK.HY | 2985 | N | . | Robert S Kerr | USCE-Tulsa District | 27470 | OK | WSC | MRO |  | 22 | 1 | Electric Utility | HY | WAT | HYC | SPA | A |  | 0 | 0 | 0 | 0 | 0 | 0 | 0 | 0 | 0 | 0 | 0 | 0 | 0 | 0 | 0 | 0 | 0 | 0 | 0 | 0 | 0 | 0 | 0 | 0 | 0 | 0 | 0 | 0 | 0 | 0 | 0 | 0 | 0 | 0 | 0 | 0 | 208376 | 438605 | 405271 | 495264 | 540586 | 242747 | 336986 | 264673 | 346972 | 339205 | 209775 | 229023 | 208376 | 438605 | 405271 | 495264 | 540586 | 242747 | 336986 | 264673 | 346972 | 339205 | 209775 | 229023 | 23768.214 | 50029.079 | 46226.825 | 56491.81 | 61661.445 | 27688.773 | 38437.982 | 30189.677 | 39577.007 | 38691.099 | 23927.788 | 26123.301 | 0 | 0 | 4057483 | 4057483 | 462813 | 2020
Vintage1970 | petroleum | TRUE | 10320.2986.OK.IC | 2986 | N | . | Kingfisher | City of Kingfisher - (OK) | 10320 | OK | WSC | MRO |  | 22 | 1 | Electric Utility | IC | DFO | DFO | SWPP | A | barrels | 1 | 2 | 1 | 2 | 2 | 2 | 2 | 1 | 2 | 2 | 1 | 2 | 1 | 2 | 1 | 2 | 2 | 2 | 2 | 1 | 2 | 2 | 1 | 2 | 5.5 | 5.5 | 5.5 | 5.5 | 5.5 | 5.5 | 5.5 | 5.5 | 5.5 | 5.5 | 5.5 | 5.5 | 6 | 11 | 6 | 11 | 11 | 11 | 11 | 6 | 11 | 11 | 6 | 11 | 6 | 11 | 6 | 11 | 11 | 11 | 11 | 6 | 11 | 11 | 6 | 11 | 0.495 | 1.095 | 0.495 | 0.708 | 0.785 | 0.704 | 0.592 | 0.432 | 0.718 | 0.591 | 0.481 | 0.601 | 20 | 20 | 112 | 112 | 7.697 | 2020
Vintage1970 | natural gas peaker | TRUE | 10320.2986.OK.IC | 2986 | N | . | Kingfisher | City of Kingfisher - (OK) | 10320 | OK | WSC | MRO |  | 22 | 1 | Electric Utility | IC | NG | NG | SWPP | A | mcf | 10 | 10 | 9 | 7 | 9 | 11 | 15 | 12 | 10 | 7 | 5 | 8 | 10 | 10 | 9 | 7 | 9 | 11 | 15 | 12 | 10 | 7 | 5 | 8 | 1.05 | 1.05 | 1.05 | 1.05 | 1.05 | 1.05 | 1.05 | 1.05 | 1.05 | 1.05 | 1.05 | 1.05 | 11 | 11 | 9 | 7 | 9 | 12 | 16 | 13 | 11 | 7 | 5 | 8 | 11 | 11 | 9 | 7 | 9 | 12 | 16 | 13 | 11 | 7 | 5 | 8 | 0.776 | 0.709 | 0.659 | 0.516 | 0.676 | 0.772 | 1.075 | 0.905 | 0.7 | 0.524 | 0.379 | 0.612 | 113 | 113 | 119 | 119 | 8.303 | 2020
Vintage1973 | hydro | TRUE | 27470.2987.OK.HY | 2987 | N | . | Webbers Falls | USCE-Tulsa District | 27470 | OK | WSC | MRO |  | 22 | 1 | Electric Utility | HY | WAT | HYC | SPA | A |  | 0 | 0 | 0 | 0 | 0 | 0 | 0 | 0 | 0 | 0 | 0 | 0 | 0 | 0 | 0 | 0 | 0 | 0 | 0 | 0 | 0 | 0 | 0 | 0 | 0 | 0 | 0 | 0 | 0 | 0 | 0 | 0 | 0 | 0 | 0 | 0 | 94768 | 199475 | 184315 | 225243 | 245856 | 110400 | 153259 | 120372 | 157801 | 154269 | 95405 | 104158 | 94768 | 199475 | 184315 | 225243 | 245856 | 110400 | 153259 | 120372 | 157801 | 154269 | 95405 | 104158 | 10809.663 | 22752.971 | 21023.725 | 25692.188 | 28043.312 | 12592.713 | 17481.399 | 13730.112 | 17999.422 | 17596.515 | 10882.236 | 11880.744 | 0 | 0 | 1845321 | 1845321 | 210485 | 2020
Vintage1969 | petroleum | TRUE | 11566.2991.OK.IC | 2991 | N | . | Mangum | City of Mangum - (OK) | 11566 | OK | WSC | MRO |  | 22 | 1 | Electric Utility | IC | DFO | DFO | SWPP | A | barrels | 0 | 0 | 0 | 0 | 0 | 0 | 0 | 0 | 0 | 0 | 0 | 3 | 0 | 0 | 0 | 0 | 0 | 0 | 0 | 0 | 0 | 0 | 0 | 3 | 0 | 0 | 0 | 0 | 0 | 0 | 0 | 0 | 0 | 0 | 0 | 5.5 | 0 | 0 | 0 | 0 | 0 | 0 | 0 | 0 | 0 | 0 | 0 | 17 | 0 | 0 | 0 | 0 | 0 | 0 | 0 | 0 | 0 | 0 | 0 | 17 | 0 | 0 | 0 | 0 | 0 | 0 | 0 | 0 | 0 | 0 | 0 | 3.618 | 3 | 3 | 17 | 17 | 3.618 | 2020
Vintage1969 | natural gas peaker | TRUE | 11566.2991.OK.IC | 2991 | N | . | Mangum | City of Mangum - (OK) | 11566 | OK | WSC | MRO |  | 22 | 1 | Electric Utility | IC | NG | NG | SWPP | A | mcf | 1 | 1 | 0 | 0 | 0 | 1 | 1 | 1 | 1 | 0 | 0 | 0 | 1 | 1 | 0 | 0 | 0 | 1 | 1 | 1 | 1 | 0 | 0 | 0 | 1.05 | 1.05 | 0 | 0 | 0 | 1.05 | 1.05 | 1.05 | 1.05 | 0 | 0 | 0 | 1 | 1 | 0 | 0 | 0 | 1 | 1 | 1 | 1 | 0 | 0 | 0 | 1 | 1 | 0 | 0 | 0 | 1 | 1 | 1 | 1 | 0 | 0 | 0 | 0.13 | 0.118 | 0.11 | 0.086 | 0.112 | 0.128 | 0.179 | 0.151 | 0.116 | 0.087 | 0.063 | 0.102 | 6 | 6 | 6 | 6 | 1.382 | 2020
Vintage1966 | petroleum | TRUE | 14582.2995.OK.IC | 2995 | N | . | Pawhuska | City of Pawhuska - (OK) | 14582 | OK | WSC | MRO |  | 22 | 1 | Electric Utility | IC | DFO | DFO | SWPP | A | barrels | 10 | 18 | 8 | 12 | 13 | 12 | 10 | 7 | 12 | 10 | 8 | 10 | 10 | 18 | 8 | 12 | 13 | 12 | 10 | 7 | 12 | 10 | 8 | 10 | 5.5 | 5.5 | 5.5 | 5.5 | 5.5 | 5.5 | 5.5 | 5.5 | 5.5 | 5.5 | 5.5 | 5.5 | 55 | 99 | 44 | 66 | 72 | 66 | 55 | 39 | 66 | 55 | 44 | 55 | 55 | 99 | 44 | 66 | 72 | 66 | 55 | 39 | 66 | 55 | 44 | 55 | 4.115 | 9.107 | 4.113 | 5.889 | 6.524 | 5.856 | 4.919 | 3.594 | 5.967 | 4.916 | 4.001 | 4.999 | 130 | 130 | 716 | 716 | 64 | 2020
Vintage1966 | natural gas peaker | TRUE | 14582.2995.OK.IC | 2995 | N | . | Pawhuska | City of Pawhuska - (OK) | 14582 | OK | WSC | MRO |  | 22 | 1 | Electric Utility | IC | NG | NG | SWPP | A | mcf | 0 | 0 | 0 | 0 | 0 | 0 | 0 | 0 | 0 | 0 | 0 | 0 | 0 | 0 | 0 | 0 | 0 | 0 | 0 | 0 | 0 | 0 | 0 | 0 | 0 | 0 | 0 | 0 | 0 | 0 | 0 | 0 | 0 | 0 | 0 | 0 | 0 | 0 | 0 | 0 | 0 | 0 | 0 | 0 | 0 | 0 | 0 | 0 | 0 | 0 | 0 | 0 | 0 | 0 | 0 | 0 | 0 | 0 | 0 | 0 | 0 | 0 | 0 | 0 | 0 | 0 | 0 | 0 | 0 | 0 | 0 | 0 | 0 | 0 | 0 | 0 | 0 | 2020
Vintage2004 | petroleum | TRUE | 18125.3000.OK.IC | 3000 | N | . | Boomer Lake Station | Stillwater Utilities Authority | 18125 | OK | WSC | MRO |  | 22 | 1 | Electric Utility | IC | DFO | DFO | SWPP | A | barrels | 0 | 0 | 0 | 0 | 0 | 0 | 0 | 0 | 0 | 0 | 0 | 0 | 0 | 0 | 0 | 0 | 0 | 0 | 0 | 0 | 0 | 0 | 0 | 0 | 0 | 0 | 0 | 0 | 0 | 0 | 0 | 0 | 0 | 0 | 0 | 0 | 0 | 0 | 0 | 0 | 0 | 0 | 0 | 0 | 0 | 0 | 0 | 0 | 0 | 0 | 0 | 0 | 0 | 0 | 0 | 0 | 0 | 0 | 0 | 0 | 0 | 0 | 0 | 0 | 0 | 0 | 0 | 0 | 0 | 0 | 0 | 0 | 0 | 0 | 0 | 0 | 0 | 2020
Vintage2004 | natural gas peaker | TRUE | 18125.3000.OK.IC | 3000 | N | . | Boomer Lake Station | Stillwater Utilities Authority | 18125 | OK | WSC | MRO |  | 22 | 1 | Electric Utility | IC | NG | NG | SWPP | A | mcf | 0 | 0 | 0 | 0 | 0 | 0 | 0 | 0 | 0 | 0 | 0 | 0 | 0 | 0 | 0 | 0 | 0 | 0 | 0 | 0 | 0 | 0 | 0 | 0 | 0 | 0 | 0 | 0 | 0 | 0 | 0 | 0 | 0 | 0 | 0 | 0 | 0 | 0 | 0 | 0 | 0 | 0 | 0 | 0 | 0 | 0 | 0 | 0 | 0 | 0 | 0 | 0 | 0 | 0 | 0 | 0 | 0 | 0 | 0 | 0 | 0 | 0 | 0 | 0 | 0 | 0 | 0 | 0 | 0 | 0 | 0 | 0 | 0 | 0 | 0 | 0 | 0 | 2020
Vintage1953 | hydro | TRUE | 27470.3003.OK.HY | 3003 | N | . | Fort Gibson | USCE-Tulsa District | 27470 | OK | WSC | MRO |  | 22 | 1 | Electric Utility | HY | WAT | HYC | SPA | A |  | 0 | 0 | 0 | 0 | 0 | 0 | 0 | 0 | 0 | 0 | 0 | 0 | 0 | 0 | 0 | 0 | 0 | 0 | 0 | 0 | 0 | 0 | 0 | 0 | 0 | 0 | 0 | 0 | 0 | 0 | 0 | 0 | 0 | 0 | 0 | 0 | 111420 | 234526 | 216702 | 264822 | 289056 | 129799 | 180189 | 141523 | 185529 | 181376 | 112168 | 122461 | 111420 | 234526 | 216702 | 264822 | 289056 | 129799 | 180189 | 141523 | 185529 | 181376 | 112168 | 122461 | 12709.062 | 26750.969 | 24717.872 | 30206.646 | 32970.893 | 14805.42 | 20553.112 | 16142.674 | 21162.158 | 20688.456 | 12794.389 | 13968.349 | 0 | 0 | 2169571 | 2169571 | 247470 | 2020
Vintage1953 | hydro | TRUE | 27470.3004.OK.HY | 3004 | N | . | Tenkiller Ferry | USCE-Tulsa District | 27470 | OK | WSC | MRO |  | 22 | 1 | Electric Utility | HY | WAT | HYC | SPA | A |  | 0 | 0 | 0 | 0 | 0 | 0 | 0 | 0 | 0 | 0 | 0 | 0 | 0 | 0 | 0 | 0 | 0 | 0 | 0 | 0 | 0 | 0 | 0 | 0 | 0 | 0 | 0 | 0 | 0 | 0 | 0 | 0 | 0 | 0 | 0 | 0 | 72500 | 152604 | 141006 | 172318 | 188087 | 84459 | 117248 | 92088 | 120722 | 118020 | 72987 | 79684 | 72500 | 152604 | 141006 | 172318 | 188087 | 84459 | 117248 | 92088 | 120722 | 118020 | 72987 | 79684 | 8269.699 | 17406.669 | 16083.746 | 19655.253 | 21453.93 | 9633.783 | 13373.766 | 10503.925 | 13770.069 | 13461.833 | 8325.22 | 9089.107 | 0 | 0 | 1411723 | 1411723 | 161027 | 2020
Vintage1977 | natural gas combined cycle | TRUE | 20447.3006.OK.CS | 3006 | N | . | Anadarko Plant | Western Farmers Elec Coop, Inc | 20447 | OK | WSC | MRO |  | 22 | 1 | Electric Utility | CS | NG | NG | SWPP | M | mcf | 502187 | 165685 | 198777 | 89637 | 31177 | 169411 | 202029 | 402654 | 109425 | 337079 | 33192 | 77486 | 502187 | 165685 | 198777 | 89637 | 31177 | 169411 | 202029 | 402654 | 109425 | 337079 | 33192 | 77486 | 1.03 | 1.03 | 1.03 | 1.05 | 1.04 | 1.03 | 1.03 | 1.03 | 1.06 | 1.03 | 1.03 | 1.02 | 517253 | 170656 | 204740 | 94119 | 32424 | 174493 | 208090 | 414734 | 115991 | 347191 | 34188 | 79036 | 517253 | 170656 | 204740 | 94119 | 32424 | 174493 | 208090 | 414734 | 115991 | 347191 | 34188 | 79036 | 59750 | 19601 | 23429 | 10780 | 3621 | 19260 | 22679 | 44887 | 12823 | 37223 | 3706 | 8547 | 2318739 | 2318739 | 2392915 | 2392915 | 266306 | 2020
Vintage2009 | natural gas peaker | TRUE | 20447.3006.OK.GT | 3006 | N | . | Anadarko Plant | Western Farmers Elec Coop, Inc | 20447 | OK | WSC | MRO |  | 22 | 1 | Electric Utility | GT | NG | NG | SWPP | M | mcf | 126572 | 102548 | 216206 | 76979 | 174876 | 311626 | 394283 | 476737 | 366170 | 354266 | 129356 | 125863 | 126572 | 102548 | 216206 | 76979 | 174876 | 311626 | 394283 | 476737 | 366170 | 354266 | 129356 | 125863 | 1.03 | 1.02 | 1.02 | 1.04 | 1.04 | 1.04 | 1.04 | 1.03 | 1.03 | 1.03 | 1.04 | 1.04 | 130369 | 104599 | 220530 | 80058 | 181871 | 324091 | 410054 | 491039 | 377155 | 364894 | 134530 | 130898 | 130369 | 104599 | 220530 | 80058 | 181871 | 324091 | 410054 | 491039 | 377155 | 364894 | 134530 | 130898 | 11944 | 9166 | 19967 | 6711 | 15465 | 29337 | 37629 | 45659 | 34223 | 32592 | 10743 | 11162 | 2855482 | 2855482 | 2950088 | 2950088 | 264598 | 2020
Vintage1959 | natural gas steam turbine | TRUE | 20447.3006.OK.ST | 3006 | N | . | Anadarko Plant | Western Farmers Elec Coop, Inc | 20447 | OK | WSC | MRO |  | 22 | 1 | Electric Utility | ST | NG | NG | SWPP | M | mcf | 0 | 0 | 0 | 0 | 0 | 0 | 0 | 0 | 836 | 0 | 0 | 0 | 0 | 0 | 0 | 0 | 0 | 0 | 0 | 0 | 836 | 0 | 0 | 0 | 0 | 0 | 0 | 0 | 0 | 0 | 0 | 0 | 1.03 | 0 | 0 | 0 | 0 | 0 | 0 | 0 | 0 | 0 | 0 | 0 | 861 | 0 | 0 | 0 | 0 | 0 | 0 | 0 | 0 | 0 | 0 | 0 | 861 | 0 | 0 | 0 | 0 | 0 | 0 | 0 | 0 | 0 | 0 | 0 | 70 | 0 | 0 | 0 | 836 | 836 | 861 | 861 | 70 | 2020
Vintage1975 | natural gas steam turbine | TRUE | 20447.3008.OK.ST | 3008 | N | . | Mooreland | Western Farmers Elec Coop, Inc | 20447 | OK | WSC | MRO |  | 22 | 1 | Electric Utility | ST | NG | NG | SWPP | AM | mcf | 12261 | 9399 | 25457 | 12596 | 4209 | 42762 | 60544 | 92991 | 56514 | 85859 | 9418 | 19920 | 12261 | 9399 | 25457 | 12596 | 4209 | 42762 | 60544 | 92991 | 56514 | 85859 | 9418 | 19920 | 1.04 | 1.04 | 1.04 | 1.04 | 1.04 | 1.03 | 1.04 | 1.04 | 1.05 | 1.03 | 1.04 | 1.04 | 12751 | 9775 | 26475 | 13100 | 4377 | 44045 | 62966 | 96711 | 59340 | 88435 | 9795 | 20717 | 12751 | 9775 | 26475 | 13100 | 4377 | 44045 | 62966 | 96711 | 59340 | 88435 | 9795 | 20717 | 584 | 116 | 1480 | 481 | 323 | 3470 | 4327 | 7119 | 4185 | 7044 | 485 | 1558 | 431930 | 431930 | 448487 | 448487 | 31172 | 2020
Vintage1967 | hydro | TRUE | 9191.3013.OR.HY | 3013 | N | . | Hells Canyon | Idaho Power Co | 9191 | OR | PACC | WECC |  | 22 | 1 | Electric Utility | HY | WAT | HYC | IPCO | A |  | 0 | 0 | 0 | 0 | 0 | 0 | 0 | 0 | 0 | 0 | 0 | 0 | 0 | 0 | 0 | 0 | 0 | 0 | 0 | 0 | 0 | 0 | 0 | 0 | 0 | 0 | 0 | 0 | 0 | 0 | 0 | 0 | 0 | 0 | 0 | 0 | 1329886 | 1440262 | 1155789 | 1027818 | 1762453 | 1769801 | 1622581 | 1304780 | 991511 | 976535 | 1178296 | 1208710 | 1329886 | 1440262 | 1155789 | 1027818 | 1762453 | 1769801 | 1622581 | 1304780 | 991511 | 976535 | 1178296 | 1208710 | 151692.27 | 164282.17 | 131834.04 | 117237.19 | 201032.59 | 201870.73 | 185078.25 | 148828.59 | 113095.84 | 111387.58 | 134401.3 | 137870.47 | 0 | 0 | 15768422 | 15768422 | 1798611 | 2020
Vintage1961 | hydro | TRUE | 9191.3014.OR.HY | 3014 | N | . | Oxbow (OR) | Idaho Power Co | 9191 | OR | PACC | WECC |  | 22 | 1 | Electric Utility | HY | WAT | HYC | IPCO | A |  | 0 | 0 | 0 | 0 | 0 | 0 | 0 | 0 | 0 | 0 | 0 | 0 | 0 | 0 | 0 | 0 | 0 | 0 | 0 | 0 | 0 | 0 | 0 | 0 | 0 | 0 | 0 | 0 | 0 | 0 | 0 | 0 | 0 | 0 | 0 | 0 | 661255 | 716137 | 574690 | 511059 | 876339 | 879993 | 806791 | 648772 | 493006 | 485560 | 585881 | 601003 | 661255 | 716137 | 574690 | 511059 | 876339 | 879993 | 806791 | 648772 | 493006 | 485560 | 585881 | 601003 | 75425.495 | 81685.534 | 65551.445 | 58293.498 | 99958.835 | 100375.58 | 92025.908 | 74001.597 | 56234.31 | 55384.914 | 66827.96 | 68552.922 | 0 | 0 | 7840486 | 7840486 | 894318 | 2020
Vintage1953 | hydro | TRUE | 14354.3020.OR.HY | 3020 | N | . | Clearwater 1 | PacifiCorp | 14354 | OR | PACC | WECC |  | 22 | 1 | Electric Utility | HY | WAT | HYC | PACW | A |  | 0 | 0 | 0 | 0 | 0 | 0 | 0 | 0 | 0 | 0 | 0 | 0 | 0 | 0 | 0 | 0 | 0 | 0 | 0 | 0 | 0 | 0 | 0 | 0 | 0 | 0 | 0 | 0 | 0 | 0 | 0 | 0 | 0 | 0 | 0 | 0 | 17436 | 18884 | 15154 | 13476 | 23108 | 23204 | 21274 | 17107 | 13000 | 12804 | 15449 | 15848 | 17436 | 18884 | 15154 | 13476 | 23108 | 23204 | 21274 | 17107 | 13000 | 12804 | 15449 | 15848 | 1988.873 | 2153.941 | 1728.506 | 1537.124 | 2635.784 | 2646.773 | 2426.603 | 1951.326 | 1482.825 | 1460.428 | 1762.166 | 1807.651 | 0 | 0 | 206744 | 206744 | 23582 | 2020
Vintage1953 | hydro | TRUE | 14354.3021.OR.HY | 3021 | N | . | Clearwater 2 | PacifiCorp | 14354 | OR | PACC | WECC |  | 22 | 1 | Electric Utility | HY | WAT | HYC | PACW | A |  | 0 | 0 | 0 | 0 | 0 | 0 | 0 | 0 | 0 | 0 | 0 | 0 | 0 | 0 | 0 | 0 | 0 | 0 | 0 | 0 | 0 | 0 | 0 | 0 | 0 | 0 | 0 | 0 | 0 | 0 | 0 | 0 | 0 | 0 | 0 | 0 | 16407 | 17769 | 14259 | 12681 | 21744 | 21835 | 20018 | 16097 | 12233 | 12048 | 14537 | 14912 | 16407 | 17769 | 14259 | 12681 | 21744 | 21835 | 20018 | 16097 | 12233 | 12048 | 14537 | 14912 | 1871.472 | 2026.798 | 1626.476 | 1446.39 | 2480.199 | 2490.539 | 2283.366 | 1836.143 | 1395.297 | 1374.222 | 1658.149 | 1700.949 | 0 | 0 | 194540 | 194540 | 22190 | 2020
Vintage1957 | hydro | TRUE | 14354.3024.OR.HY | 3024 | N | . | Eagle Point | PacifiCorp | 14354 | OR | PACC | WECC |  | 22 | 1 | Electric Utility | HY | WAT | HYC | PACW | A |  | 0 | 0 | 0 | 0 | 0 | 0 | 0 | 0 | 0 | 0 | 0 | 0 | 0 | 0 | 0 | 0 | 0 | 0 | 0 | 0 | 0 | 0 | 0 | 0 | 0 | 0 | 0 | 0 | 0 | 0 | 0 | 0 | 0 | 0 | 0 | 0 | 11830 | 12811 | 10281 | 9143 | 15677 | 15743 | 14433 | 11606 | 8820 | 8686 | 10481 | 10752 | 11830 | 12811 | 10281 | 9143 | 15677 | 15743 | 14433 | 11606 | 8820 | 8686 | 10481 | 10752 | 1349.331 | 1461.322 | 1172.69 | 1042.848 | 1788.225 | 1795.68 | 1646.308 | 1323.86 | 1006.01 | 990.815 | 1195.526 | 1226.385 | 0 | 0 | 140263 | 140263 | 15999 | 2020
Vintage1924 | hydro | TRUE | 14354.3025.OR.HY | 3025 | N | . | East Side | PacifiCorp | 14354 | OR | PACC | WECC |  | 22 | 1 | Electric Utility | HY | WAT | HYC | PACW | A |  | 0 | 0 | 0 | 0 | 0 | 0 | 0 | 0 | 0 | 0 | 0 | 0 | 0 | 0 | 0 | 0 | 0 | 0 | 0 | 0 | 0 | 0 | 0 | 0 | 0 | 0 | 0 | 0 | 0 | 0 | 0 | 0 | 0 | 0 | 0 | 0 | 0 | 0 | 0 | 0 | 0 | 0 | 0 | 0 | 0 | 0 | 0 | 0 | 0 | 0 | 0 | 0 | 0 | 0 | 0 | 0 | 0 | 0 | 0 | 0 | 0 | 0 | 0 | 0 | 0 | 0 | 0 | 0 | 0 | 0 | 0 | 0 | 0 | 0 | 0 | 0 | 0 | 2020
Vintage1952 | hydro | TRUE | 14354.3026.OR.HY | 3026 | N | . | Fish Creek | PacifiCorp | 14354 | OR | PACC | WECC |  | 22 | 1 | Electric Utility | HY | WAT | HYC | PACW | A |  | 0 | 0 | 0 | 0 | 0 | 0 | 0 | 0 | 0 | 0 | 0 | 0 | 0 | 0 | 0 | 0 | 0 | 0 | 0 | 0 | 0 | 0 | 0 | 0 | 0 | 0 | 0 | 0 | 0 | 0 | 0 | 0 | 0 | 0 | 0 | 0 | 15376 | 16652 | 13363 | 11883 | 20377 | 20462 | 18760 | 15085 | 11464 | 11290 | 13623 | 13975 | 15376 | 16652 | 13363 | 11883 | 20377 | 20462 | 18760 | 15085 | 11464 | 11290 | 13623 | 13975 | 1753.821 | 1899.381 | 1524.226 | 1355.461 | 2324.278 | 2333.969 | 2139.819 | 1720.711 | 1307.58 | 1287.83 | 1553.907 | 1594.017 | 0 | 0 | 182310 | 182310 | 20795 | 2020
Vintage1958 | hydro | TRUE | 14354.3028.OR.HY | 3028 | N | . | John C Boyle | PacifiCorp | 14354 | OR | PACC | WECC |  | 22 | 1 | Electric Utility | HY | WAT | HYC | PACW | A |  | 0 | 0 | 0 | 0 | 0 | 0 | 0 | 0 | 0 | 0 | 0 | 0 | 0 | 0 | 0 | 0 | 0 | 0 | 0 | 0 | 0 | 0 | 0 | 0 | 0 | 0 | 0 | 0 | 0 | 0 | 0 | 0 | 0 | 0 | 0 | 0 | 131309 | 142207 | 114119 | 101483 | 174019 | 174744 | 160208 | 128830 | 97899 | 96420 | 116341 | 119344 | 131309 | 142207 | 114119 | 101483 | 174019 | 174744 | 160208 | 128830 | 97899 | 96420 | 116341 | 119344 | 14977.6 | 16220.687 | 13016.864 | 11575.619 | 19849.304 | 19932.059 | 18274.024 | 14694.851 | 11166.716 | 10998.047 | 13270.348 | 13612.881 | 0 | 0 | 1556923 | 1556923 | 177589 | 2020
Vintage1955 | hydro | TRUE | 14354.3029.OR.HY | 3029 | N | . | Lemolo 1 | PacifiCorp | 14354 | OR | PACC | WECC |  | 22 | 1 | Electric Utility | HY | WAT | HYC | PACW | A |  | 0 | 0 | 0 | 0 | 0 | 0 | 0 | 0 | 0 | 0 | 0 | 0 | 0 | 0 | 0 | 0 | 0 | 0 | 0 | 0 | 0 | 0 | 0 | 0 | 0 | 0 | 0 | 0 | 0 | 0 | 0 | 0 | 0 | 0 | 0 | 0 | 61215 | 66295 | 53201 | 47310 | 81126 | 81464 | 74687 | 60059 | 45639 | 44950 | 54237 | 55637 | 61215 | 66295 | 53201 | 47310 | 81126 | 81464 | 74687 | 60059 | 45639 | 44950 | 54237 | 55637 | 6982.389 | 7561.902 | 6068.316 | 5396.424 | 9253.523 | 9292.102 | 8519.145 | 6850.575 | 5205.798 | 5127.166 | 6186.487 | 6346.173 | 0 | 0 | 725820 | 725820 | 82790 | 2020
Vintage1912 | hydro | TRUE | 14354.3032.OR.HY | 3032 | N | . | Prospect 1 | PacifiCorp | 14354 | OR | PACC | WECC |  | 22 | 1 | Electric Utility | HY | WAT | HYC | PACW | A |  | 0 | 0 | 0 | 0 | 0 | 0 | 0 | 0 | 0 | 0 | 0 | 0 | 0 | 0 | 0 | 0 | 0 | 0 | 0 | 0 | 0 | 0 | 0 | 0 | 0 | 0 | 0 | 0 | 0 | 0 | 0 | 0 | 0 | 0 | 0 | 0 | 9546 | 10339 | 8297 | 7378 | 12651 | 12704 | 11647 | 9366 | 7117 | 7010 | 8458 | 8677 | 9546 | 10339 | 8297 | 7378 | 12651 | 12704 | 11647 | 9366 | 7117 | 7010 | 8458 | 8677 | 1088.896 | 1179.269 | 946.346 | 841.566 | 1443.076 | 1449.092 | 1328.55 | 1068.339 | 811.838 | 799.575 | 964.775 | 989.678 | 0 | 0 | 113190 | 113190 | 12911 | 2020
Vintage1928 | hydro | TRUE | 14354.3033.OR.HY | 3033 | N | . | Prospect 2 | PacifiCorp | 14354 | OR | PACC | WECC |  | 22 | 1 | Electric Utility | HY | WAT | HYC | PACW | A |  | 0 | 0 | 0 | 0 | 0 | 0 | 0 | 0 | 0 | 0 | 0 | 0 | 0 | 0 | 0 | 0 | 0 | 0 | 0 | 0 | 0 | 0 | 0 | 0 | 0 | 0 | 0 | 0 | 0 | 0 | 0 | 0 | 0 | 0 | 0 | 0 | 130052 | 140846 | 113027 | 100513 | 172354 | 173073 | 158676 | 127597 | 96962 | 95497 | 115228 | 118202 | 130052 | 140846 | 113027 | 100513 | 172354 | 173073 | 158676 | 127597 | 96962 | 95497 | 115228 | 118202 | 14834.311 | 16065.503 | 12892.331 | 11464.874 | 19659.405 | 19741.368 | 18099.196 | 14554.265 | 11059.883 | 10892.828 | 13143.39 | 13482.646 | 0 | 0 | 1542027 | 1542027 | 175890 | 2020
Vintage1932 | hydro | TRUE | 14354.3034.OR.HY | 3034 | N | . | Prospect 3 | PacifiCorp | 14354 | OR | PACC | WECC |  | 22 | 1 | Electric Utility | HY | WAT | HYC | PACW | A |  | 0 | 0 | 0 | 0 | 0 | 0 | 0 | 0 | 0 | 0 | 0 | 0 | 0 | 0 | 0 | 0 | 0 | 0 | 0 | 0 | 0 | 0 | 0 | 0 | 0 | 0 | 0 | 0 | 0 | 0 | 0 | 0 | 0 | 0 | 0 | 0 | 12585 | 13630 | 10938 | 9727 | 16679 | 16748 | 15355 | 12348 | 9383 | 9241 | 11151 | 11439 | 12585 | 13630 | 10938 | 9727 | 16679 | 16748 | 15355 | 12348 | 9383 | 9241 | 11151 | 11439 | 1435.526 | 1554.67 | 1247.6 | 1109.464 | 1902.455 | 1910.386 | 1751.472 | 1408.427 | 1070.273 | 1054.107 | 1271.895 | 1304.725 | 0 | 0 | 149224 | 149224 | 17021 | 2020
Vintage1944 | hydro | TRUE | 14354.3035.OR.HY | 3035 | N | . | Prospect 4 | PacifiCorp | 14354 | OR | PACC | WECC |  | 22 | 1 | Electric Utility | HY | WAT | HYC | PACW | A |  | 0 | 0 | 0 | 0 | 0 | 0 | 0 | 0 | 0 | 0 | 0 | 0 | 0 | 0 | 0 | 0 | 0 | 0 | 0 | 0 | 0 | 0 | 0 | 0 | 0 | 0 | 0 | 0 | 0 | 0 | 0 | 0 | 0 | 0 | 0 | 0 | 1992 | 2157 | 1731 | 1539 | 2640 | 2651 | 2430 | 1954 | 1485 | 1463 | 1765 | 1810 | 1992 | 2157 | 1731 | 1539 | 2640 | 2651 | 2430 | 1954 | 1485 | 1463 | 1765 | 1810 | 227.209 | 246.066 | 197.464 | 175.6 | 301.111 | 302.367 | 277.214 | 222.919 | 169.397 | 166.839 | 201.309 | 206.505 | 0 | 0 | 23617 | 23617 | 2694 | 2020
Vintage1951 | hydro | TRUE | 14354.3036.OR.HY | 3036 | N | . | Slide Creek | PacifiCorp | 14354 | OR | PACC | WECC |  | 22 | 1 | Electric Utility | HY | WAT | HYC | PACW | A |  | 0 | 0 | 0 | 0 | 0 | 0 | 0 | 0 | 0 | 0 | 0 | 0 | 0 | 0 | 0 | 0 | 0 | 0 | 0 | 0 | 0 | 0 | 0 | 0 | 0 | 0 | 0 | 0 | 0 | 0 | 0 | 0 | 0 | 0 | 0 | 0 | 35473 | 38417 | 30829 | 27416 | 47012 | 47208 | 43281 | 34804 | 26447 | 26048 | 31430 | 32241 | 35473 | 38417 | 30829 | 27416 | 47012 | 47208 | 43281 | 34804 | 26447 | 26048 | 31430 | 32241 | 4046.228 | 4382.049 | 3516.53 | 3127.175 | 5362.326 | 5384.683 | 4936.762 | 3969.841 | 3016.709 | 2971.143 | 3585.009 | 3677.545 | 0 | 0 | 420606 | 420606 | 47976 | 2020
Vintage1952 | hydro | TRUE | 14354.3037.OR.HY | 3037 | N | . | Soda Springs | PacifiCorp | 14354 | OR | PACC | WECC |  | 22 | 1 | Electric Utility | HY | WAT | HYC | PACW | A |  | 0 | 0 | 0 | 0 | 0 | 0 | 0 | 0 | 0 | 0 | 0 | 0 | 0 | 0 | 0 | 0 | 0 | 0 | 0 | 0 | 0 | 0 | 0 | 0 | 0 | 0 | 0 | 0 | 0 | 0 | 0 | 0 | 0 | 0 | 0 | 0 | 27784 | 30090 | 24147 | 21473 | 36822 | 36975 | 33899 | 27260 | 20715 | 20402 | 24617 | 25253 | 27784 | 30090 | 24147 | 21473 | 36822 | 36975 | 33899 | 27260 | 20715 | 20402 | 24617 | 25253 | 3169.19 | 3432.221 | 2754.307 | 2449.347 | 4200.02 | 4217.53 | 3866.698 | 3109.362 | 2362.825 | 2327.135 | 2807.943 | 2880.422 | 0 | 0 | 329437 | 329437 | 37577 | 2020
Vintage1950 | hydro | TRUE | 14354.3040.OR.HY | 3040 | N | . | Toketee Falls | PacifiCorp | 14354 | OR | PACC | WECC |  | 22 | 1 | Electric Utility | HY | WAT | HYC | PACW | A |  | 0 | 0 | 0 | 0 | 0 | 0 | 0 | 0 | 0 | 0 | 0 | 0 | 0 | 0 | 0 | 0 | 0 | 0 | 0 | 0 | 0 | 0 | 0 | 0 | 0 | 0 | 0 | 0 | 0 | 0 | 0 | 0 | 0 | 0 | 0 | 0 | 115771 | 125380 | 100615 | 89475 | 153427 | 154067 | 141251 | 113585 | 86314 | 85011 | 102575 | 105222 | 115771 | 125380 | 100615 | 89475 | 153427 | 154067 | 141251 | 113585 | 86314 | 85011 | 102575 | 105222 | 13205.311 | 14301.303 | 11476.586 | 10205.883 | 17500.547 | 17573.51 | 16111.67 | 12956.018 | 9845.365 | 9696.655 | 11700.075 | 12002.077 | 0 | 0 | 1372693 | 1372693 | 156575 | 2020
Vintage1921 | hydro | TRUE | 14354.3041.OR.HY | 3041 | N | . | Wallowa Falls | PacifiCorp | 14354 | OR | PACC | WECC |  | 22 | 1 | Electric Utility | HY | WAT | HYC | PACW | A |  | 0 | 0 | 0 | 0 | 0 | 0 | 0 | 0 | 0 | 0 | 0 | 0 | 0 | 0 | 0 | 0 | 0 | 0 | 0 | 0 | 0 | 0 | 0 | 0 | 0 | 0 | 0 | 0 | 0 | 0 | 0 | 0 | 0 | 0 | 0 | 0 | 3755 | 4066 | 3263 | 2902 | 4976 | 4997 | 4581 | 3684 | 2799 | 2757 | 3327 | 3413 | 3755 | 4066 | 3263 | 2902 | 4976 | 4997 | 4581 | 3684 | 2799 | 2757 | 3327 | 3413 | 428.271 | 463.816 | 372.206 | 330.995 | 567.573 | 569.94 | 522.53 | 420.186 | 319.302 | 314.479 | 379.454 | 389.248 | 0 | 0 | 44520 | 44520 | 5078 | 2020
Vintage1958 | hydro | TRUE | 15248.3045.OR.HY | 3045 | N | . | Faraday | Portland General Electric Co | 15248 | OR | PACC | WECC |  | 22 | 1 | Electric Utility | HY | WAT | HYC | PGE | A |  | 0 | 0 | 0 | 0 | 0 | 0 | 0 | 0 | 0 | 0 | 0 | 0 | 0 | 0 | 0 | 0 | 0 | 0 | 0 | 0 | 0 | 0 | 0 | 0 | 0 | 0 | 0 | 0 | 0 | 0 | 0 | 0 | 0 | 0 | 0 | 0 | 0 | 0 | 0 | 0 | 0 | 0 | 0 | 0 | 0 | 0 | 0 | 0 | 0 | 0 | 0 | 0 | 0 | 0 | 0 | 0 | 0 | 0 | 0 | 0 | -17.711 | -19.181 | -15.393 | -13.688 | -23.472 | -23.57 | -21.609 | -17.377 | -13.205 | -13.005 | -15.692 | -16.097 | 0 | 0 | 0 | 0 | -210 | 2020
Vintage1958 | hydro | TRUE | 15248.3047.OR.HY | 3047 | N | . | North Fork | Portland General Electric Co | 15248 | OR | PACC | WECC |  | 22 | 1 | Electric Utility | HY | WAT | HYC | PGE | A |  | 0 | 0 | 0 | 0 | 0 | 0 | 0 | 0 | 0 | 0 | 0 | 0 | 0 | 0 | 0 | 0 | 0 | 0 | 0 | 0 | 0 | 0 | 0 | 0 | 0 | 0 | 0 | 0 | 0 | 0 | 0 | 0 | 0 | 0 | 0 | 0 | 121027 | 131071 | 105183 | 93537 | 160392 | 161061 | 147663 | 118742 | 90233 | 88870 | 107231 | 109999 | 121027 | 131071 | 105183 | 93537 | 160392 | 161061 | 147663 | 118742 | 90233 | 88870 | 107231 | 109999 | 13804.788 | 14950.536 | 11997.586 | 10669.197 | 18295.016 | 18371.291 | 16843.088 | 13544.179 | 10292.313 | 10136.852 | 12231.221 | 12546.933 | 0 | 0 | 1435009 | 1435009 | 163683 | 2020
Vintage1958 | hydro | TRUE | 15248.3048.OR.HY | 3048 | N | . | Pelton | Portland General Electric Co | 15248 | OR | PACC | WECC |  | 22 | 1 | Electric Utility | HY | WAT | HYC | PGE | A |  | 0 | 0 | 0 | 0 | 0 | 0 | 0 | 0 | 0 | 0 | 0 | 0 | 0 | 0 | 0 | 0 | 0 | 0 | 0 | 0 | 0 | 0 | 0 | 0 | 0 | 0 | 0 | 0 | 0 | 0 | 0 | 0 | 0 | 0 | 0 | 0 | 250758 | 271570 | 217931 | 193801 | 332321 | 333707 | 305947 | 246024 | 186955 | 184132 | 222175 | 227910 | 250758 | 271570 | 217931 | 193801 | 332321 | 333707 | 305947 | 246024 | 186955 | 184132 | 222175 | 227910 | 28602.495 | 30976.398 | 24858.106 | 22105.782 | 37905.912 | 38063.949 | 34897.625 | 28062.532 | 21324.907 | 21002.803 | 25342.18 | 25996.311 | 0 | 0 | 2973231 | 2973231 | 339139 | 2020
Vintage1952 | hydro | TRUE | 15248.3049.OR.HY | 3049 | N | . | River Mill | Portland General Electric Co | 15248 | OR | PACC | WECC |  | 22 | 1 | Electric Utility | HY | WAT | HYC | PGE | A |  | 0 | 0 | 0 | 0 | 0 | 0 | 0 | 0 | 0 | 0 | 0 | 0 | 0 | 0 | 0 | 0 | 0 | 0 | 0 | 0 | 0 | 0 | 0 | 0 | 0 | 0 | 0 | 0 | 0 | 0 | 0 | 0 | 0 | 0 | 0 | 0 | 62424 | 67605 | 54252 | 48245 | 82729 | 83074 | 76163 | 61246 | 46541 | 45838 | 55309 | 56736 | 62424 | 67605 | 54252 | 48245 | 82729 | 83074 | 76163 | 61246 | 46541 | 45838 | 55309 | 56736 | 7120.368 | 7711.332 | 6188.231 | 5503.061 | 9436.38 | 9475.722 | 8687.491 | 6985.948 | 5308.669 | 5228.483 | 6308.737 | 6471.578 | 0 | 0 | 740162 | 740162 | 84426 | 2020
Vintage1964 | hydro | TRUE | 15248.3050.OR.HY | 3050 | N | . | Round Butte | Portland General Electric Co | 15248 | OR | PACC | WECC |  | 22 | 1 | Electric Utility | HY | WAT | HYC | PGE | A |  | 0 | 0 | 0 | 0 | 0 | 0 | 0 | 0 | 0 | 0 | 0 | 0 | 0 | 0 | 0 | 0 | 0 | 0 | 0 | 0 | 0 | 0 | 0 | 0 | 0 | 0 | 0 | 0 | 0 | 0 | 0 | 0 | 0 | 0 | 0 | 0 | 568511 | 615695 | 494086 | 439380 | 753428 | 756569 | 693634 | 557778 | 423859 | 417457 | 503708 | 516709 | 568511 | 615695 | 494086 | 439380 | 753428 | 756569 | 693634 | 557778 | 423859 | 417457 | 503708 | 516709 | 64846.656 | 70228.69 | 56357.496 | 50117.515 | 85939.061 | 86297.356 | 79118.77 | 63622.467 | 48347.14 | 47616.877 | 57454.973 | 58937.999 | 0 | 0 | 6740814 | 6740814 | 768885 | 2020
Vintage1952 | hydro | TRUE | 15248.3053.OR.HY | 3053 | N | . | Sullivan | Portland General Electric Co | 15248 | OR | PACC | WECC |  | 22 | 1 | Electric Utility | HY | WAT | HYC | PGE | A |  | 0 | 0 | 0 | 0 | 0 | 0 | 0 | 0 | 0 | 0 | 0 | 0 | 0 | 0 | 0 | 0 | 0 | 0 | 0 | 0 | 0 | 0 | 0 | 0 | 0 | 0 | 0 | 0 | 0 | 0 | 0 | 0 | 0 | 0 | 0 | 0 | 78794 | 85333 | 68479 | 60897 | 104423 | 104858 | 96135 | 77306 | 58746 | 57858 | 69812 | 71614 | 78794 | 85333 | 68479 | 60897 | 104423 | 104858 | 96135 | 77306 | 58746 | 57858 | 69812 | 71614 | 8987.539 | 9733.472 | 7810.969 | 6946.127 | 11910.879 | 11960.537 | 10965.608 | 8817.87 | 6700.759 | 6599.547 | 7963.075 | 8168.618 | 0 | 0 | 934255 | 934255 | 106565 | 2020
Vintage1963 | hydro | TRUE | 6013.3067.OR.HY | 3067 | N | . | Carmen Smith | Eugene Water & Electric Board | 6013 | OR | PACC | WECC |  | 22 | 1 | Electric Utility | HY | WAT | HYC | BPAT | A |  | 0 | 0 | 0 | 0 | 0 | 0 | 0 | 0 | 0 | 0 | 0 | 0 | 0 | 0 | 0 | 0 | 0 | 0 | 0 | 0 | 0 | 0 | 0 | 0 | 0 | 0 | 0 | 0 | 0 | 0 | 0 | 0 | 0 | 0 | 0 | 0 | 116369 | 126027 | 101135 | 89937 | 154220 | 154863 | 141981 | 114172 | 86760 | 85450 | 103105 | 105766 | 116369 | 126027 | 101135 | 89937 | 154220 | 154863 | 141981 | 114172 | 86760 | 85450 | 103105 | 105766 | 13273.539 | 14375.196 | 11535.884 | 10258.615 | 17590.97 | 17664.31 | 16194.917 | 13022.96 | 9896.235 | 9746.756 | 11760.528 | 12064.09 | 0 | 0 | 1379785 | 1379785 | 157384 | 2020
Vintage1950 | hydro | TRUE | 6013.3068.OR.HY | 3068 | N | . | Leaburg | Eugene Water & Electric Board | 6013 | OR | PACC | WECC |  | 22 | 1 | Electric Utility | HY | WAT | HYC | BPAT | A |  | 0 | 0 | 0 | 0 | 0 | 0 | 0 | 0 | 0 | 0 | 0 | 0 | 0 | 0 | 0 | 0 | 0 | 0 | 0 | 0 | 0 | 0 | 0 | 0 | 0 | 0 | 0 | 0 | 0 | 0 | 0 | 0 | 0 | 0 | 0 | 0 | 0 | 0 | 0 | 0 | 0 | 0 | 0 | 0 | 0 | 0 | 0 | 0 | 0 | 0 | 0 | 0 | 0 | 0 | 0 | 0 | 0 | 0 | 0 | 0 | 0 | 0 | 0 | 0 | 0 | 0 | 0 | 0 | 0 | 0 | 0 | 0 | 0 | 0 | 0 | 0 | 0 | 2020
Vintage1949 | hydro | TRUE | 6013.3071.OR.HY | 3071 | N | . | Walterville | Eugene Water & Electric Board | 6013 | OR | PACC | WECC |  | 22 | 1 | Electric Utility | HY | WAT | HYC | BPAT | A |  | 0 | 0 | 0 | 0 | 0 | 0 | 0 | 0 | 0 | 0 | 0 | 0 | 0 | 0 | 0 | 0 | 0 | 0 | 0 | 0 | 0 | 0 | 0 | 0 | 0 | 0 | 0 | 0 | 0 | 0 | 0 | 0 | 0 | 0 | 0 | 0 | 38868 | 42094 | 33780 | 30039 | 51510 | 51725 | 47422 | 38134 | 28978 | 28541 | 34437 | 35326 | 38868 | 42094 | 33780 | 30039 | 51510 | 51725 | 47422 | 38134 | 28978 | 28541 | 34437 | 35326 | 4433.425 | 4801.383 | 3853.04 | 3426.426 | 5875.467 | 5899.963 | 5409.179 | 4349.73 | 3305.389 | 3255.463 | 3928.072 | 4029.463 | 0 | 0 | 460854 | 460854 | 52567 | 2020
Vintage1954 | hydro | TRUE | 19400.3074.OR.HY | 3074 | N | . | Big Cliff | USACE Northwestern Division | 19400 | OR | PACC | WECC |  | 22 | 1 | Electric Utility | HY | WAT | HYC | BPAT | A |  | 0 | 0 | 0 | 0 | 0 | 0 | 0 | 0 | 0 | 0 | 0 | 0 | 0 | 0 | 0 | 0 | 0 | 0 | 0 | 0 | 0 | 0 | 0 | 0 | 0 | 0 | 0 | 0 | 0 | 0 | 0 | 0 | 0 | 0 | 0 | 0 | 42294 | 45804 | 36757 | 32688 | 56051 | 56285 | 51603 | 41496 | 31533 | 31057 | 37473 | 38440 | 42294 | 45804 | 36757 | 32688 | 56051 | 56285 | 51603 | 41496 | 31533 | 31057 | 37473 | 38440 | 4824.251 | 5224.645 | 4192.701 | 3728.48 | 6393.414 | 6420.069 | 5886.02 | 4733.177 | 3596.773 | 3542.445 | 4274.348 | 4384.677 | 0 | 0 | 501481 | 501481 | 57201 | 2020
Vintage1982 | hydro | TRUE | 19400.3075.OR.HY | 3075 | N | . | Bonneville | USACE Northwestern Division | 19400 | OR | PACC | WECC |  | 22 | 1 | Electric Utility | HY | WAT | HYC | BPAT | M |  | 0 | 0 | 0 | 0 | 0 | 0 | 0 | 0 | 0 | 0 | 0 | 0 | 0 | 0 | 0 | 0 | 0 | 0 | 0 | 0 | 0 | 0 | 0 | 0 | 0 | 0 | 0 | 0 | 0 | 0 | 0 | 0 | 0 | 0 | 0 | 0 | 4197526 | 4768555 | 3903559 | 1946221 | 3818090 | 4126390 | 2918412 | 2045087 | 2903639 | 2900746 | 3545664 | 3865949 | 4197526 | 4768555 | 3903559 | 1946221 | 3818090 | 4126390 | 2918412 | 2045087 | 2903639 | 2900746 | 3545664 | 3865949 | 478787 | 543921 | 445256 | 221994 | 435507 | 470673 | 332886 | 233271 | 331201 | 330871 | 404433 | 440966 | 0 | 0 | 40939838 | 40939838 | 4669766 | 2020
Vintage1964 | hydro | TRUE | 19400.3076.OR.HY | 3076 | N | . | Cougar | USACE Northwestern Division | 19400 | OR | PACC | WECC |  | 22 | 1 | Electric Utility | HY | WAT | HYC | BPAT | A |  | 0 | 0 | 0 | 0 | 0 | 0 | 0 | 0 | 0 | 0 | 0 | 0 | 0 | 0 | 0 | 0 | 0 | 0 | 0 | 0 | 0 | 0 | 0 | 0 | 0 | 0 | 0 | 0 | 0 | 0 | 0 | 0 | 0 | 0 | 0 | 0 | 84207 | 91196 | 73183 | 65080 | 111596 | 112062 | 102740 | 82617 | 62781 | 61833 | 74608 | 76534 | 84207 | 91196 | 73183 | 65080 | 111596 | 112062 | 102740 | 82617 | 62781 | 61833 | 74608 | 76534 | 9604.981 | 10402.16 | 8347.581 | 7423.325 | 12729.154 | 12782.225 | 11718.944 | 9423.657 | 7161.1 | 7052.935 | 8510.137 | 8729.801 | 0 | 0 | 998437 | 998437 | 113886 | 2020
Vintage1953 | hydro | TRUE | 19400.3077.OR.HY | 3077 | N | . | Detroit | USACE Northwestern Division | 19400 | OR | PACC | WECC |  | 22 | 1 | Electric Utility | HY | WAT | HYC | BPAT | A |  | 0 | 0 | 0 | 0 | 0 | 0 | 0 | 0 | 0 | 0 | 0 | 0 | 0 | 0 | 0 | 0 | 0 | 0 | 0 | 0 | 0 | 0 | 0 | 0 | 0 | 0 | 0 | 0 | 0 | 0 | 0 | 0 | 0 | 0 | 0 | 0 | 152495 | 165152 | 132532 | 117858 | 202097 | 202939 | 186058 | 149616 | 113695 | 111977 | 135113 | 138600 | 152495 | 165152 | 132532 | 117858 | 202097 | 202939 | 186058 | 149616 | 113695 | 111977 | 135113 | 138600 | 17394.239 | 18837.896 | 15117.136 | 13443.346 | 23051.99 | 23148.098 | 21222.54 | 17065.866 | 12968.466 | 12772.583 | 15411.519 | 15809.321 | 0 | 0 | 1808132 | 1808132 | 206243 | 2020
Vintage1955 | hydro | TRUE | 19400.3078.OR.HY | 3078 | N | . | Dexter | USACE Northwestern Division | 19400 | OR | PACC | WECC |  | 22 | 1 | Electric Utility | HY | WAT | HYC | BPAT | A |  | 0 | 0 | 0 | 0 | 0 | 0 | 0 | 0 | 0 | 0 | 0 | 0 | 0 | 0 | 0 | 0 | 0 | 0 | 0 | 0 | 0 | 0 | 0 | 0 | 0 | 0 | 0 | 0 | 0 | 0 | 0 | 0 | 0 | 0 | 0 | 0 | 46079 | 49904 | 40047 | 35613 | 61067 | 61322 | 56221 | 45209 | 34355 | 33836 | 40827 | 41881 | 46079 | 49904 | 40047 | 35613 | 61067 | 61322 | 56221 | 45209 | 34355 | 33836 | 40827 | 41881 | 5255.979 | 5692.206 | 4567.912 | 4062.147 | 6965.57 | 6994.611 | 6412.769 | 5156.756 | 3918.653 | 3859.464 | 4656.865 | 4777.068 | 0 | 0 | 546361 | 546361 | 62320 | 2020
Vintage1967 | hydro | TRUE | 19400.3080.OR.HY | 3080 | N | . | Green Peter | USACE Northwestern Division | 19400 | OR | PACC | WECC |  | 22 | 1 | Electric Utility | HY | WAT | HYC | BPAT | A |  | 0 | 0 | 0 | 0 | 0 | 0 | 0 | 0 | 0 | 0 | 0 | 0 | 0 | 0 | 0 | 0 | 0 | 0 | 0 | 0 | 0 | 0 | 0 | 0 | 0 | 0 | 0 | 0 | 0 | 0 | 0 | 0 | 0 | 0 | 0 | 0 | 163580 | 177156 | 142165 | 126424 | 216786 | 217690 | 199582 | 160491 | 121959 | 120116 | 144934 | 148675 | 163580 | 177156 | 142165 | 126424 | 216786 | 217690 | 199582 | 160491 | 121959 | 120116 | 144934 | 148675 | 18658.556 | 20207.149 | 16215.942 | 14420.49 | 24727.55 | 24830.644 | 22765.124 | 18306.318 | 13911.094 | 13700.972 | 16531.722 | 16958.439 | 0 | 0 | 1939558 | 1939558 | 221234 | 2020
Vintage1962 | hydro | TRUE | 19400.3081.OR.HY | 3081 | N | . | Hills Creek | USACE Northwestern Division | 19400 | OR | PACC | WECC |  | 22 | 1 | Electric Utility | HY | WAT | HYC | BPAT | A |  | 0 | 0 | 0 | 0 | 0 | 0 | 0 | 0 | 0 | 0 | 0 | 0 | 0 | 0 | 0 | 0 | 0 | 0 | 0 | 0 | 0 | 0 | 0 | 0 | 0 | 0 | 0 | 0 | 0 | 0 | 0 | 0 | 0 | 0 | 0 | 0 | 57762 | 62556 | 50200 | 44642 | 76550 | 76869 | 70474 | 56671 | 43065 | 42414 | 51178 | 52499 | 57762 | 62556 | 50200 | 44642 | 76550 | 76869 | 70474 | 56671 | 43065 | 42414 | 51178 | 52499 | 6588.529 | 7135.352 | 5726.016 | 5092.023 | 8731.552 | 8767.956 | 8038.599 | 6464.149 | 4912.15 | 4837.954 | 5837.521 | 5988.199 | 0 | 0 | 684880 | 684880 | 78120 | 2020
Vintage1971 | hydro | TRUE | 19400.3082.OR.HY | 3082 | N | . | John Day | USACE Northwestern Division | 19400 | OR | PACC | WECC |  | 22 | 1 | Electric Utility | HY | WAT | HYC | BPAT | M |  | 0 | 0 | 0 | 0 | 0 | 0 | 0 | 0 | 0 | 0 | 0 | 0 | 0 | 0 | 0 | 0 | 0 | 0 | 0 | 0 | 0 | 0 | 0 | 0 | 0 | 0 | 0 | 0 | 0 | 0 | 0 | 0 | 0 | 0 | 0 | 0 | 6740350 | 8108230 | 6541848 | 4533758 | 7386338 | 7542513 | 6514232 | 5378800 | 4622550 | 4492772 | 6177737 | 6122513 | 6740350 | 8108230 | 6541848 | 4533758 | 7386338 | 7542513 | 6514232 | 5378800 | 4622550 | 4492772 | 6177737 | 6122513 | 768832 | 924858 | 746190 | 517139 | 842516 | 860330 | 743040 | 613528 | 527267 | 512464 | 704658 | 698359 | 0 | 0 | 74161641 | 74161641 | 8459181 | 2020
Vintage1955 | hydro | TRUE | 19400.3083.OR.HY | 3083 | N | . | Lookout Point | USACE Northwestern Division | 19400 | OR | PACC | WECC |  | 22 | 1 | Electric Utility | HY | WAT | HYC | BPAT | A |  | 0 | 0 | 0 | 0 | 0 | 0 | 0 | 0 | 0 | 0 | 0 | 0 | 0 | 0 | 0 | 0 | 0 | 0 | 0 | 0 | 0 | 0 | 0 | 0 | 0 | 0 | 0 | 0 | 0 | 0 | 0 | 0 | 0 | 0 | 0 | 0 | 166856 | 180704 | 145013 | 128957 | 221128 | 222050 | 203579 | 163706 | 124401 | 122522 | 147836 | 151652 | 166856 | 180704 | 145013 | 128957 | 221128 | 222050 | 203579 | 163706 | 124401 | 122522 | 147836 | 151652 | 19032.261 | 20611.87 | 16540.724 | 14709.312 | 25222.807 | 25327.966 | 23221.076 | 18672.967 | 14189.713 | 13975.383 | 16862.829 | 17298.092 | 0 | 0 | 1978404 | 1978404 | 225665 | 2020
Vintage1957 | hydro | TRUE | 19400.3084.OR.HY | 3084 | N | . | McNary | USACE Northwestern Division | 19400 | OR | PACC | WECC |  | 22 | 1 | Electric Utility | HY | WAT | HYC | BPAT | A |  | 0 | 0 | 0 | 0 | 0 | 0 | 0 | 0 | 0 | 0 | 0 | 0 | 0 | 0 | 0 | 0 | 0 | 0 | 0 | 0 | 0 | 0 | 0 | 0 | 0 | 0 | 0 | 0 | 0 | 0 | 0 | 0 | 0 | 0 | 0 | 0 | 3694754 | 4001405 | 3211069 | 2855535 | 4896531 | 4916946 | 4507933 | 3625004 | 2754665 | 2713056 | 3273600 | 3358098 | 3694754 | 4001405 | 3211069 | 2855535 | 4896531 | 4916946 | 4507933 | 3625004 | 2754665 | 2713056 | 3273600 | 3358098 | 421438.79 | 456416.66 | 366267.69 | 325714.02 | 558518.45 | 560847.01 | 514193.34 | 413482.78 | 314208.34 | 309462.35 | 373400.2 | 383038.39 | 0 | 0 | 43808596 | 43808596 | 4996988 | 2020
Vintage1974 | natural gas combined cycle | TRUE | 63032.3096.PA.CA | 3096 | N | . | Brunot Island | Brunot Island Power, LLC | 63032 | PA | MAT | RFC |  | 22 | 2 | NAICS-22 Non-Cogen | CA | NG | NG | PJM | AM | mcf | 0 | 0 | 0 | 0 | 1324 | 1540 | 39405 | 24417 | 5644 | 1876 | 0 | 0 | 0 | 0 | 0 | 0 | 1324 | 1540 | 39405 | 24417 | 5644 | 1876 | 0 | 0 | 0 | 0 | 0 | 0 | 1.04 | 1.02 | 1.02 | 1.02 | 1.02 | 1.02 | 0 | 0 | 0 | 0 | 0 | 0 | 1377 | 1571 | 40193 | 24905 | 5757 | 1914 | 0 | 0 | 0 | 0 | 0 | 0 | 1377 | 1571 | 40193 | 24905 | 5757 | 1914 | 0 | 0 | -634 | -581 | -490 | -422 | 865 | 6368 | 17044 | 9643 | 3970 | 2616 | -564 | -625 | 74206 | 74206 | 75717 | 75717 | 37190 | 2020
Vintage1973 | natural gas combined cycle | TRUE | 63032.3096.PA.CT | 3096 | N | . | Brunot Island | Brunot Island Power, LLC | 63032 | PA | MAT | RFC |  | 22 | 2 | NAICS-22 Non-Cogen | CT | NG | NG | PJM | AM | mcf | 0 | 0 | 0 | 0 | 53729 | 81106 | 498138 | 318124 | 137989 | 126315 | 0 | 0 | 0 | 0 | 0 | 0 | 53729 | 81106 | 498138 | 318124 | 137989 | 126315 | 0 | 0 | 0 | 0 | 0 | 0 | 1.04 | 1.02 | 1.02 | 1.02 | 1.02 | 1.02 | 0 | 0 | 0 | 0 | 0 | 0 | 55878 | 82728 | 508101 | 324486 | 140749 | 128841 | 0 | 0 | 0 | 0 | 0 | 0 | 55878 | 82728 | 508101 | 324486 | 140749 | 128841 | 0 | 0 | 0 | 0 | 0 | 0 | 3458 | 5089 | 35920 | 22376 | 8411 | 8422 | 0 | 0 | 1215401 | 1215401 | 1240783 | 1240783 | 83676 | 2020
Vintage1972 | petroleum | TRUE | 63032.3096.PA.GT | 3096 | N | . | Brunot Island | Brunot Island Power, LLC | 63032 | PA | MAT | RFC |  | 22 | 2 | NAICS-22 Non-Cogen | GT | DFO | DFO | PJM | A | barrels | 8 | 7 | 9 | 7 | 8 | 6 | 9 | 8 | 7 | 6 | 7 | 8 | 8 | 7 | 9 | 7 | 8 | 6 | 9 | 8 | 7 | 6 | 7 | 8 | 5.62 | 5.62 | 5.62 | 5.62 | 5.62 | 5.62 | 5.62 | 5.62 | 5.62 | 5.62 | 5.62 | 5.62 | 45 | 39 | 51 | 39 | 45 | 34 | 51 | 45 | 39 | 34 | 39 | 45 | 45 | 39 | 51 | 39 | 45 | 34 | 51 | 45 | 39 | 34 | 39 | 45 | -23.892 | -18.348 | -25.498 | -18.657 | -23.541 | -17.389 | -24.396 | -21.621 | -20.011 | -15.736 | -18.891 | -22.02 | 90 | 90 | 506 | 506 | -250 | 2020
Vintage1971 | petroleum | TRUE | 63035.3109.PA.GT | 3109 | N | . | Hamilton (PA) | Hamilton Power, LLC | 63035 | PA | MAT | RFC |  | 22 | 2 | NAICS-22 Non-Cogen | GT | DFO | DFO | PJM | A | barrels | 63 | 49 | 68 | 50 | 63 | 47 | 65 | 58 | 54 | 42 | 51 | 59 | 63 | 49 | 68 | 50 | 63 | 47 | 65 | 58 | 54 | 42 | 51 | 59 | 5.624 | 5.624 | 5.624 | 5.624 | 5.624 | 5.624 | 5.624 | 5.624 | 5.624 | 5.624 | 5.624 | 5.624 | 354 | 276 | 382 | 281 | 354 | 264 | 366 | 326 | 304 | 236 | 287 | 332 | 354 | 276 | 382 | 281 | 354 | 264 | 366 | 326 | 304 | 236 | 287 | 332 | 7.741 | 5.945 | 8.261 | 6.045 | 7.627 | 5.634 | 7.904 | 7.005 | 6.484 | 5.099 | 6.121 | 7.134 | 669 | 669 | 3762 | 3762 | 81 | 2020
Vintage1971 | petroleum | TRUE | 63036.3110.PA.GT | 3110 | N | . | Hunterstown | Hunterstown Power, LLC | 63036 | PA | MAT | RFC |  | 22 | 2 | NAICS-22 Non-Cogen | GT | DFO | DFO | PJM | A | barrels | 28 | 20 | 28 | 21 | 26 | 19 | 27 | 24 | 22 | 18 | 21 | 25 | 28 | 20 | 28 | 21 | 26 | 19 | 27 | 24 | 22 | 18 | 21 | 25 | 5.823 | 5.823 | 5.823 | 5.823 | 5.823 | 5.823 | 5.823 | 5.823 | 5.823 | 5.823 | 5.823 | 5.823 | 163 | 116 | 163 | 122 | 151 | 111 | 157 | 140 | 128 | 105 | 122 | 146 | 163 | 116 | 163 | 122 | 151 | 111 | 157 | 140 | 128 | 105 | 122 | 146 | 7.766 | 5.964 | 8.288 | 6.064 | 7.652 | 5.652 | 7.93 | 7.028 | 6.505 | 5.115 | 6.141 | 7.158 | 279 | 279 | 1624 | 1624 | 81.263 | 2020
Vintage1971 | natural gas peaker | TRUE | 63036.3110.PA.GT | 3110 | N | . | Hunterstown | Hunterstown Power, LLC | 63036 | PA | MAT | RFC |  | 22 | 2 | NAICS-22 Non-Cogen | GT | NG | NG | PJM | A | mcf | 4600 | 4205 | 4159 | 3265 | 3425 | 4566 | 5782 | 5711 | 5113 | 4419 | 3355 | 4746 | 4600 | 4205 | 4159 | 3265 | 3425 | 4566 | 5782 | 5711 | 5113 | 4419 | 3355 | 4746 | 1.032 | 1.032 | 1.032 | 1.032 | 1.032 | 1.032 | 1.032 | 1.032 | 1.032 | 1.032 | 1.032 | 1.032 | 4747 | 4340 | 4292 | 3369 | 3535 | 4712 | 5967 | 5894 | 5277 | 4560 | 3462 | 4898 | 4747 | 4340 | 4292 | 3369 | 3535 | 4712 | 5967 | 5894 | 5277 | 4560 | 3462 | 4898 | 237.465 | 217.082 | 214.69 | 168.526 | 176.798 | 235.699 | 298.472 | 294.788 | 263.919 | 228.096 | 173.201 | 245.001 | 53346 | 53346 | 55053 | 55053 | 2753.737 | 2020
Vintage1972 | petroleum | TRUE | 63037.3111.PA.GT | 3111 | N | . | Mountain | Mountain Power, LLC | 63037 | PA | MAT | RFC |  | 22 | 2 | NAICS-22 Non-Cogen | GT | DFO | DFO | PJM | A | barrels | 1048 | 806 | 1120 | 819 | 1034 | 764 | 1071 | 950 | 879 | 691 | 830 | 967 | 1048 | 806 | 1120 | 819 | 1034 | 764 | 1071 | 950 | 879 | 691 | 830 | 967 | 5.655 | 5.655 | 5.655 | 5.655 | 5.655 | 5.655 | 5.655 | 5.655 | 5.655 | 5.655 | 5.655 | 5.655 | 5926 | 4558 | 6334 | 4631 | 5847 | 4320 | 6057 | 5372 | 4971 | 3908 | 4694 | 5468 | 5926 | 4558 | 6334 | 4631 | 5847 | 4320 | 6057 | 5372 | 4971 | 3908 | 4694 | 5468 | 334.778 | 257.091 | 357.273 | 261.42 | 329.856 | 243.656 | 341.837 | 302.952 | 280.395 | 220.499 | 264.7 | 308.543 | 10979 | 10979 | 62086 | 62086 | 3503 | 2020
Vintage1972 | natural gas peaker | TRUE | 63037.3111.PA.GT | 3111 | N | . | Mountain | Mountain Power, LLC | 63037 | PA | MAT | RFC |  | 22 | 2 | NAICS-22 Non-Cogen | GT | NG | NG | PJM | A | mcf | 0 | 0 | 0 | 0 | 0 | 0 | 0 | 0 | 0 | 0 | 0 | 0 | 0 | 0 | 0 | 0 | 0 | 0 | 0 | 0 | 0 | 0 | 0 | 0 | 0 | 0 | 0 | 0 | 0 | 0 | 0 | 0 | 0 | 0 | 0 | 0 | 0 | 0 | 0 | 0 | 0 | 0 | 0 | 0 | 0 | 0 | 0 | 0 | 0 | 0 | 0 | 0 | 0 | 0 | 0 | 0 | 0 | 0 | 0 | 0 | 0 | 0 | 0 | 0 | 0 | 0 | 0 | 0 | 0 | 0 | 0 | 0 | 0 | 0 | 0 | 0 | 0 | 2020
Vintage1971 | petroleum | TRUE | 63038.3112.PA.GT | 3112 | N | . | Orrtanna | Orrtanna Power, LLC | 63038 | PA | MAT | RFC |  | 22 | 2 | NAICS-22 Non-Cogen | GT | DFO | DFO | PJM | A | barrels | 65 | 51 | 71 | 52 | 65 | 48 | 68 | 60 | 55 | 44 | 52 | 61 | 65 | 51 | 71 | 52 | 65 | 48 | 68 | 60 | 55 | 44 | 52 | 61 | 5.647 | 5.647 | 5.647 | 5.647 | 5.647 | 5.647 | 5.647 | 5.647 | 5.647 | 5.647 | 5.647 | 5.647 | 367 | 288 | 401 | 294 | 367 | 271 | 384 | 339 | 311 | 248 | 294 | 344 | 367 | 288 | 401 | 294 | 367 | 271 | 384 | 339 | 311 | 248 | 294 | 344 | 8.985 | 6.899 | 9.587 | 7.015 | 8.851 | 6.538 | 9.173 | 8.129 | 7.524 | 5.917 | 7.103 | 8.279 | 692 | 692 | 3908 | 3908 | 94 | 2020
Vintage1997 | hard coal | TRUE | 63039.3113.PA.GT | 3113 | N | . | Portland (PA) | Portland Power, LLC | 63039 | PA | MAT | RFC |  | 22 | 2 | NAICS-22 Non-Cogen | GT | BIT | COL | PJM | A | short tons | 0 | 0 | 0 | 0 | 0 | 0 | 0 | 0 | 0 | 0 | 0 | 0 | 0 | 0 | 0 | 0 | 0 | 0 | 0 | 0 | 0 | 0 | 0 | 0 | 0 | 0 | 0 | 0 | 0 | 0 | 0 | 0 | 0 | 0 | 0 | 0 | 0 | 0 | 0 | 0 | 0 | 0 | 0 | 0 | 0 | 0 | 0 | 0 | 0 | 0 | 0 | 0 | 0 | 0 | 0 | 0 | 0 | 0 | 0 | 0 | 0 | 0 | 0 | 0 | 0 | 0 | 0 | 0 | 0 | 0 | 0 | 0 | 0 | 0 | 0 | 0 | 0 | 2020
Vintage1997 | petroleum | TRUE | 63039.3113.PA.GT | 3113 | N | . | Portland (PA) | Portland Power, LLC | 63039 | PA | MAT | RFC |  | 22 | 2 | NAICS-22 Non-Cogen | GT | DFO | DFO | PJM | A | barrels | 520 | 400 | 556 | 407 | 513 | 379 | 532 | 471 | 436 | 343 | 412 | 480 | 520 | 400 | 556 | 407 | 513 | 379 | 532 | 471 | 436 | 343 | 412 | 480 | 5.784 | 5.784 | 5.784 | 5.784 | 5.784 | 5.784 | 5.784 | 5.784 | 5.784 | 5.784 | 5.784 | 5.784 | 3008 | 2314 | 3216 | 2354 | 2967 | 2192 | 3077 | 2724 | 2522 | 1984 | 2383 | 2776 | 3008 | 2314 | 3216 | 2354 | 2967 | 2192 | 3077 | 2724 | 2522 | 1984 | 2383 | 2776 | 108.472 | 83.3 | 115.759 | 84.702 | 106.876 | 78.946 | 110.758 | 98.159 | 90.85 | 71.443 | 85.765 | 99.97 | 5449 | 5449 | 31517 | 31517 | 1135 | 2020
Vintage1997 | natural gas peaker | TRUE | 63039.3113.PA.GT | 3113 | N | . | Portland (PA) | Portland Power, LLC | 63039 | PA | MAT | RFC |  | 22 | 2 | NAICS-22 Non-Cogen | GT | NG | NG | PJM | A | mcf | 0 | 0 | 0 | 0 | 0 | 0 | 0 | 0 | 0 | 0 | 0 | 0 | 0 | 0 | 0 | 0 | 0 | 0 | 0 | 0 | 0 | 0 | 0 | 0 | 0 | 0 | 0 | 0 | 0 | 0 | 0 | 0 | 0 | 0 | 0 | 0 | 0 | 0 | 0 | 0 | 0 | 0 | 0 | 0 | 0 | 0 | 0 | 0 | 0 | 0 | 0 | 0 | 0 | 0 | 0 | 0 | 0 | 0 | 0 | 0 | 0 | 0 | 0 | 0 | 0 | 0 | 0 | 0 | 0 | 0 | 0 | 0 | 0 | 0 | 0 | 0 | 0 | 2020
Vintage1972 | petroleum | TRUE | 63040.3114.PA.GT | 3114 | N | . | Shawnee (PA) | Shawnee Power, LLC | 63040 | PA | MAT | RFC |  | 22 | 2 | NAICS-22 Non-Cogen | GT | DFO | DFO | PJM | A | barrels | 24 | 19 | 27 | 20 | 25 | 18 | 26 | 23 | 21 | 16 | 20 | 23 | 24 | 19 | 27 | 20 | 25 | 18 | 26 | 23 | 21 | 16 | 20 | 23 | 5.782 | 5.782 | 5.782 | 5.782 | 5.782 | 5.782 | 5.782 | 5.782 | 5.782 | 5.782 | 5.782 | 5.782 | 139 | 110 | 156 | 116 | 145 | 104 | 150 | 133 | 121 | 93 | 116 | 133 | 139 | 110 | 156 | 116 | 145 | 104 | 150 | 133 | 121 | 93 | 116 | 133 | -9.175 | -7.046 | -9.791 | -7.164 | -9.04 | -6.677 | -9.368 | -8.302 | -7.684 | -6.043 | -7.254 | -8.456 | 262 | 262 | 1516 | 1516 | -96 | 2020
Vintage1970 | hard coal | TRUE | 63041.3115.PA.GT | 3115 | N | . | Titus | Titus Power, LLC | 63041 | PA | MAT | RFC |  | 22 | 2 | NAICS-22 Non-Cogen | GT | BIT | COL | PJM | A | short tons | 0 | 0 | 0 | 0 | 0 | 0 | 0 | 0 | 0 | 0 | 0 | 0 | 0 | 0 | 0 | 0 | 0 | 0 | 0 | 0 | 0 | 0 | 0 | 0 | 0 | 0 | 0 | 0 | 0 | 0 | 0 | 0 | 0 | 0 | 0 | 0 | 0 | 0 | 0 | 0 | 0 | 0 | 0 | 0 | 0 | 0 | 0 | 0 | 0 | 0 | 0 | 0 | 0 | 0 | 0 | 0 | 0 | 0 | 0 | 0 | 0 | 0 | 0 | 0 | 0 | 0 | 0 | 0 | 0 | 0 | 0 | 0 | 0 | 0 | 0 | 0 | 0 | 2020
Vintage1970 | petroleum | TRUE | 63041.3115.PA.GT | 3115 | N | . | Titus | Titus Power, LLC | 63041 | PA | MAT | RFC |  | 22 | 2 | NAICS-22 Non-Cogen | GT | DFO | DFO | PJM | A | barrels | 37 | 28 | 38 | 28 | 35 | 26 | 37 | 33 | 30 | 24 | 28 | 33 | 37 | 28 | 38 | 28 | 35 | 26 | 37 | 33 | 30 | 24 | 28 | 33 | 5.829 | 5.829 | 5.829 | 5.829 | 5.829 | 5.829 | 5.829 | 5.829 | 5.829 | 5.829 | 5.829 | 5.829 | 216 | 163 | 222 | 163 | 204 | 152 | 216 | 192 | 175 | 140 | 163 | 192 | 216 | 163 | 222 | 163 | 204 | 152 | 216 | 192 | 175 | 140 | 163 | 192 | -64.509 | -49.539 | -68.844 | -50.374 | -63.561 | -46.95 | -65.869 | -58.376 | -54.03 | -42.488 | -51.006 | -59.454 | 377 | 377 | 2198 | 2198 | -675 | 2020
Vintage1970 | natural gas peaker | TRUE | 63041.3115.PA.GT | 3115 | N | . | Titus | Titus Power, LLC | 63041 | PA | MAT | RFC |  | 22 | 2 | NAICS-22 Non-Cogen | GT | NG | NG | PJM | A | mcf | 0 | 0 | 0 | 0 | 0 | 0 | 0 | 0 | 0 | 0 | 0 | 0 | 0 | 0 | 0 | 0 | 0 | 0 | 0 | 0 | 0 | 0 | 0 | 0 | 0 | 0 | 0 | 0 | 0 | 0 | 0 | 0 | 0 | 0 | 0 | 0 | 0 | 0 | 0 | 0 | 0 | 0 | 0 | 0 | 0 | 0 | 0 | 0 | 0 | 0 | 0 | 0 | 0 | 0 | 0 | 0 | 0 | 0 | 0 | 0 | 0 | 0 | 0 | 0 | 0 | 0 | 0 | 0 | 0 | 0 | 0 | 0 | 0 | 0 | 0 | 0 | 0 | 2020
Vintage1972 | petroleum | TRUE | 63042.3116.PA.GT | 3116 | N | . | Tolna | Tolna Power, LLC | 63042 | PA | MAT | RFC |  | 22 | 2 | NAICS-22 Non-Cogen | GT | DFO | DFO | PJM | A | barrels | 607 | 466 | 648 | 474 | 598 | 442 | 620 | 550 | 509 | 400 | 480 | 560 | 607 | 466 | 648 | 474 | 598 | 442 | 620 | 550 | 509 | 400 | 480 | 560 | 5.628 | 5.628 | 5.628 | 5.628 | 5.628 | 5.628 | 5.628 | 5.628 | 5.628 | 5.628 | 5.628 | 5.628 | 3416 | 2623 | 3647 | 2668 | 3366 | 2488 | 3489 | 3095 | 2865 | 2251 | 2701 | 3152 | 3416 | 2623 | 3647 | 2668 | 3366 | 2488 | 3489 | 3095 | 2865 | 2251 | 2701 | 3152 | 209.296 | 160.728 | 223.359 | 163.434 | 206.219 | 152.328 | 213.709 | 189.399 | 175.297 | 137.851 | 165.485 | 192.895 | 6354 | 6354 | 35761 | 35761 | 2190 | 2020
Vintage1905 | hydro | TRUE | 56065.3117.PA.HY | 3117 | N | . | York Haven | York Haven Power Company LLC | 56065 | PA | MAT | RFC |  | 22 | 2 | NAICS-22 Non-Cogen | HY | WAT | HYC | PJM | A |  | 0 | 0 | 0 | 0 | 0 | 0 | 0 | 0 | 0 | 0 | 0 | 0 | 0 | 0 | 0 | 0 | 0 | 0 | 0 | 0 | 0 | 0 | 0 | 0 | 0 | 0 | 0 | 0 | 0 | 0 | 0 | 0 | 0 | 0 | 0 | 0 | 82368 | 76859 | 81624 | 80042 | 83609 | 78219 | 82081 | 80496 | 76460 | 76838 | 75991 | 80273 | 82368 | 76859 | 81624 | 80042 | 83609 | 78219 | 82081 | 80496 | 76460 | 76838 | 75991 | 80273 | 9395.183 | 8766.8 | 9310.331 | 9129.971 | 9536.762 | 8921.998 | 9362.452 | 9181.648 | 8721.34 | 8764.402 | 8667.804 | 9156.309 | 0 | 0 | 954860 | 954860 | 108915 | 2020
Vintage1970 | petroleum | TRUE | 63047.3118.PA.IC | 3118 | N | . | Conemaugh | KeyCon Operating LLC | 63047 | PA | MAT | RFC |  | 22 | 2 | NAICS-22 Non-Cogen | IC | DFO | DFO | PJM | M | barrels | 0 | 0 | 0 | 0 | 0 | 0 | 56 | 0 | 0 | 0 | 0 | 0 | 0 | 0 | 0 | 0 | 0 | 0 | 56 | 0 | 0 | 0 | 0 | 0 | 0 | 0 | 0 | 0 | 0 | 0 | 5.774 | 0 | 0 | 0 | 0 | 0 | 0 | 0 | 0 | 0 | 0 | 0 | 323 | 0 | 0 | 0 | 0 | 0 | 0 | 0 | 0 | 0 | 0 | 0 | 323 | 0 | 0 | 0 | 0 | 0 | 0 | 0 | 0 | 0 | 0 | 0 | 31 | 0 | 0 | 0 | 0 | 0 | 56 | 56 | 323 | 323 | 31 | 2020
Vintage1971 | hard coal | TRUE | 63047.3118.PA.ST | 3118 | N | . | Conemaugh | KeyCon Operating LLC | 63047 | PA | MAT | RFC |  | 22 | 2 | NAICS-22 Non-Cogen | ST | BIT | COL | PJM | M | short tons | 12218 | 9636 | 18440 | 29704 | 14951 | 14468 | 16615 | 13006 | 18949 | 15226 | 17983 | 20025 | 12218 | 9636 | 18440 | 29704 | 14951 | 14468 | 16615 | 13006 | 18949 | 15226 | 17983 | 20025 | 24 | 23 | 23.38 | 23.38 | 23.38 | 23.72 | 24.17 | 24.29 | 23.53 | 23.4 | 24.5 | 23.65 | 293232 | 221628 | 431127 | 694480 | 349554 | 343181 | 401585 | 315916 | 445870 | 356288 | 440584 | 473591 | 293232 | 221628 | 431127 | 694480 | 349554 | 343181 | 401585 | 315916 | 445870 | 356288 | 440584 | 473591 | 30460.918 | 22661.292 | 44118.866 | 64930.933 | 31896.45 | 33918.767 | 41075.893 | 31861.129 | 43997.268 | 35812.24 | 44647.862 | 50232.119 | 201221 | 201221 | 4767036 | 4767036 | 475613.74 | 2020
Vintage1971 | natural gas steam turbine | TRUE | 63047.3118.PA.ST | 3118 | N | . | Conemaugh | KeyCon Operating LLC | 63047 | PA | MAT | RFC |  | 22 | 2 | NAICS-22 Non-Cogen | ST | NG | NG | PJM | M | mcf | 24176 | 21451 | 26523 | 2199 | 12696 | 37173 | 5626 | 30820 | 22664 | 23304 | 10258 | 299 | 24176 | 21451 | 26523 | 2199 | 12696 | 37173 | 5626 | 30820 | 22664 | 23304 | 10258 | 299 | 1.036 | 1.036 | 1.036 | 1.036 | 1.036 | 1.036 | 1.036 | 1.036 | 1.036 | 1.036 | 1.036 | 1.036 | 25046 | 22223 | 27478 | 2278 | 13153 | 38511 | 5829 | 31930 | 23480 | 24143 | 10627 | 310 | 25046 | 22223 | 27478 | 2278 | 13153 | 38511 | 5829 | 31930 | 23480 | 24143 | 10627 | 310 | 2601.812 | 2272.309 | 2811.909 | 212.999 | 1200.202 | 3806.311 | 596.169 | 3220.196 | 2316.935 | 2426.722 | 1076.948 | 32.856 | 217189 | 217189 | 225008 | 225008 | 22575.368 | 2020
Vintage1971 | hard coal | TRUE | 63047.3118.PA.ST | 3118 | N | . | Conemaugh | KeyCon Operating LLC | 63047 | PA | MAT | RFC |  | 22 | 2 | NAICS-22 Non-Cogen | ST | RC | COL | PJM | M | short tons | 317466 | 111387 | 247390 | 238286 | 103579 | 217570 | 317828 | 251028 | 140419 | 202423 | 330624 | 442840 | 317466 | 111387 | 247390 | 238286 | 103579 | 217570 | 317828 | 251028 | 140419 | 202423 | 330624 | 442840 | 24 | 23 | 23.38 | 23.38 | 23.38 | 23.72 | 24.17 | 24.29 | 23.53 | 23.4 | 24.5 | 23.65 | 7619184 | 2561901 | 5783978 | 5571127 | 2421677 | 5160760 | 7681903 | 6097470 | 3304059 | 4736698 | 8100288 | 10473166 | 7619184 | 2561901 | 5783978 | 5571127 | 2421677 | 5160760 | 7681903 | 6097470 | 3304059 | 4736698 | 8100288 | 10473166 | 791480.27 | 261952.4 | 591896.23 | 520877.07 | 220975.35 | 510070.92 | 785739.94 | 614949.68 | 326035.8 | 476108.04 | 820867.19 | 1110851 | 2920840 | 2920840 | 69512211 | 69512211 | 7031803.9 | 2020
Vintage1971 | natural gas peaker | TRUE | 63043.3120.PA.GT | 3120 | N | . | Blossburg | Blossburg Power, LLC | 63043 | PA | MAT | RFC |  | 22 | 2 | NAICS-22 Non-Cogen | GT | NG | NG | PJM | A | mcf | 94 | 87 | 86 | 67 | 71 | 94 | 119 | 118 | 105 | 91 | 69 | 98 | 94 | 87 | 86 | 67 | 71 | 94 | 119 | 118 | 105 | 91 | 69 | 98 | 1.031 | 1.031 | 1.031 | 1.031 | 1.031 | 1.031 | 1.031 | 1.031 | 1.031 | 1.031 | 1.031 | 1.031 | 97 | 90 | 89 | 69 | 73 | 97 | 123 | 122 | 108 | 94 | 71 | 101 | 97 | 90 | 89 | 69 | 73 | 97 | 123 | 122 | 108 | 94 | 71 | 101 | -8.97 | -8.198 | -8.108 | -6.365 | -6.677 | -8.902 | -11.272 | -11.133 | -9.967 | -8.614 | -6.541 | -9.253 | 1099 | 1099 | 1134 | 1134 | -104 | 2020
Vintage1977 | hard coal | TRUE | 58615.3122.PA.ST | 3122 | N | . | Homer City Generating Station | NRG Homer City Services LLC | 58615 | PA | MAT | RFC |  | 22 | 2 | NAICS-22 Non-Cogen | ST | BIT | COL | PJM | M | short tons | 243422 | 149232 | 199360 | 49290 | 180238 | 226880 | 139129 | 50110 | 7972 | 0 | 8064 | 61414 | 243422 | 149232 | 199360 | 49290 | 180238 | 226880 | 139129 | 50110 | 7972 | 0 | 8064 | 61414 | 25.495 | 25.502 | 25.358 | 25.18 | 25.392 | 25.699 | 25.311 | 26 | 26.39 | 0 | 26.09 | 25.803 | 6206044 | 3805714 | 5055371 | 1241122 | 4576603 | 5830589 | 3521494 | 1302860 | 210381 | 0 | 210390 | 1584665 | 6206044 | 3805714 | 5055371 | 1241122 | 4576603 | 5830589 | 3521494 | 1302860 | 210381 | 0 | 210390 | 1584665 | 571543.97 | 333179.18 | 477087.11 | 96085.73 | 411292.05 | 533714.98 | 301403.57 | 105674.85 | 11919.957 | -9802.94 | 5450.127 | 125097.11 | 1315111 | 1315111 | 33545233 | 33545233 | 2962645.7 | 2020
Vintage1977 | petroleum | TRUE | 58615.3122.PA.ST | 3122 | N | . | Homer City Generating Station | NRG Homer City Services LLC | 58615 | PA | MAT | RFC |  | 22 | 2 | NAICS-22 Non-Cogen | ST | DFO | DFO | PJM | M | barrels | 1562 | 8381 | 3099 | 2689 | 1990 | 3363 | 3961 | 3296 | 199 | 0 | 1956 | 3707 | 1562 | 8381 | 3099 | 2689 | 1990 | 3363 | 3961 | 3296 | 199 | 0 | 1956 | 3707 | 5.777 | 5.897 | 5.85 | 5.78 | 5.843 | 5.922 | 5.703 | 5.69 | 5.68 | 0 | 5.78 | 5.72 | 9024 | 49423 | 18129 | 15542 | 11628 | 19916 | 22590 | 18754 | 1130 | 0 | 11306 | 21204 | 9024 | 49423 | 18129 | 15542 | 11628 | 19916 | 22590 | 18754 | 1130 | 0 | 11306 | 21204 | 831.033 | 4326.818 | 1710.89 | 1203.27 | 1044.951 | 1823.023 | 1933.435 | 1521.155 | 64.043 | -36.06 | 292.873 | 1673.895 | 34203 | 34203 | 198646 | 198646 | 16389.326 | 2020
Vintage1928 | hydro | TRUE | 54679.3124.PA.HY | 3124 | N | . | Piney | BP Piney & Deep Creek LLC | 54679 | PA | MAT | RFC |  | 22 | 2 | NAICS-22 Non-Cogen | HY | WAT | HYC | PJM | A |  | 0 | 0 | 0 | 0 | 0 | 0 | 0 | 0 | 0 | 0 | 0 | 0 | 0 | 0 | 0 | 0 | 0 | 0 | 0 | 0 | 0 | 0 | 0 | 0 | 0 | 0 | 0 | 0 | 0 | 0 | 0 | 0 | 0 | 0 | 0 | 0 | 52402 | 48898 | 51929 | 50923 | 53192 | 49763 | 52220 | 51211 | 48644 | 48884 | 48345 | 51070 | 52402 | 48898 | 51929 | 50923 | 53192 | 49763 | 52220 | 51211 | 48644 | 48884 | 48345 | 51070 | 5977.238 | 5577.461 | 5923.256 | 5808.511 | 6067.312 | 5676.198 | 5956.416 | 5841.388 | 5548.539 | 5575.935 | 5514.479 | 5825.267 | 0 | 0 | 607481 | 607481 | 69292 | 2020
Vintage2004 | hard coal | TRUE | 61781.3130.PA.ST | 3130 | N | . | Seward (PA) | Seward Generating LLC | 61781 | PA | MAT | RFC |  | 22 | 2 | NAICS-22 Non-Cogen | ST | BIT | COL | PJM | M | short tons | 0 | 0 | 0 | 0 | 0 | 0 | 0 | 0 | 0 | 0 | 0 | 0 | 0 | 0 | 0 | 0 | 0 | 0 | 0 | 0 | 0 | 0 | 0 | 0 | 0 | 0 | 0 | 0 | 0 | 0 | 0 | 0 | 0 | 0 | 0 | 0 | 0 | 0 | 0 | 0 | 0 | 0 | 0 | 0 | 0 | 0 | 0 | 0 | 0 | 0 | 0 | 0 | 0 | 0 | 0 | 0 | 0 | 0 | 0 | 0 | 0 | 0 | 0 | 0 | 0 | 0 | 0 | 0 | 0 | 0 | 0 | 0 | 0 | 0 | 0 | 0 | 0 | 2020
Vintage2004 | petroleum | TRUE | 61781.3130.PA.ST | 3130 | N | . | Seward (PA) | Seward Generating LLC | 61781 | PA | MAT | RFC |  | 22 | 2 | NAICS-22 Non-Cogen | ST | DFO | DFO | PJM | M | barrels | 1408 | 4 | 1619 | 20 | 3162 | 5954 | 3360 | 3772 | 1433 | 0 | 2581 | 1183 | 1408 | 4 | 1619 | 20 | 3162 | 5954 | 3360 | 3772 | 1433 | 0 | 2581 | 1183 | 5.769 | 5.768 | 5.724 | 5.736 | 5.734 | 5.759 | 5.758 | 5.755 | 5.766 | 0 | 5.712 | 5.751 | 8123 | 23 | 9267 | 115 | 18131 | 34289 | 19347 | 21708 | 8263 | 0 | 14743 | 6803 | 8123 | 23 | 9267 | 115 | 18131 | 34289 | 19347 | 21708 | 8263 | 0 | 14743 | 6803 | 711.058 | 1.993 | 765.116 | 9.577 | 1421.985 | 2501.029 | 1733.053 | 1954.344 | 751.408 | 0 | 1212.531 | 613.725 | 24496 | 24496 | 140812 | 140812 | 11675.819 | 2020
Vintage2004 | hard coal | TRUE | 61781.3130.PA.ST | 3130 | N | . | Seward (PA) | Seward Generating LLC | 61781 | PA | MAT | RFC |  | 22 | 2 | NAICS-22 Non-Cogen | ST | WC | WOC | PJM | M | short tons | 181755 | 175390 | 107878 | 128064 | 77195 | 79534 | 209938 | 264278 | 259804 | 284360 | 124830 | 244414 | 181755 | 175390 | 107878 | 128064 | 77195 | 79534 | 209938 | 264278 | 259804 | 284360 | 124830 | 244414 | 11.676 | 11.668 | 12.512 | 12.042 | 12.282 | 12.79 | 12.23 | 11.646 | 11.388 | 11.72 | 11.238 | 11.414 | 2122171 | 2046451 | 1349770 | 1542147 | 948109 | 1017240 | 2567542 | 3077782 | 2958648 | 3332699 | 1402840 | 2789741 | 2122171 | 2046451 | 1349770 | 1542147 | 948109 | 1017240 | 2567542 | 3077782 | 2958648 | 3332699 | 1402840 | 2789741 | 185772.94 | 176798.01 | 111439.88 | 128743.42 | 74359.015 | 74196.971 | 229994.95 | 277090.66 | 269059.59 | 307698 | 115378.47 | 251657.28 | 2137440 | 2137440 | 25155140 | 25155140 | 2202189.2 | 2020
Vintage1966 | petroleum | TRUE | 63044.3131.PA.IC | 3131 | N | . | Shawville | Shawville Power, LLC | 63044 | PA | MAT | RFC |  | 22 | 2 | NAICS-22 Non-Cogen | IC | DFO | DFO | PJM | M | barrels | 0 | 0 | 0 | 0 | 0 | 6 | 41 | 0 | 0 | 0 | 0 | 0 | 0 | 0 | 0 | 0 | 0 | 6 | 41 | 0 | 0 | 0 | 0 | 0 | 0 | 0 | 0 | 0 | 0 | 5.85 | 5.85 | 0 | 0 | 0 | 0 | 0 | 0 | 0 | 0 | 0 | 0 | 35 | 240 | 0 | 0 | 0 | 0 | 0 | 0 | 0 | 0 | 0 | 0 | 35 | 240 | 0 | 0 | 0 | 0 | 0 | 0 | 0 | 0 | 0 | 0 | 3 | 23 | 0 | 0 | 0 | 0 | 0 | 47 | 47 | 275 | 275 | 26 | 2020
Vintage1960 | hard coal | TRUE | 63044.3131.PA.ST | 3131 | N | . | Shawville | Shawville Power, LLC | 63044 | PA | MAT | RFC |  | 22 | 2 | NAICS-22 Non-Cogen | ST | BIT | COL | PJM | M | short tons | 0 | 0 | 0 | 0 | 0 | 0 | 0 | 0 | 0 | 0 | 0 | 0 | 0 | 0 | 0 | 0 | 0 | 0 | 0 | 0 | 0 | 0 | 0 | 0 | 0 | 0 | 0 | 0 | 0 | 0 | 0 | 0 | 0 | 0 | 0 | 0 | 0 | 0 | 0 | 0 | 0 | 0 | 0 | 0 | 0 | 0 | 0 | 0 | 0 | 0 | 0 | 0 | 0 | 0 | 0 | 0 | 0 | 0 | 0 | 0 | 0 | 0 | 0 | 0 | 0 | 0 | 0 | 0 | 0 | 0 | 0 | 0 | 0 | 0 | 0 | 0 | 0 | 2020
Vintage1960 | petroleum | TRUE | 63044.3131.PA.ST | 3131 | N | . | Shawville | Shawville Power, LLC | 63044 | PA | MAT | RFC |  | 22 | 2 | NAICS-22 Non-Cogen | ST | DFO | DFO | PJM | M | barrels | 0 | 0 | 0 | 0 | 0 | 0 | 0 | 0 | 0 | 0 | 0 | 0 | 0 | 0 | 0 | 0 | 0 | 0 | 0 | 0 | 0 | 0 | 0 | 0 | 0 | 0 | 0 | 0 | 0 | 0 | 0 | 0 | 0 | 0 | 0 | 0 | 0 | 0 | 0 | 0 | 0 | 0 | 0 | 0 | 0 | 0 | 0 | 0 | 0 | 0 | 0 | 0 | 0 | 0 | 0 | 0 | 0 | 0 | 0 | 0 | 0 | 0 | 0 | 0 | 0 | 0 | 0 | 0 | 0 | 0 | 0 | 0 | 0 | 0 | 0 | 0 | 0 | 2020
Vintage1960 | natural gas steam turbine | TRUE | 63044.3131.PA.ST | 3131 | N | . | Shawville | Shawville Power, LLC | 63044 | PA | MAT | RFC |  | 22 | 2 | NAICS-22 Non-Cogen | ST | NG | NG | PJM | M | mcf | 668546 | 251333 | 91580 | 41126 | 333718 | 882828 | 2967083 | 3273359 | 946223 | 2632940 | 1418708 | 659519 | 668546 | 251333 | 91580 | 41126 | 333718 | 882828 | 2967083 | 3273359 | 946223 | 2632940 | 1418708 | 659519 | 1.031 | 1.031 | 1.031 | 1.031 | 1.031 | 1.031 | 1.031 | 1.031 | 1.031 | 1.031 | 1.031 | 1.031 | 689271 | 259124 | 94419 | 42401 | 344063 | 910196 | 3059063 | 3374833 | 975556 | 2714561 | 1462688 | 679964 | 689271 | 259124 | 94419 | 42401 | 344063 | 910196 | 3059063 | 3374833 | 975556 | 2714561 | 1462688 | 679964 | 70432 | 22343 | 7035 | 3012 | 29484 | 79588 | 285595 | 316632 | 89867 | 258048 | 131916 | 59533 | 14166963 | 14166963 | 14606139 | 14606139 | 1353485 | 2020
Vintage1972 | petroleum | TRUE | 63045.3132.PA.GT | 3132 | N | . | Warren | Warren Generation, LLC | 63045 | PA | MAT | RFC |  | 22 | 2 | NAICS-22 Non-Cogen | GT | DFO | DFO | PJM | A | barrels | 59 | 46 | 64 | 47 | 59 | 43 | 61 | 54 | 50 | 39 | 47 | 55 | 59 | 46 | 64 | 47 | 59 | 43 | 61 | 54 | 50 | 39 | 47 | 55 | 5.85 | 5.85 | 5.85 | 5.85 | 5.85 | 5.85 | 5.85 | 5.85 | 5.85 | 5.85 | 5.85 | 5.85 | 345 | 269 | 374 | 275 | 345 | 252 | 357 | 316 | 293 | 228 | 275 | 322 | 345 | 269 | 374 | 275 | 345 | 252 | 357 | 316 | 293 | 228 | 275 | 322 | 7.87 | 6.044 | 8.399 | 6.146 | 7.754 | 5.728 | 8.036 | 7.122 | 6.592 | 5.184 | 6.223 | 7.253 | 624 | 624 | 3651 | 3651 | 82.351 | 2020
Vintage1972 | natural gas peaker | TRUE | 63045.3132.PA.GT | 3132 | N | . | Warren | Warren Generation, LLC | 63045 | PA | MAT | RFC |  | 22 | 2 | NAICS-22 Non-Cogen | GT | NG | NG | PJM | A | mcf | 2064 | 1887 | 1866 | 1465 | 1537 | 2048 | 2594 | 2562 | 2294 | 1982 | 1505 | 2129 | 2064 | 1887 | 1866 | 1465 | 1537 | 2048 | 2594 | 2562 | 2294 | 1982 | 1505 | 2129 | 1.031 | 1.031 | 1.031 | 1.031 | 1.031 | 1.031 | 1.031 | 1.031 | 1.031 | 1.031 | 1.031 | 1.031 | 2128 | 1945 | 1924 | 1510 | 1585 | 2111 | 2674 | 2641 | 2365 | 2043 | 1552 | 2195 | 2128 | 1945 | 1924 | 1510 | 1585 | 2111 | 2674 | 2641 | 2365 | 2043 | 1552 | 2195 | 48.003 | 43.882 | 43.398 | 34.066 | 35.739 | 47.645 | 60.334 | 59.589 | 53.349 | 46.108 | 35.011 | 49.525 | 23933 | 23933 | 24673 | 24673 | 556.649 | 2020
Vintage1968 | petroleum | TRUE | 63047.3136.PA.IC | 3136 | N | . | Keystone | KeyCon Operating LLC | 63047 | PA | MAT | RFC |  | 22 | 2 | NAICS-22 Non-Cogen | IC | DFO | DFO | PJM | M | barrels | 0 | 0 | 0 | 0 | 0 | 0 | 0 | 56 | 0 | 0 | 0 | 0 | 0 | 0 | 0 | 0 | 0 | 0 | 0 | 56 | 0 | 0 | 0 | 0 | 0 | 0 | 0 | 0 | 0 | 0 | 0 | 5.83 | 0 | 0 | 0 | 0 | 0 | 0 | 0 | 0 | 0 | 0 | 0 | 326 | 0 | 0 | 0 | 0 | 0 | 0 | 0 | 0 | 0 | 0 | 0 | 326 | 0 | 0 | 0 | 0 | 0 | 0 | 0 | 0 | 0 | 0 | 0 | 24 | 0 | 0 | 0 | 0 | 56 | 56 | 326 | 326 | 24 | 2020
Vintage1968 | hard coal | TRUE | 63047.3136.PA.ST | 3136 | N | . | Keystone | KeyCon Operating LLC | 63047 | PA | MAT | RFC |  | 22 | 2 | NAICS-22 Non-Cogen | ST | BIT | COL | PJM | M | short tons | 3597 | 0 | 9002 | 0 | 0 | 31783 | 8927 | 7341 | 6417 | 0 | 0 | 0 | 3597 | 0 | 9002 | 0 | 0 | 31783 | 8927 | 7341 | 6417 | 0 | 0 | 0 | 24.6 | 0 | 23.53 | 0 | 0 | 25.49 | 24.75 | 24.81 | 24.74 | 0 | 0 | 0 | 88486 | 0 | 211817 | 0 | 0 | 810149 | 220943 | 182130 | 158757 | 0 | 0 | 0 | 88486 | 0 | 211817 | 0 | 0 | 810149 | 220943 | 182130 | 158757 | 0 | 0 | 0 | 9131.784 | 0 | 20908.178 | 0 | 0 | 74669.998 | 21176.208 | 17687.429 | 15105.799 | 0 | 0 | 0 | 67067 | 67067 | 1672282 | 1672282 | 158679.4 | 2020
Vintage1968 | petroleum | TRUE | 63047.3136.PA.ST | 3136 | N | . | Keystone | KeyCon Operating LLC | 63047 | PA | MAT | RFC |  | 22 | 2 | NAICS-22 Non-Cogen | ST | DFO | DFO | PJM | M | barrels | 0 | 0 | 0 | 0 | 0 | 0 | 0 | 0 | 0 | 0 | 0 | 0 | 0 | 0 | 0 | 0 | 0 | 0 | 0 | 0 | 0 | 0 | 0 | 0 | 0 | 0 | 0 | 0 | 0 | 0 | 0 | 0 | 0 | 0 | 0 | 0 | 0 | 0 | 0 | 0 | 0 | 0 | 0 | 0 | 0 | 0 | 0 | 0 | 0 | 0 | 0 | 0 | 0 | 0 | 0 | 0 | 0 | 0 | 0 | 0 | 0 | 0 | 0 | 0 | 0 | 0 | 0 | 0 | 0 | 0 | 0 | 0 | 0 | 0 | 0 | 0 | 0 | 2020
Vintage1968 | hard coal | TRUE | 63047.3136.PA.ST | 3136 | N | . | Keystone | KeyCon Operating LLC | 63047 | PA | MAT | RFC |  | 22 | 2 | NAICS-22 Non-Cogen | ST | RC | COL | PJM | M | short tons | 253168 | 253612 | 147082 | 154699 | 205581 | 186874 | 353048 | 361127 | 185627 | 48705 | 367057 | 457032 | 253168 | 253612 | 147082 | 154699 | 205581 | 186874 | 353048 | 361127 | 185627 | 48705 | 367057 | 457032 | 24.6 | 24.2 | 23.53 | 23.2 | 25.77 | 25.49 | 24.75 | 24.81 | 24.74 | 24.97 | 25.65 | 25.44 | 6227933 | 6137410 | 3460839 | 3589017 | 5297822 | 4763418 | 8737938 | 8959561 | 4592412 | 1216164 | 9415012 | 11626894 | 6227933 | 6137410 | 3460839 | 3589017 | 5297822 | 4763418 | 8737938 | 8959561 | 4592412 | 1216164 | 9415012 | 11626894 | 642723.22 | 634240 | 341614.82 | 346376 | 453387 | 439036 | 837483.79 | 870100.57 | 436971.2 | 120768.74 | 883100 | 1126876 | 2973612 | 2973612 | 74024420 | 74024420 | 7132677.3 | 2020
Vintage1968 | petroleum | TRUE | 63047.3136.PA.ST | 3136 | N | . | Keystone | KeyCon Operating LLC | 63047 | PA | MAT | RFC |  | 22 | 2 | NAICS-22 Non-Cogen | ST | RFO | RFO | PJM | M | barrels | . | . | . | . | . | . | . | 0 | . | . | . | . | . | . | . | . | . | . | . | 0 | . | . | . | . | . | . | . | . | . | . | . | 0 | . | . | . | . | . | . | . | . | . | . | . | 0 | . | . | . | . | . | . | . | . | . | . | . | 0 | . | . | . | . | . | . | . | . | . | . | . | 0 | . | . | . | . | 0 | 0 | 0 | 0 | 0 | 2020
Vintage1968 | hard coal | TRUE | 63047.3136.PA.ST | 3136 | N | . | Keystone | KeyCon Operating LLC | 63047 | PA | MAT | RFC |  | 22 | 2 | NAICS-22 Non-Cogen | ST | SC | COL | PJM | M | short tons | . | . | . | . | . | . | . | 0 | . | . | . | . | . | . | . | . | . | . | . | 0 | . | . | . | . | . | . | . | . | . | . | . | 0 | . | . | . | . | . | . | . | . | . | . | . | 0 | . | . | . | . | . | . | . | . | . | . | . | 0 | . | . | . | . | . | . | . | . | . | . | . | 0 | . | . | . | . | 0 | 0 | 0 | 0 | 0 | 2020
Vintage1968 | petroleum | TRUE | 63031.3138.PA.IC | 3138 | N | . | New Castle Plant | New Castle Power, LLC | 63031 | PA | MAT | RFC |  | 22 | 2 | NAICS-22 Non-Cogen | IC | DFO | DFO | PJM | A | barrels | 13 | 10 | 14 | 10 | 13 | 9 | 13 | 12 | 11 | 8 | 10 | 12 | 13 | 10 | 14 | 10 | 13 | 9 | 13 | 12 | 11 | 8 | 10 | 12 | 5.771 | 5.771 | 5.771 | 5.771 | 5.771 | 5.771 | 5.771 | 5.771 | 5.771 | 5.771 | 5.771 | 5.771 | 75 | 58 | 81 | 58 | 75 | 52 | 75 | 69 | 63 | 46 | 58 | 69 | 75 | 58 | 81 | 58 | 75 | 52 | 75 | 69 | 63 | 46 | 58 | 69 | 7.169 | 5.504 | 7.649 | 5.597 | 7.062 | 5.217 | 7.319 | 6.486 | 6.003 | 4.721 | 5.667 | 6.606 | 135 | 135 | 779 | 779 | 75 | 2020
Vintage1964 | natural gas steam turbine | TRUE | 63031.3138.PA.ST | 3138 | N | . | New Castle Plant | New Castle Power, LLC | 63031 | PA | MAT | RFC |  | 22 | 2 | NAICS-22 Non-Cogen | ST | NG | NG | PJM | AM | mcf | 763700 | 466000 | 258500 | 125700 | 368800 | 1036600 | 1587200 | 620800 | 247300 | 501700 | 242000 | 137900 | 763700 | 466000 | 258500 | 125700 | 368800 | 1036600 | 1587200 | 620800 | 247300 | 501700 | 242000 | 137900 | 1.032 | 1.032 | 1.032 | 1.033 | 1.034 | 1.034 | 1.036 | 1.037 | 1.04 | 1.037 | 1.031 | 1.039 | 788138 | 480912 | 266772 | 129848 | 381339 | 1071844 | 1644339 | 643770 | 257192 | 520263 | 249502 | 143278 | 788138 | 480912 | 266772 | 129848 | 381339 | 1071844 | 1644339 | 643770 | 257192 | 520263 | 249502 | 143278 | 67531 | 41400 | 20183 | 11576 | 32228 | 91355 | 143007 | 52410 | 19775 | 42732 | 19499 | 10875 | 6356200 | 6356200 | 6577197 | 6577197 | 552571 | 2020
Vintage1964 | hard coal | TRUE | 63031.3138.PA.ST | 3138 | N | . | New Castle Plant | New Castle Power, LLC | 63031 | PA | MAT | RFC |  | 22 | 2 | NAICS-22 Non-Cogen | ST | SUB | COL | PJM | AM | short tons | 0 | 0 | 0 | 0 | 0 | 0 | 0 | 0 | 0 | 0 | 0 | 0 | 0 | 0 | 0 | 0 | 0 | 0 | 0 | 0 | 0 | 0 | 0 | 0 | 0 | 0 | 0 | 0 | 0 | 0 | 0 | 0 | 0 | 0 | 0 | 0 | 0 | 0 | 0 | 0 | 0 | 0 | 0 | 0 | 0 | 0 | 0 | 0 | 0 | 0 | 0 | 0 | 0 | 0 | 0 | 0 | 0 | 0 | 0 | 0 | 0 | 0 | 0 | 0 | 0 | 0 | 0 | 0 | 0 | 0 | 0 | 0 | 0 | 0 | 0 | 0 | 0 | 2020
Vintage1967 | petroleum | TRUE | 15276.3139.PA.GT | 3139 | N | . | TalenEnergy Martin Creek LLC Allentown | TalenEnergy Martins Creek LLC | 15276 | PA | MAT | RFC |  | 22 | 2 | NAICS-22 Non-Cogen | GT | DFO | DFO | PJM | A | barrels | 121 | 93 | 129 | 94 | 119 | 88 | 123 | 109 | 101 | 79 | 95 | 111 | 121 | 93 | 129 | 94 | 119 | 88 | 123 | 109 | 101 | 79 | 95 | 111 | 5.74 | 5.74 | 5.74 | 5.74 | 5.74 | 5.74 | 5.74 | 5.74 | 5.74 | 5.74 | 5.74 | 5.74 | 695 | 534 | 740 | 540 | 683 | 505 | 706 | 626 | 580 | 453 | 545 | 637 | 695 | 534 | 740 | 540 | 683 | 505 | 706 | 626 | 580 | 453 | 545 | 637 | 41.667 | 31.999 | 44.468 | 32.538 | 41.055 | 30.327 | 42.547 | 37.707 | 34.899 | 27.444 | 32.946 | 38.403 | 1262 | 1262 | 7244 | 7244 | 436 | 2020
Vintage0 | petroleum | TRUE | 15537.3140.PA.IC | 3140 | N | . | Brunner Island | Brunner Island LLC | 15537 | PA | MAT | RFC |  | 22 | 2 | NAICS-22 Non-Cogen | IC | DFO | DFO | PJM | M | barrels | 0 | 0 | 0 | 0 | 0 | 0 | 0 | 0 | 0 | 0 | 0 | 0 | 0 | 0 | 0 | 0 | 0 | 0 | 0 | 0 | 0 | 0 | 0 | 0 | 0 | 0 | 0 | 0 | 0 | 0 | 0 | 0 | 0 | 0 | 0 | 0 | 0 | 0 | 0 | 0 | 0 | 0 | 0 | 0 | 0 | 0 | 0 | 0 | 0 | 0 | 0 | 0 | 0 | 0 | 0 | 0 | 0 | 0 | 0 | 0 | 0 | 0 | 0 | 0 | 0 | 0 | 0 | 0 | 0 | 0 | 0 | 0 | 0 | 0 | 0 | 0 | 0 | 2020
Vintage1969 | hard coal | TRUE | 15537.3140.PA.ST | 3140 | N | . | Brunner Island | Brunner Island LLC | 15537 | PA | MAT | RFC |  | 22 | 2 | NAICS-22 Non-Cogen | ST | BIT | COL | PJM | M | short tons | 31466 | 11921 | 0 | 0 | 0 | 0 | 0 | 0 | 0 | 0 | 3282 | 106401 | 31466 | 11921 | 0 | 0 | 0 | 0 | 0 | 0 | 0 | 0 | 3282 | 106401 | 26.149 | 26.18 | 0 | 0 | 0 | 0 | 0 | 0 | 0 | 0 | 26.109 | 26.145 | 822804 | 312092 | 0 | 0 | 0 | 0 | 0 | 0 | 0 | 0 | 85690 | 2781854 | 822804 | 312092 | 0 | 0 | 0 | 0 | 0 | 0 | 0 | 0 | 85690 | 2781854 | 56893.347 | 30807.396 | 0 | 0 | 0 | 0 | 0 | 0 | 0 | 0 | 5584.311 | 217316.3 | 153070 | 153070 | 4002440 | 4002440 | 310601.35 | 2020
Vintage1969 | petroleum | TRUE | 15537.3140.PA.ST | 3140 | N | . | Brunner Island | Brunner Island LLC | 15537 | PA | MAT | RFC |  | 22 | 2 | NAICS-22 Non-Cogen | ST | DFO | DFO | PJM | M | barrels | 199 | 85 | 103 | 39 | 51 | 18 | 12 | 11 | 17 | 29 | 24 | 316 | 199 | 85 | 103 | 39 | 51 | 18 | 12 | 11 | 17 | 29 | 24 | 316 | 5.8 | 5.8 | 5.8 | 5.8 | 5.8 | 5.8 | 5.8 | 5.8 | 5.8 | 5.8 | 5.8 | 5.8 | 1154 | 493 | 597 | 226 | 296 | 104 | 70 | 64 | 99 | 168 | 139 | 1833 | 1154 | 493 | 597 | 226 | 296 | 104 | 70 | 64 | 99 | 168 | 139 | 1833 | 79.808 | 48.665 | 0 | 4.93 | 25.291 | 8.791 | 6.473 | 5.731 | 8.54 | 12.29 | 9.072 | 143.177 | 904 | 904 | 5243 | 5243 | 352.768 | 2020
Vintage1969 | natural gas steam turbine | TRUE | 15537.3140.PA.ST | 3140 | N | . | Brunner Island | Brunner Island LLC | 15537 | PA | MAT | RFC |  | 22 | 2 | NAICS-22 Non-Cogen | ST | NG | NG | PJM | M | mcf | 21432 | 541505 | 244 | 77287 | 833568 | 2546645 | 6828097 | 3759906 | 988867 | 99324 | 488896 | 223467 | 21432 | 541505 | 244 | 77287 | 833568 | 2546645 | 6828097 | 3759906 | 988867 | 99324 | 488896 | 223467 | 1.06 | 1.063 | 1 | 1.068 | 1.054 | 1.04 | 1.052 | 1.051 | 1.047 | 1.067 | 1.016 | 1.036 | 22718 | 575620 | 244 | 82543 | 878581 | 2648511 | 7183158 | 3951661 | 1035344 | 105979 | 496718 | 231512 | 22718 | 575620 | 244 | 82543 | 878581 | 2648511 | 7183158 | 3951661 | 1035344 | 105979 | 496718 | 231512 | 1570.845 | 56820.939 | 0 | 1799.07 | 75119.709 | 223026.21 | 668018.53 | 354985.27 | 89675.46 | 7743.71 | 32370.617 | 18085.524 | 16409238 | 16409238 | 17212589 | 17212589 | 1529215.9 | 2020
Vintage1969 | hard coal | TRUE | 15537.3140.PA.ST | 3140 | N | . | Brunner Island | Brunner Island LLC | 15537 | PA | MAT | RFC |  | 22 | 2 | NAICS-22 Non-Cogen | ST | RC | COL | PJM | M | short tons | 0 | 0 | 0 | 0 | 0 | 0 | 0 | 0 | 0 | 0 | 0 | 0 | 0 | 0 | 0 | 0 | 0 | 0 | 0 | 0 | 0 | 0 | 0 | 0 | 0 | 0 | 0 | 0 | 0 | 0 | 0 | 0 | 0 | 0 | 0 | 0 | 0 | 0 | 0 | 0 | 0 | 0 | 0 | 0 | 0 | 0 | 0 | 0 | 0 | 0 | 0 | 0 | 0 | 0 | 0 | 0 | 0 | 0 | 0 | 0 | 0 | 0 | 0 | 0 | 0 | 0 | 0 | 0 | 0 | 0 | 0 | 0 | 0 | 0 | 0 | 0 | 0 | 2020
Vintage1969 | petroleum | TRUE | 15276.3142.PA.GT | 3142 | N | . | TalenEnergy Martins Creek LLC Fishbach | TalenEnergy Martins Creek LLC | 15276 | PA | MAT | RFC |  | 22 | 2 | NAICS-22 Non-Cogen | GT | DFO | DFO | PJM | A | barrels | 13 | 10 | 14 | 10 | 13 | 10 | 14 | 12 | 11 | 9 | 11 | 12 | 13 | 10 | 14 | 10 | 13 | 10 | 14 | 12 | 11 | 9 | 11 | 12 | 5.68 | 5.68 | 5.68 | 5.68 | 5.68 | 5.68 | 5.68 | 5.68 | 5.68 | 5.68 | 5.68 | 5.68 | 74 | 57 | 80 | 57 | 74 | 57 | 80 | 68 | 62 | 51 | 62 | 68 | 74 | 57 | 80 | 57 | 74 | 57 | 80 | 68 | 62 | 51 | 62 | 68 | 3.44 | 2.642 | 3.672 | 2.687 | 3.39 | 2.504 | 3.513 | 3.113 | 2.882 | 2.266 | 2.72 | 3.171 | 139 | 139 | 790 | 790 | 36 | 2020
Vintage1967 | petroleum | TRUE | 15276.3143.PA.GT | 3143 | N | . | TalenEnergy Martins Creek LLC Harrisburg | TalenEnergy Martins Creek LLC | 15276 | PA | MAT | RFC |  | 22 | 2 | NAICS-22 Non-Cogen | GT | DFO | DFO | PJM | A | barrels | 167 | 129 | 179 | 131 | 166 | 122 | 172 | 152 | 141 | 111 | 133 | 155 | 167 | 129 | 179 | 131 | 166 | 122 | 172 | 152 | 141 | 111 | 133 | 155 | 5.72 | 5.72 | 5.72 | 5.72 | 5.72 | 5.72 | 5.72 | 5.72 | 5.72 | 5.72 | 5.72 | 5.72 | 955 | 738 | 1024 | 749 | 950 | 698 | 984 | 869 | 807 | 635 | 761 | 887 | 955 | 738 | 1024 | 749 | 950 | 698 | 984 | 869 | 807 | 635 | 761 | 887 | 58.775 | 45.136 | 62.724 | 45.896 | 57.911 | 42.777 | 60.014 | 53.187 | 49.227 | 38.712 | 46.472 | 54.169 | 1758 | 1758 | 10057 | 10057 | 615 | 2020
Vintage1967 | petroleum | TRUE | 15276.3144.PA.GT | 3144 | N | . | TalenEnergy Martins Creek LLC Harwood | TalenEnergy Martins Creek LLC | 15276 | PA | MAT | RFC |  | 22 | 2 | NAICS-22 Non-Cogen | GT | DFO | DFO | PJM | A | barrels | 120 | 93 | 130 | 95 | 120 | 88 | 124 | 110 | 102 | 80 | 96 | 112 | 120 | 93 | 130 | 95 | 120 | 88 | 124 | 110 | 102 | 80 | 96 | 112 | 5.7 | 5.7 | 5.7 | 5.7 | 5.7 | 5.7 | 5.7 | 5.7 | 5.7 | 5.7 | 5.7 | 5.7 | 684 | 530 | 741 | 542 | 684 | 502 | 707 | 627 | 581 | 456 | 547 | 638 | 684 | 530 | 741 | 542 | 684 | 502 | 707 | 627 | 581 | 456 | 547 | 638 | 37.847 | 29.063 | 40.388 | 29.552 | 37.289 | 27.544 | 38.643 | 34.247 | 31.698 | 24.926 | 29.923 | 34.88 | 1270 | 1270 | 7239 | 7239 | 396 | 2020
Vintage2013 | hydro | TRUE | 60416.3145.PA.HY | 3145 | N | . | Holtwood | BIF III Holtwood LLC | 60416 | PA | MAT | RFC |  | 22 | 2 | NAICS-22 Non-Cogen | HY | WAT | HYC | PJM | A |  | 0 | 0 | 0 | 0 | 0 | 0 | 0 | 0 | 0 | 0 | 0 | 0 | 0 | 0 | 0 | 0 | 0 | 0 | 0 | 0 | 0 | 0 | 0 | 0 | 0 | 0 | 0 | 0 | 0 | 0 | 0 | 0 | 0 | 0 | 0 | 0 | 666819 | 622220 | 660797 | 647996 | 676868 | 633235 | 664496 | 651664 | 618994 | 622050 | 615194 | 649865 | 666819 | 622220 | 660797 | 647996 | 676868 | 633235 | 664496 | 651664 | 618994 | 622050 | 615194 | 649865 | 76060.14 | 70972.969 | 75373.204 | 73913.071 | 77206.315 | 72229.393 | 75795.162 | 74331.428 | 70604.942 | 70953.55 | 70171.526 | 74126.3 | 0 | 0 | 7730198 | 7730198 | 881738 | 2020
Vintage1969 | petroleum | TRUE | 15276.3146.PA.GT | 3146 | N | . | TalenEnergy Martins Creek LLC Jenkins | TalenEnergy Martins Creek LLC | 15276 | PA | MAT | RFC |  | 22 | 2 | NAICS-22 Non-Cogen | GT | DFO | DFO | PJM | A | barrels | 26 | 20 | 27 | 20 | 25 | 19 | 26 | 23 | 21 | 17 | 20 | 24 | 26 | 20 | 27 | 20 | 25 | 19 | 26 | 23 | 21 | 17 | 20 | 24 | 5.81 | 5.81 | 5.81 | 5.81 | 5.81 | 5.81 | 5.81 | 5.81 | 5.81 | 5.81 | 5.81 | 5.81 | 151 | 116 | 157 | 116 | 145 | 110 | 151 | 134 | 122 | 99 | 116 | 139 | 151 | 116 | 157 | 116 | 145 | 110 | 151 | 134 | 122 | 99 | 116 | 139 | 8.219 | 6.312 | 8.771 | 6.418 | 8.098 | 5.982 | 8.392 | 7.438 | 6.884 | 5.413 | 6.498 | 7.575 | 268 | 268 | 1556 | 1556 | 86 | 2020
Vintage1969 | petroleum | TRUE | 15276.3147.PA.GT | 3147 | N | . | TalenEnergy Martins Creek LLC Lock Haven | TalenEnergy Martins Creek LLC | 15276 | PA | MAT | RFC |  | 22 | 2 | NAICS-22 Non-Cogen | GT | DFO | DFO | PJM | A | barrels | 5 | 4 | 5 | 4 | 5 | 3 | 5 | 4 | 4 | 3 | 4 | 4 | 5 | 4 | 5 | 4 | 5 | 3 | 5 | 4 | 4 | 3 | 4 | 4 | 5.85 | 5.85 | 5.85 | 5.85 | 5.85 | 5.85 | 5.85 | 5.85 | 5.85 | 5.85 | 5.85 | 5.85 | 29 | 23 | 29 | 23 | 29 | 18 | 29 | 23 | 23 | 18 | 23 | 23 | 29 | 23 | 29 | 23 | 29 | 18 | 29 | 23 | 23 | 18 | 23 | 23 | 1.72 | 1.321 | 1.836 | 1.343 | 1.695 | 1.252 | 1.757 | 1.557 | 1.441 | 1.133 | 1.36 | 1.585 | 50 | 50 | 290 | 290 | 18 | 2020
Vintage1971 | natural gas peaker | TRUE | 15276.3148.PA.GT | 3148 | N | . | TalenEnergy Martins Creek | TalenEnergy Martins Creek LLC | 15276 | PA | MAT | RFC |  | 22 | 2 | NAICS-22 Non-Cogen | GT | NG | NG | PJM | M | mcf | 459 | 0 | 0 | 0 | 0 | 3468 | 5533 | 6534 | 57 | 2775 | 83 | 1593 | 459 | 0 | 0 | 0 | 0 | 3468 | 5533 | 6534 | 57 | 2775 | 83 | 1593 | 1.03 | 0 | 0 | 0 | 0 | 1.077 | 1.08 | 1.078 | 1.045 | 1.037 | 1.039 | 1 | 473 | 0 | 0 | 0 | 0 | 3735 | 5976 | 7044 | 60 | 2878 | 86 | 1593 | 473 | 0 | 0 | 0 | 0 | 3735 | 5976 | 7044 | 60 | 2878 | 86 | 1593 | 26 | 0 | 0 | 0 | 0 | 220 | 348 | 434 | 2 | 169 | 3 | 110 | 20502 | 20502 | 21845 | 21845 | 1312 | 2020
Vintage1977 | petroleum | TRUE | 15276.3148.PA.ST | 3148 | N | . | TalenEnergy Martins Creek | TalenEnergy Martins Creek LLC | 15276 | PA | MAT | RFC |  | 22 | 2 | NAICS-22 Non-Cogen | ST | DFO | DFO | PJM | M | barrels | 0 | 0 | 0 | 0 | 0 | 56 | 37 | 11 | 0 | 0 | 0 | 5 | 0 | 0 | 0 | 0 | 0 | 56 | 37 | 11 | 0 | 0 | 0 | 5 | 0 | 0 | 0 | 0 | 0 | 5.8 | 5.8 | 5.8 | 0 | 0 | 0 | 5.8 | 0 | 0 | 0 | 0 | 0 | 325 | 215 | 64 | 0 | 0 | 0 | 29 | 0 | 0 | 0 | 0 | 0 | 325 | 215 | 64 | 0 | 0 | 0 | 29 | 0 | 0 | 0 | 0 | 0 | 23.271 | 17.543 | 5.177 | 0 | 0 | 0 | 0 | 109 | 109 | 633 | 633 | 45.991 | 2020
Vintage1977 | natural gas steam turbine | TRUE | 15276.3148.PA.ST | 3148 | N | . | TalenEnergy Martins Creek | TalenEnergy Martins Creek LLC | 15276 | PA | MAT | RFC |  | 22 | 2 | NAICS-22 Non-Cogen | ST | NG | NG | PJM | M | mcf | 1243 | 527 | 262 | 124 | 135 | 675108 | 2562013 | 1095514 | 19477 | 0 | 0 | 38493 | 1243 | 527 | 262 | 124 | 135 | 675108 | 2562013 | 1095514 | 19477 | 0 | 0 | 38493 | 1.03 | 1.03 | 1.03 | 1.03 | 1.03 | 1.077 | 1.08 | 1.078 | 1.045 | 0 | 0 | 1 | 1280 | 543 | 270 | 128 | 139 | 727091 | 2766974 | 1180964 | 20353 | 0 | 0 | 38493 | 1280 | 543 | 270 | 128 | 139 | 727091 | 2766974 | 1180964 | 20353 | 0 | 0 | 38493 | -5475 | 0 | 0 | 0 | 0 | 52094.729 | 226193.56 | 95821.911 | 0 | 0 | 0 | 0 | 4392896 | 4392896 | 4736235 | 4736235 | 368635.2 | 2020
Vintage1977 | petroleum | TRUE | 15276.3148.PA.ST | 3148 | N | . | TalenEnergy Martins Creek | TalenEnergy Martins Creek LLC | 15276 | PA | MAT | RFC |  | 22 | 2 | NAICS-22 Non-Cogen | ST | RFO | RFO | PJM | M | barrels | 0 | 0 | 0 | 0 | 0 | 0 | 4694 | 3599 | 0 | 0 | 0 | 0 | 0 | 0 | 0 | 0 | 0 | 0 | 4694 | 3599 | 0 | 0 | 0 | 0 | 0 | 0 | 0 | 0 | 0 | 0 | 6.15 | 6.15 | 0 | 0 | 0 | 0 | 0 | 0 | 0 | 0 | 0 | 0 | 28868 | 22134 | 0 | 0 | 0 | 0 | 0 | 0 | 0 | 0 | 0 | 0 | 28868 | 22134 | 0 | 0 | 0 | 0 | 0 | 0 | 0 | 0 | 0 | 0 | 2359.899 | 1795.912 | 0 | 0 | 0 | 0 | 8293 | 8293 | 51002 | 51002 | 4155.811 | 2020
Vintage1973 | hard coal | TRUE | 15534.3149.PA.ST | 3149 | N | . | TalenEnergy Montour | TalenEnergy Montour LLC | 15534 | PA | MAT | RFC |  | 22 | 2 | NAICS-22 Non-Cogen | ST | BIT | COL | PJM | M | short tons | 0 | 0 | 0 | 0 | 0 | 18043 | 33189 | 4386 | 0 | 0 | 12305 | 6211 | 0 | 0 | 0 | 0 | 0 | 18043 | 33189 | 4386 | 0 | 0 | 12305 | 6211 | 0 | 0 | 0 | 0 | 0 | 26.28 | 26.271 | 26.26 | 0 | 0 | 26.28 | 26.26 | 0 | 0 | 0 | 0 | 0 | 474170 | 871908 | 115176 | 0 | 0 | 323375 | 163101 | 0 | 0 | 0 | 0 | 0 | 474170 | 871908 | 115176 | 0 | 0 | 323375 | 163101 | 0 | 0 | 0 | 0 | 0 | 41294.364 | 80375.166 | 9902.22 | 0 | 0 | 23611.395 | 12872.49 | 74134 | 74134 | 1947730 | 1947730 | 168055.64 | 2020
Vintage1973 | petroleum | TRUE | 15534.3149.PA.ST | 3149 | N | . | TalenEnergy Montour | TalenEnergy Montour LLC | 15534 | PA | MAT | RFC |  | 22 | 2 | NAICS-22 Non-Cogen | ST | DFO | DFO | PJM | M | barrels | 170 | 50 | 0 | 0 | 124 | 3648 | 3890 | 1646 | 0 | 7 | 1933 | 2509 | 170 | 50 | 0 | 0 | 124 | 3648 | 3890 | 1646 | 0 | 7 | 1933 | 2509 | 5.8 | 5.8 | 0 | 0 | 5.8 | 5.8 | 5.8 | 5.8 | 0 | 5.8 | 5.8 | 5.8 | 986 | 290 | 0 | 0 | 719 | 21158 | 22562 | 9547 | 0 | 41 | 11211 | 14552 | 986 | 290 | 0 | 0 | 719 | 21158 | 22562 | 9547 | 0 | 41 | 11211 | 14552 | -8153 | -7636 | 0 | 0 | 0 | 1842.636 | 2079.834 | 820.78 | 0 | 0 | 818.605 | 1148.51 | 13977 | 13977 | 81066 | 81066 | -9078.635 | 2020
Vintage1973 | hard coal | TRUE | 15534.3149.PA.ST | 3149 | N | . | TalenEnergy Montour | TalenEnergy Montour LLC | 15534 | PA | MAT | RFC |  | 22 | 2 | NAICS-22 Non-Cogen | ST | RC | COL | PJM | M | short tons | 0 | 0 | 0 | 0 | 0 | 0 | 0 | 0 | 0 | 0 | 0 | 0 | 0 | 0 | 0 | 0 | 0 | 0 | 0 | 0 | 0 | 0 | 0 | 0 | 0 | 0 | 0 | 0 | 0 | 0 | 0 | 0 | 0 | 0 | 0 | 0 | 0 | 0 | 0 | 0 | 0 | 0 | 0 | 0 | 0 | 0 | 0 | 0 | 0 | 0 | 0 | 0 | 0 | 0 | 0 | 0 | 0 | 0 | 0 | 0 | 0 | 0 | 0 | 0 | 0 | 0 | 0 | 0 | 0 | 0 | 0 | 0 | 0 | 0 | 0 | 0 | 0 | 2020
Vintage1971 | hard coal | TRUE | 22001.3152.PA.GT | 3152 | N | . | Sunbury Generation LP | Sunbury Generation LP | 22001 | PA | MAT | RFC |  | 22 | 2 | NAICS-22 Non-Cogen | GT | BIT | COL | PJM | A | short tons | 0 | 0 | 0 | 0 | 0 | 0 | 0 | 0 | 0 | 0 | 0 | 0 | 0 | 0 | 0 | 0 | 0 | 0 | 0 | 0 | 0 | 0 | 0 | 0 | 0 | 0 | 0 | 0 | 0 | 0 | 0 | 0 | 0 | 0 | 0 | 0 | 0 | 0 | 0 | 0 | 0 | 0 | 0 | 0 | 0 | 0 | 0 | 0 | 0 | 0 | 0 | 0 | 0 | 0 | 0 | 0 | 0 | 0 | 0 | 0 | 0 | 0 | 0 | 0 | 0 | 0 | 0 | 0 | 0 | 0 | 0 | 0 | 0 | 0 | 0 | 0 | 0 | 2020
Vintage1971 | petroleum | TRUE | 22001.3152.PA.GT | 3152 | N | . | Sunbury Generation LP | Sunbury Generation LP | 22001 | PA | MAT | RFC |  | 22 | 2 | NAICS-22 Non-Cogen | GT | DFO | DFO | PJM | A | barrels | 34 | 26 | 36 | 27 | 34 | 25 | 35 | 31 | 29 | 22 | 27 | 31 | 34 | 26 | 36 | 27 | 34 | 25 | 35 | 31 | 29 | 22 | 27 | 31 | 5.8 | 5.8 | 5.8 | 5.8 | 5.8 | 5.8 | 5.8 | 5.8 | 5.8 | 5.8 | 5.8 | 5.8 | 197 | 151 | 209 | 157 | 197 | 145 | 203 | 180 | 168 | 128 | 157 | 180 | 197 | 151 | 209 | 157 | 197 | 145 | 203 | 180 | 168 | 128 | 157 | 180 | 11.182 | 8.587 | 11.933 | 8.731 | 11.017 | 8.138 | 11.417 | 10.119 | 9.365 | 7.365 | 8.841 | 10.305 | 357 | 357 | 2072 | 2072 | 117 | 2020
Vintage1971 | petroleum | TRUE | 22001.3152.PA.GT | 3152 | N | . | Sunbury Generation LP | Sunbury Generation LP | 22001 | PA | MAT | RFC |  | 22 | 2 | NAICS-22 Non-Cogen | GT | PC | PC | PJM | A | short tons | 0 | 0 | 0 | 0 | 0 | 0 | 0 | 0 | 0 | 0 | 0 | 0 | 0 | 0 | 0 | 0 | 0 | 0 | 0 | 0 | 0 | 0 | 0 | 0 | 0 | 0 | 0 | 0 | 0 | 0 | 0 | 0 | 0 | 0 | 0 | 0 | 0 | 0 | 0 | 0 | 0 | 0 | 0 | 0 | 0 | 0 | 0 | 0 | 0 | 0 | 0 | 0 | 0 | 0 | 0 | 0 | 0 | 0 | 0 | 0 | 0 | 0 | 0 | 0 | 0 | 0 | 0 | 0 | 0 | 0 | 0 | 0 | 0 | 0 | 0 | 0 | 0 | 2020
Vintage1967 | petroleum | TRUE | 22001.3152.PA.IC | 3152 | N | . | Sunbury Generation LP | Sunbury Generation LP | 22001 | PA | MAT | RFC |  | 22 | 2 | NAICS-22 Non-Cogen | IC | DFO | DFO | PJM | A | barrels | 2 | 1 | 2 | 1 | 2 | 1 | 2 | 2 | 2 | 1 | 1 | 2 | 2 | 1 | 2 | 1 | 2 | 1 | 2 | 2 | 2 | 1 | 1 | 2 | 5.8 | 5.8 | 5.8 | 5.8 | 5.8 | 5.8 | 5.8 | 5.8 | 5.8 | 5.8 | 5.8 | 5.8 | 12 | 6 | 12 | 6 | 12 | 6 | 12 | 12 | 12 | 6 | 6 | 12 | 12 | 6 | 12 | 6 | 12 | 6 | 12 | 12 | 12 | 6 | 6 | 12 | 1.145 | 0.881 | 1.224 | 0.896 | 1.13 | 0.835 | 1.171 | 1.038 | 0.961 | 0.755 | 0.907 | 1.057 | 19 | 19 | 114 | 114 | 12 | 2020
Vintage1926 | hydro | TRUE | 60417.3153.PA.HY | 3153 | N | . | Wallenpaupack | Wallenpuapack Hydro | 60417 | PA | MAT | RFC |  | 22 | 2 | NAICS-22 Non-Cogen | HY | WAT | HYC | PJM | A |  | 0 | 0 | 0 | 0 | 0 | 0 | 0 | 0 | 0 | 0 | 0 | 0 | 0 | 0 | 0 | 0 | 0 | 0 | 0 | 0 | 0 | 0 | 0 | 0 | 0 | 0 | 0 | 0 | 0 | 0 | 0 | 0 | 0 | 0 | 0 | 0 | 56163 | 52407 | 55656 | 54578 | 57010 | 53335 | 55968 | 54887 | 52135 | 52393 | 51815 | 54735 | 56163 | 52407 | 55656 | 54578 | 57010 | 53335 | 55968 | 54887 | 52135 | 52393 | 51815 | 54735 | 6406.218 | 5977.748 | 6348.361 | 6225.38 | 6502.756 | 6083.571 | 6383.901 | 6260.617 | 5946.751 | 5976.112 | 5910.246 | 6243.339 | 0 | 0 | 651082 | 651082 | 74265 | 2020
Vintage1969 | petroleum | TRUE | 15276.3154.PA.GT | 3154 | N | . | TalenEnergy Martins Creek LLC West Shore | TalenEnergy Martins Creek LLC | 15276 | PA | MAT | RFC |  | 22 | 2 | NAICS-22 Non-Cogen | GT | DFO | DFO | PJM | A | barrels | 46 | 35 | 49 | 36 | 45 | 33 | 47 | 41 | 38 | 30 | 36 | 42 | 46 | 35 | 49 | 36 | 45 | 33 | 47 | 41 | 38 | 30 | 36 | 42 | 5.74 | 5.74 | 5.74 | 5.74 | 5.74 | 5.74 | 5.74 | 5.74 | 5.74 | 5.74 | 5.74 | 5.74 | 264 | 201 | 281 | 207 | 258 | 189 | 270 | 235 | 218 | 172 | 207 | 241 | 264 | 201 | 281 | 207 | 258 | 189 | 270 | 235 | 218 | 172 | 207 | 241 | 16.342 | 12.55 | 17.44 | 12.761 | 16.102 | 11.894 | 16.687 | 14.789 | 13.688 | 10.764 | 12.921 | 15.062 | 478 | 478 | 2743 | 2743 | 171 | 2020
Vintage1967 | petroleum | TRUE | 15276.3155.PA.GT | 3155 | N | . | TalenEnergy Martins Creek LLC Williamsport | TalenEnergy Martins Creek LLC | 15276 | PA | MAT | RFC |  | 22 | 2 | NAICS-22 Non-Cogen | GT | DFO | DFO | PJM | A | barrels | 11 | 8 | 11 | 8 | 11 | 8 | 11 | 10 | 9 | 7 | 8 | 10 | 11 | 8 | 11 | 8 | 11 | 8 | 11 | 10 | 9 | 7 | 8 | 10 | 5.65 | 5.65 | 5.65 | 5.65 | 5.65 | 5.65 | 5.65 | 5.65 | 5.65 | 5.65 | 5.65 | 5.65 | 62 | 45 | 62 | 45 | 62 | 45 | 62 | 57 | 51 | 40 | 45 | 57 | 62 | 45 | 62 | 45 | 62 | 45 | 62 | 57 | 51 | 40 | 45 | 57 | 3.249 | 2.495 | 3.468 | 2.537 | 3.202 | 2.365 | 3.318 | 2.94 | 2.722 | 2.14 | 2.569 | 2.995 | 112 | 112 | 633 | 633 | 34 | 2020
Vintage1969 | petroleum | TRUE | 6035.3157.PA.GT | 3157 | N | . | Chester Generating Station | Exelon Power | 6035 | PA | MAT | RFC |  | 22 | 2 | NAICS-22 Non-Cogen | GT | DFO | DFO | PJM | A | barrels | 19 | 16 | 22 | 16 | 20 | 15 | 21 | 18 | 17 | 13 | 16 | 19 | 19 | 16 | 22 | 16 | 20 | 15 | 21 | 18 | 17 | 13 | 16 | 19 | 5.83 | 5.83 | 5.83 | 5.83 | 5.83 | 5.83 | 5.83 | 5.83 | 5.83 | 5.83 | 5.83 | 5.83 | 111 | 93 | 128 | 93 | 117 | 87 | 122 | 105 | 99 | 76 | 93 | 111 | 111 | 93 | 128 | 93 | 117 | 87 | 122 | 105 | 99 | 76 | 93 | 111 | 6.499 | 4.991 | 6.935 | 5.075 | 6.403 | 4.73 | 6.636 | 5.881 | 5.443 | 4.28 | 5.138 | 5.989 | 212 | 212 | 1235 | 1235 | 68 | 2020
Vintage1970 | petroleum | TRUE | 6035.3160.PA.GT | 3160 | N | . | Delaware Generating Station | Exelon Power | 6035 | PA | MAT | RFC |  | 22 | 2 | NAICS-22 Non-Cogen | GT | DFO | DFO | PJM | A | barrels | 44 | 34 | 47 | 34 | 44 | 32 | 45 | 40 | 37 | 29 | 35 | 41 | 44 | 34 | 47 | 34 | 44 | 32 | 45 | 40 | 37 | 29 | 35 | 41 | 5.78 | 5.78 | 5.78 | 5.78 | 5.78 | 5.78 | 5.78 | 5.78 | 5.78 | 5.78 | 5.78 | 5.78 | 254 | 197 | 272 | 197 | 254 | 185 | 260 | 231 | 214 | 168 | 202 | 237 | 254 | 197 | 272 | 197 | 254 | 185 | 260 | 231 | 214 | 168 | 202 | 237 | 14.525 | 11.156 | 15.503 | 11.343 | 14.313 | 10.573 | 14.833 | 13.145 | 12.167 | 9.568 | 11.486 | 13.388 | 462 | 462 | 2671 | 2671 | 152 | 2020
Vintage1970 | petroleum | TRUE | 6035.3161.PA.GT | 3161 | N | . | Eddystone Generating Station | Exelon Power | 6035 | PA | MAT | RFC |  | 22 | 2 | NAICS-22 Non-Cogen | GT | DFO | DFO | PJM | A | barrels | 48 | 36 | 50 | 37 | 47 | 34 | 48 | 43 | 40 | 31 | 37 | 44 | 48 | 36 | 50 | 37 | 47 | 34 | 48 | 43 | 40 | 31 | 37 | 44 | 5.81 | 5.81 | 5.81 | 5.81 | 5.81 | 5.81 | 5.81 | 5.81 | 5.81 | 5.81 | 5.81 | 5.81 | 279 | 209 | 291 | 215 | 273 | 198 | 279 | 250 | 232 | 180 | 215 | 256 | 279 | 209 | 291 | 215 | 273 | 198 | 279 | 250 | 232 | 180 | 215 | 256 | 16.152 | 12.403 | 17.236 | 12.612 | 15.914 | 11.755 | 16.492 | 14.616 | 13.527 | 10.638 | 12.77 | 14.885 | 495 | 495 | 2877 | 2877 | 169 | 2020
Vintage1976 | petroleum | TRUE | 6035.3161.PA.ST | 3161 | N | . | Eddystone Generating Station | Exelon Power | 6035 | PA | MAT | RFC |  | 22 | 2 | NAICS-22 Non-Cogen | ST | DFO | DFO | PJM | AM | barrels | 0 | 0 | 0 | 0 | 0 | 0 | 3684 | 0 | 0 | 0 | 0 | 0 | 0 | 0 | 0 | 0 | 0 | 0 | 3684 | 0 | 0 | 0 | 0 | 0 | 0 | 0 | 0 | 0 | 0 | 0 | 5.81 | 0 | 0 | 0 | 0 | 0 | 0 | 0 | 0 | 0 | 0 | 0 | 21404 | 0 | 0 | 0 | 0 | 0 | 0 | 0 | 0 | 0 | 0 | 0 | 21404 | 0 | 0 | 0 | 0 | 0 | 0 | 0 | 0 | 0 | 0 | 0 | 1209.433 | 0 | 0 | 0 | 0 | 0 | 3684 | 3684 | 21404 | 21404 | 1209.433 | 2020
Vintage1976 | natural gas steam turbine | TRUE | 6035.3161.PA.ST | 3161 | N | . | Eddystone Generating Station | Exelon Power | 6035 | PA | MAT | RFC |  | 22 | 2 | NAICS-22 Non-Cogen | ST | NG | NG | PJM | AM | mcf | 0 | 0 | 0 | 0 | 0 | 0 | 187775 | 0 | 0 | 0 | 0 | 0 | 0 | 0 | 0 | 0 | 0 | 0 | 187775 | 0 | 0 | 0 | 0 | 0 | 0 | 0 | 0 | 0 | 0 | 0 | 1.035 | 0 | 0 | 0 | 0 | 0 | 0 | 0 | 0 | 0 | 0 | 0 | 194347 | 0 | 0 | 0 | 0 | 0 | 0 | 0 | 0 | 0 | 0 | 0 | 194347 | 0 | 0 | 0 | 0 | 0 | 0 | 0 | 0 | 0 | 0 | 0 | 10981.567 | 0 | 0 | 0 | 0 | 0 | 187775 | 187775 | 194347 | 194347 | 10981.567 | 2020
Vintage1970 | petroleum | TRUE | 6035.3162.PA.GT | 3162 | N | . | Falls | Exelon Power | 6035 | PA | MAT | RFC |  | 22 | 2 | NAICS-22 Non-Cogen | GT | DFO | DFO | PJM | A | barrels | 53 | 41 | 57 | 41 | 52 | 39 | 54 | 48 | 44 | 35 | 42 | 49 | 53 | 41 | 57 | 41 | 52 | 39 | 54 | 48 | 44 | 35 | 42 | 49 | 5.79 | 5.79 | 5.79 | 5.79 | 5.79 | 5.79 | 5.79 | 5.79 | 5.79 | 5.79 | 5.79 | 5.79 | 307 | 237 | 330 | 237 | 301 | 226 | 313 | 278 | 255 | 203 | 243 | 284 | 307 | 237 | 330 | 237 | 301 | 226 | 313 | 278 | 255 | 203 | 243 | 284 | 12.233 | 9.394 | 13.055 | 9.552 | 12.053 | 8.903 | 12.491 | 11.07 | 10.246 | 8.057 | 9.672 | 11.274 | 555 | 555 | 3214 | 3214 | 128 | 2020
Vintage1970 | petroleum | TRUE | 6035.3163.PA.GT | 3163 | N | . | Moser Generating Station | Exelon Power | 6035 | PA | MAT | RFC |  | 22 | 2 | NAICS-22 Non-Cogen | GT | DFO | DFO | PJM | A | barrels | 44 | 33 | 46 | 34 | 42 | 31 | 44 | 39 | 36 | 28 | 34 | 40 | 44 | 33 | 46 | 34 | 42 | 31 | 44 | 39 | 36 | 28 | 34 | 40 | 5.8 | 5.8 | 5.8 | 5.8 | 5.8 | 5.8 | 5.8 | 5.8 | 5.8 | 5.8 | 5.8 | 5.8 | 255 | 191 | 267 | 197 | 244 | 180 | 255 | 226 | 209 | 162 | 197 | 232 | 255 | 191 | 267 | 197 | 244 | 180 | 255 | 226 | 209 | 162 | 197 | 232 | 8.89 | 6.825 | 9.485 | 6.94 | 8.757 | 6.469 | 9.075 | 8.043 | 7.444 | 5.854 | 7.027 | 8.191 | 451 | 451 | 2615 | 2615 | 93 | 2020
Vintage1968 | other | TRUE | 6035.3164.PA.PS | 3164 | N | . | Muddy Run | Exelon Power | 6035 | PA | MAT | RFC |  | 22 | 2 | NAICS-22 Non-Cogen | PS | WAT | HPS | PJM | M | megawatthours | 125503 | 116542 | 191343 | 149307 | 168581 | 175167 | 180812 | 167282 | 166887 | 126286 | 132596 | 170075 | 125503 | 116542 | 191343 | 149307 | 168581 | 175167 | 180812 | 167282 | 166887 | 126286 | 132596 | 170075 | 0 | 0 | 0 | 0 | 0 | 0 | 0 | 0 | 0 | 0 | 0 | 0 | 0 | 0 | 0 | 0 | 0 | 0 | 0 | 0 | 0 | 0 | 0 | 0 | 0 | 0 | 0 | 0 | 0 | 0 | 0 | 0 | 0 | 0 | 0 | 0 | -27550 | -28353 | -45101 | -33539 | -44206 | -33878 | -38895 | -35539 | -41013 | -29073 | -31999 | -35227 | 1870381 | 1870381 | 0 | 0 | -424373 | 2020
Vintage1974 | nuclear | TRUE | 55951.3166.PA.ST | 3166 | N | 3 | Peach Bottom | Exelon Nuclear | 55951 | PA | MAT | RFC |  | 22 | 2 | NAICS-22 Non-Cogen | ST | NUC | NUC | PJM | M |  | 0 | 0 | 0 | 0 | 0 | 0 | 0 | 0 | 0 | 0 | 0 | 0 | 0 | 0 | 0 | 0 | 0 | 0 | 0 | 0 | 0 | 0 | 0 | 0 | 0 | 0 | 0 | 0 | 0 | 0 | 0 | 0 | 0 | 0 | 0 | 0 | 10484137 | 9820421 | 10336034 | 10131241 | 10389873 | 9720233 | 9841710 | 9867386 | 9707406 | 10253480 | 10102682 | 10315205 | 10484137 | 9820421 | 10336034 | 10131241 | 10389873 | 9720233 | 9841710 | 9867386 | 9707406 | 10253480 | 10102682 | 10315205 | 1003653 | 940115 | 989475 | 969870 | 994629 | 930524 | 942153 | 944611 | 929296 | 981572 | 967136 | 987481 | 0 | 0 | 120969808 | 120969808 | 11580515 | 2020
Vintage1974 | nuclear | TRUE | 55951.3166.PA.ST | 3166 | N | 2 | Peach Bottom | Exelon Nuclear | 55951 | PA | MAT | RFC |  | 22 | 2 | NAICS-22 Non-Cogen | ST | NUC | NUC | PJM | M |  | 0 | 0 | 0 | 0 | 0 | 0 | 0 | 0 | 0 | 0 | 0 | 0 | 0 | 0 | 0 | 0 | 0 | 0 | 0 | 0 | 0 | 0 | 0 | 0 | 0 | 0 | 0 | 0 | 0 | 0 | 0 | 0 | 0 | 0 | 0 | 0 | 10459986 | 9782742 | 10395650 | 10075491 | 10166047 | 9666646 | 9712765 | 9213604 | 8060305 | 4311107 | 4689388 | 10138710 | 10459986 | 9782742 | 10395650 | 10075491 | 10166047 | 9666646 | 9712765 | 9213604 | 8060305 | 4311107 | 4689388 | 10138710 | 1001341 | 936508 | 995182 | 964533 | 973202 | 925394 | 929809 | 882024 | 771618 | 412705 | 448918 | 970585 | 0 | 0 | 106672441 | 106672441 | 10211819 | 2020
Vintage1973 | petroleum | TRUE | 6035.3168.PA.GT | 3168 | N | . | Richmond Generating Station | Exelon Power | 6035 | PA | MAT | RFC |  | 22 | 2 | NAICS-22 Non-Cogen | GT | DFO | DFO | PJM | A | barrels | 91 | 69 | 96 | 71 | 89 | 66 | 92 | 82 | 76 | 59 | 71 | 83 | 91 | 69 | 96 | 71 | 89 | 66 | 92 | 82 | 76 | 59 | 71 | 83 | 5.8 | 5.8 | 5.8 | 5.8 | 5.8 | 5.8 | 5.8 | 5.8 | 5.8 | 5.8 | 5.8 | 5.8 | 528 | 400 | 557 | 412 | 516 | 383 | 534 | 476 | 441 | 342 | 412 | 481 | 528 | 400 | 557 | 412 | 516 | 383 | 534 | 476 | 441 | 342 | 412 | 481 | 24.943 | 19.155 | 26.62 | 19.478 | 24.577 | 18.154 | 25.469 | 22.572 | 20.892 | 16.429 | 19.722 | 22.989 | 945 | 945 | 5482 | 5482 | 261 | 2020
Vintage1971 | petroleum | TRUE | 6035.3169.PA.GT | 3169 | N | . | Schuylkill Generating Station | Exelon Power | 6035 | PA | MAT | RFC |  | 22 | 2 | NAICS-22 Non-Cogen | GT | DFO | DFO | PJM | A | barrels | 165 | 128 | 178 | 130 | 164 | 121 | 170 | 151 | 140 | 110 | 132 | 154 | 165 | 128 | 178 | 130 | 164 | 121 | 170 | 151 | 140 | 110 | 132 | 154 | 5.78 | 5.78 | 5.78 | 5.78 | 5.78 | 5.78 | 5.78 | 5.78 | 5.78 | 5.78 | 5.78 | 5.78 | 954 | 740 | 1029 | 751 | 948 | 699 | 983 | 873 | 809 | 636 | 763 | 890 | 954 | 740 | 1029 | 751 | 948 | 699 | 983 | 873 | 809 | 636 | 763 | 890 | 67.089 | 51.521 | 71.597 | 52.389 | 66.103 | 48.829 | 68.504 | 60.711 | 56.191 | 44.188 | 53.046 | 61.832 | 1743 | 1743 | 10075 | 10075 | 702 | 2020
Vintage1971 | petroleum | TRUE | 6035.3169.PA.GT | 3169 | N | . | Schuylkill Generating Station | Exelon Power | 6035 | PA | MAT | RFC |  | 22 | 2 | NAICS-22 Non-Cogen | GT | RFO | RFO | PJM | A | barrels | 0 | 0 | 0 | 0 | 0 | 0 | 0 | 0 | 0 | 0 | 0 | 0 | 0 | 0 | 0 | 0 | 0 | 0 | 0 | 0 | 0 | 0 | 0 | 0 | 0 | 0 | 0 | 0 | 0 | 0 | 0 | 0 | 0 | 0 | 0 | 0 | 0 | 0 | 0 | 0 | 0 | 0 | 0 | 0 | 0 | 0 | 0 | 0 | 0 | 0 | 0 | 0 | 0 | 0 | 0 | 0 | 0 | 0 | 0 | 0 | 0 | 0 | 0 | 0 | 0 | 0 | 0 | 0 | 0 | 0 | 0 | 0 | 0 | 0 | 0 | 0 | 0 | 2020
Vintage1968 | petroleum | TRUE | 6035.3170.PA.GT | 3170 | N | . | Southwark | Exelon Power | 6035 | PA | MAT | RFC |  | 22 | 2 | NAICS-22 Non-Cogen | GT | DFO | DFO | PJM | A | barrels | 36 | 28 | 39 | 28 | 36 | 27 | 37 | 33 | 30 | 24 | 29 | 34 | 36 | 28 | 39 | 28 | 36 | 27 | 37 | 33 | 30 | 24 | 29 | 34 | 5.8 | 5.8 | 5.8 | 5.8 | 5.8 | 5.8 | 5.8 | 5.8 | 5.8 | 5.8 | 5.8 | 5.8 | 209 | 162 | 226 | 162 | 209 | 157 | 215 | 191 | 174 | 139 | 168 | 197 | 209 | 162 | 226 | 162 | 209 | 157 | 215 | 191 | 174 | 139 | 168 | 197 | 10.513 | 8.073 | 11.219 | 8.209 | 10.358 | 7.651 | 10.734 | 9.513 | 8.805 | 6.924 | 8.312 | 9.689 | 381 | 381 | 2209 | 2209 | 110 | 2020
Vintage1986 | hydro | TRUE | 59364.3175.PA.HY | 3175 | N | . | Safe Harbor | Safe Harbor | 59364 | PA | MAT | RFC |  | 22 | 2 | NAICS-22 Non-Cogen | HY | WAT | HYC | PJM | A |  | 0 | 0 | 0 | 0 | 0 | 0 | 0 | 0 | 0 | 0 | 0 | 0 | 0 | 0 | 0 | 0 | 0 | 0 | 0 | 0 | 0 | 0 | 0 | 0 | 0 | 0 | 0 | 0 | 0 | 0 | 0 | 0 | 0 | 0 | 0 | 0 | 726473 | 677884 | 719912 | 705965 | 737420 | 689884 | 723942 | 709961 | 674368 | 677698 | 670229 | 708002 | 726473 | 677884 | 719912 | 705965 | 737420 | 689884 | 723942 | 709961 | 674368 | 677698 | 670229 | 708002 | 82864.458 | 77322.188 | 82116.067 | 80525.31 | 84113.167 | 78691.011 | 82575.773 | 80981.094 | 76921.237 | 77301.032 | 76449.048 | 80757.615 | 0 | 0 | 8421738 | 8421738 | 960618 | 2020
Vintage1959 | natural gas combined cycle | TRUE | 19391.3176.PA.CA | 3176 | N | . | Hunlock Power Station | UGI Development Co | 19391 | PA | MAT | RFC |  | 22 | 2 | NAICS-22 Non-Cogen | CA | NG | NG | PJM | AM | mcf | 0 | 311 | 1046 | 1329 | 0 | 7006 | 34280 | 35692 | 10124 | 3258 | 13680 | 4019 | 0 | 311 | 1046 | 1329 | 0 | 7006 | 34280 | 35692 | 10124 | 3258 | 13680 | 4019 | 0 | 1.032 | 1.032 | 1.032 | 0 | 1.033 | 1.033 | 1.033 | 1.033 | 1.033 | 1.029 | 1.031 | 0 | 321 | 1079 | 1372 | 0 | 7237 | 35411 | 36870 | 10458 | 3366 | 14077 | 4144 | 0 | 321 | 1079 | 1372 | 0 | 7237 | 35411 | 36870 | 10458 | 3366 | 14077 | 4144 | -182 | -17 | 636 | 1112 | 0 | 3652 | 13921 | 13789 | 5482 | 2056 | 5507 | 3835 | 110745 | 110745 | 114335 | 114335 | 49791 | 2020
Vintage2011 | hard coal | TRUE | 19391.3176.PA.CT | 3176 | N | . | Hunlock Power Station | UGI Development Co | 19391 | PA | MAT | RFC |  | 22 | 2 | NAICS-22 Non-Cogen | CT | BIT | COL | PJM | A | short tons | 0 | 0 | 0 | 0 | 0 | 0 | 0 | 0 | 0 | 0 | 0 | 0 | 0 | 0 | 0 | 0 | 0 | 0 | 0 | 0 | 0 | 0 | 0 | 0 | 0 | 0 | 0 | 0 | 0 | 0 | 0 | 0 | 0 | 0 | 0 | 0 | 0 | 0 | 0 | 0 | 0 | 0 | 0 | 0 | 0 | 0 | 0 | 0 | 0 | 0 | 0 | 0 | 0 | 0 | 0 | 0 | 0 | 0 | 0 | 0 | 0 | 0 | 0 | 0 | 0 | 0 | 0 | 0 | 0 | 0 | 0 | 0 | 0 | 0 | 0 | 0 | 0 | 2020
Vintage2011 | petroleum | TRUE | 19391.3176.PA.CT | 3176 | N | . | Hunlock Power Station | UGI Development Co | 19391 | PA | MAT | RFC |  | 22 | 2 | NAICS-22 Non-Cogen | CT | DFO | DFO | PJM | A | barrels | 0 | 0 | 0 | 0 | 0 | 0 | 0 | 0 | 0 | 0 | 0 | 0 | 0 | 0 | 0 | 0 | 0 | 0 | 0 | 0 | 0 | 0 | 0 | 0 | 0 | 0 | 0 | 0 | 0 | 0 | 0 | 0 | 0 | 0 | 0 | 0 | 0 | 0 | 0 | 0 | 0 | 0 | 0 | 0 | 0 | 0 | 0 | 0 | 0 | 0 | 0 | 0 | 0 | 0 | 0 | 0 | 0 | 0 | 0 | 0 | 0 | 0 | 0 | 0 | 0 | 0 | 0 | 0 | 0 | 0 | 0 | 0 | 0 | 0 | 0 | 0 | 0 | 2020
Vintage2011 | natural gas combined cycle | TRUE | 19391.3176.PA.CT | 3176 | N | . | Hunlock Power Station | UGI Development Co | 19391 | PA | MAT | RFC |  | 22 | 2 | NAICS-22 Non-Cogen | CT | NG | NG | PJM | AM | mcf | 10086 | 14521 | 35614 | 53314 | 0 | 145969 | 512887 | 496754 | 213063 | 82576 | 199295 | 136175 | 10086 | 14521 | 35614 | 53314 | 0 | 145969 | 512887 | 496754 | 213063 | 82576 | 199295 | 136175 | 1.032 | 1.032 | 1.032 | 1.032 | 0 | 1.033 | 1.033 | 1.033 | 1.033 | 1.033 | 1.029 | 1.031 | 10409 | 14986 | 36754 | 55020 | 0 | 150786 | 529812 | 513147 | 220094 | 85301 | 205075 | 140396 | 10409 | 14986 | 36754 | 55020 | 0 | 150786 | 529812 | 513147 | 220094 | 85301 | 205075 | 140396 | 1038 | 1519 | 3685 | 5556 | 0 | 15335 | 54238 | 52660 | 22457 | 8555 | 21206 | 14451 | 1900254 | 1900254 | 1961780 | 1961780 | 200700 | 2020
Vintage2011 | petroleum | TRUE | 19391.3176.PA.CT | 3176 | N | . | Hunlock Power Station | UGI Development Co | 19391 | PA | MAT | RFC |  | 22 | 2 | NAICS-22 Non-Cogen | CT | PC | PC | PJM | A | short tons | 0 | 0 | 0 | 0 | 0 | 0 | 0 | 0 | 0 | 0 | 0 | 0 | 0 | 0 | 0 | 0 | 0 | 0 | 0 | 0 | 0 | 0 | 0 | 0 | 0 | 0 | 0 | 0 | 0 | 0 | 0 | 0 | 0 | 0 | 0 | 0 | 0 | 0 | 0 | 0 | 0 | 0 | 0 | 0 | 0 | 0 | 0 | 0 | 0 | 0 | 0 | 0 | 0 | 0 | 0 | 0 | 0 | 0 | 0 | 0 | 0 | 0 | 0 | 0 | 0 | 0 | 0 | 0 | 0 | 0 | 0 | 0 | 0 | 0 | 0 | 0 | 0 | 2020
Vintage1995 | petroleum | TRUE | 63350.3236.RI.CA | 3236 | N | . | Manchester Street | Manchester Street, LLC. | 63350 | RI | NEW | NPCC |  | 22 | 2 | NAICS-22 Non-Cogen | CA | DFO | DFO | ISNE | M | barrels | 0 | 0 | 0 | 0 | 0 | 0 | 0 | 0 | 0 | 0 | 0 | 0 | 0 | 0 | 0 | 0 | 0 | 0 | 0 | 0 | 0 | 0 | 0 | 0 | 0 | 0 | 0 | 0 | 0 | 0 | 0 | 0 | 0 | 0 | 0 | 0 | 0 | 0 | 0 | 0 | 0 | 0 | 0 | 0 | 0 | 0 | 0 | 0 | 0 | 0 | 0 | 0 | 0 | 0 | 0 | 0 | 0 | 0 | 0 | 0 | 0 | 0 | 0 | 0 | 0 | 0 | 0 | 0 | 0 | 240.298 | 272.471 | 237.007 | 0 | 0 | 0 | 0 | 749.776 | 2020
Vintage1995 | natural gas combined cycle | TRUE | 63350.3236.RI.CA | 3236 | N | . | Manchester Street | Manchester Street, LLC. | 63350 | RI | NEW | NPCC |  | 22 | 2 | NAICS-22 Non-Cogen | CA | NG | NG | ISNE | M | mcf | 0 | 0 | 0 | 0 | 0 | 0 | 0 | 0 | 0 | 0 | 0 | 0 | 0 | 0 | 0 | 0 | 0 | 0 | 0 | 0 | 0 | 0 | 0 | 0 | 0 | 0 | 0 | 0 | 0 | 0 | 0 | 0 | 0 | 0 | 0 | 0 | 0 | 0 | 0 | 0 | 0 | 0 | 0 | 0 | 0 | 0 | 0 | 0 | 0 | 0 | 0 | 0 | 0 | 0 | 0 | 0 | 0 | 0 | 0 | 0 | 10486 | 12288 | 3720 | 27822 | 18670 | 67807 | 81807 | 93520 | 64637 | 54829.702 | 51965.529 | 17060.993 | 0 | 0 | 0 | 0 | 504613.22 | 2020
Vintage1995 | petroleum | TRUE | 63350.3236.RI.CT | 3236 | N | . | Manchester Street | Manchester Street, LLC. | 63350 | RI | NEW | NPCC |  | 22 | 2 | NAICS-22 Non-Cogen | CT | DFO | DFO | ISNE | M | barrels | 0 | 0 | 0 | 0 | 0 | 0 | 0 | 0 | 0 | 1047 | 1144 | 1067 | 0 | 0 | 0 | 0 | 0 | 0 | 0 | 0 | 0 | 1047 | 1144 | 1067 | 0 | 0 | 0 | 0 | 0 | 0 | 0 | 0 | 0 | 5.803 | 5.803 | 5.803 | 0 | 0 | 0 | 0 | 0 | 0 | 0 | 0 | 0 | 6076 | 6639 | 6192 | 0 | 0 | 0 | 0 | 0 | 0 | 0 | 0 | 0 | 6076 | 6639 | 6192 | 0 | 0 | 0 | 0 | 0 | 0 | 0 | 0 | 0 | 527.556 | 564.481 | 518.927 | 3258 | 3258 | 18907 | 18907 | 1610.964 | 2020
Vintage1995 | natural gas combined cycle | TRUE | 63350.3236.RI.CT | 3236 | N | . | Manchester Street | Manchester Street, LLC. | 63350 | RI | NEW | NPCC |  | 22 | 2 | NAICS-22 Non-Cogen | CT | NG | NG | ISNE | M | mcf | 270444 | 322933 | 95830 | 675183 | 449060 | 1594819 | 1951039 | 2235632 | 1595078 | 1349877 | 1232829 | 434000 | 270444 | 322933 | 95830 | 675183 | 449060 | 1594819 | 1951039 | 2235632 | 1595078 | 1349877 | 1232829 | 434000 | 1.027 | 1.027 | 1.026 | 1.026 | 1.026 | 1.026 | 1.028 | 1.027 | 1.027 | 1.027 | 1.027 | 1.027 | 277746 | 331652 | 98322 | 692738 | 460736 | 1636284 | 2005668 | 2295994 | 1638145 | 1386324 | 1266115 | 445718 | 277746 | 331652 | 98322 | 692738 | 460736 | 1636284 | 2005668 | 2295994 | 1638145 | 1386324 | 1266115 | 445718 | 22953 | 27846 | 8085 | 59346 | 38577 | 140217 | 172221 | 196476 | 140742 | 120374.44 | 107657.52 | 37355.073 | 12206724 | 12206724 | 12535442 | 12535442 | 1071850 | 2020
Vintage1997 | petroleum | TRUE | 3046.3250.SC.GT | 3250 | N | . | Darlington County | Duke Energy Progress - (NC) | 3046 | SC | SAT | SERC |  | 22 | 1 | Electric Utility | GT | DFO | DFO | CPLE | A | barrels | 512 | 659 | 485 | 373 | 605 | 615 | 413 | 471 | 452 | 378 | 314 | 869 | 512 | 659 | 485 | 373 | 605 | 615 | 413 | 471 | 452 | 378 | 314 | 869 | 5.83 | 5.83 | 5.83 | 5.83 | 5.83 | 5.83 | 5.83 | 5.83 | 5.83 | 5.83 | 5.83 | 5.83 | 2985 | 3842 | 2828 | 2175 | 3527 | 3585 | 2408 | 2746 | 2635 | 2204 | 1831 | 5066 | 2985 | 3842 | 2828 | 2175 | 3527 | 3585 | 2408 | 2746 | 2635 | 2204 | 1831 | 5066 | 66.734 | 86.01 | 63.324 | 48.67 | 78.903 | 80.284 | 53.927 | 61.484 | 58.955 | 49.336 | 40.939 | 113.44 | 6146 | 6146 | 35832 | 35832 | 802.006 | 2020
Vintage1997 | natural gas peaker | TRUE | 3046.3250.SC.GT | 3250 | N | . | Darlington County | Duke Energy Progress - (NC) | 3046 | SC | SAT | SERC |  | 22 | 1 | Electric Utility | GT | NG | NG | CPLE | A | mcf | 2046 | 2009 | 2088 | 2077 | 2247 | 2048 | 2732 | 2415 | 1896 | 1769 | 1593 | 1934 | 2046 | 2009 | 2088 | 2077 | 2247 | 2048 | 2732 | 2415 | 1896 | 1769 | 1593 | 1934 | 1.03 | 1.03 | 1.03 | 1.03 | 1.03 | 1.03 | 1.03 | 1.03 | 1.03 | 1.03 | 1.03 | 1.03 | 2107 | 2069 | 2151 | 2139 | 2314 | 2109 | 2814 | 2487 | 1953 | 1822 | 1641 | 1992 | 2107 | 2069 | 2151 | 2139 | 2314 | 2109 | 2814 | 2487 | 1953 | 1822 | 1641 | 1992 | 47.173 | 46.325 | 48.141 | 47.878 | 51.793 | 47.222 | 62.992 | 55.674 | 43.713 | 40.776 | 36.727 | 44.58 | 24854 | 24854 | 25598 | 25598 | 572.994 | 2020
Vintage1997 | petroleum | TRUE | 3046.3250.SC.GT | 3250 | N | . | Darlington County | Duke Energy Progress - (NC) | 3046 | SC | SAT | SERC |  | 22 | 1 | Electric Utility | GT | WO | WOO | CPLE | A | barrels | 0 | 0 | 0 | 0 | 0 | 0 | 0 | 0 | 0 | 0 | 0 | 0 | 0 | 0 | 0 | 0 | 0 | 0 | 0 | 0 | 0 | 0 | 0 | 0 | 0 | 0 | 0 | 0 | 0 | 0 | 0 | 0 | 0 | 0 | 0 | 0 | 0 | 0 | 0 | 0 | 0 | 0 | 0 | 0 | 0 | 0 | 0 | 0 | 0 | 0 | 0 | 0 | 0 | 0 | 0 | 0 | 0 | 0 | 0 | 0 | 0 | 0 | 0 | 0 | 0 | 0 | 0 | 0 | 0 | 0 | 0 | 0 | 0 | 0 | 0 | 0 | 0 | 2020
Vintage1971 | hard coal | TRUE | 3046.3251.SC.ST | 3251 | N | . | H B Robinson | Duke Energy Progress - (NC) | 3046 | SC | SAT | SERC |  | 22 | 1 | Electric Utility | ST | BIT | COL | CPLE | M | short tons | 0 | 0 | 0 | 0 | 0 | 0 | 0 | 0 | 0 | 0 | 0 | 0 | 0 | 0 | 0 | 0 | 0 | 0 | 0 | 0 | 0 | 0 | 0 | 0 | 0 | 0 | 0 | 0 | 0 | 0 | 0 | 0 | 0 | 0 | 0 | 0 | 0 | 0 | 0 | 0 | 0 | 0 | 0 | 0 | 0 | 0 | 0 | 0 | 0 | 0 | 0 | 0 | 0 | 0 | 0 | 0 | 0 | 0 | 0 | 0 | 0 | 0 | 0 | 0 | 0 | 0 | 0 | 0 | 0 | 0 | 0 | 0 | 0 | 0 | 0 | 0 | 0 | 2020
Vintage1971 | petroleum | TRUE | 3046.3251.SC.ST | 3251 | N | . | H B Robinson | Duke Energy Progress - (NC) | 3046 | SC | SAT | SERC |  | 22 | 1 | Electric Utility | ST | DFO | DFO | CPLE | M | barrels | 0 | 0 | 0 | 0 | 0 | 0 | 0 | 0 | 0 | 0 | 0 | 0 | 0 | 0 | 0 | 0 | 0 | 0 | 0 | 0 | 0 | 0 | 0 | 0 | 0 | 0 | 0 | 0 | 0 | 0 | 0 | 0 | 0 | 0 | 0 | 0 | 0 | 0 | 0 | 0 | 0 | 0 | 0 | 0 | 0 | 0 | 0 | 0 | 0 | 0 | 0 | 0 | 0 | 0 | 0 | 0 | 0 | 0 | 0 | 0 | 0 | 0 | 0 | 0 | 0 | 0 | 0 | 0 | 0 | 0 | 0 | 0 | 0 | 0 | 0 | 0 | 0 | 2020
Vintage1971 | natural gas steam turbine | TRUE | 3046.3251.SC.ST | 3251 | N | . | H B Robinson | Duke Energy Progress - (NC) | 3046 | SC | SAT | SERC |  | 22 | 1 | Electric Utility | ST | NG | NG | CPLE | M | mcf | 0 | 0 | 0 | 0 | 0 | 0 | 0 | 0 | 0 | 0 | 0 | 0 | 0 | 0 | 0 | 0 | 0 | 0 | 0 | 0 | 0 | 0 | 0 | 0 | 0 | 0 | 0 | 0 | 0 | 0 | 0 | 0 | 0 | 0 | 0 | 0 | 0 | 0 | 0 | 0 | 0 | 0 | 0 | 0 | 0 | 0 | 0 | 0 | 0 | 0 | 0 | 0 | 0 | 0 | 0 | 0 | 0 | 0 | 0 | 0 | 0 | 0 | 0 | 0 | 0 | 0 | 0 | 0 | 0 | 0 | 0 | 0 | 0 | 0 | 0 | 0 | 0 | 2020
Vintage1971 | nuclear | TRUE | 3046.3251.SC.ST | 3251 | N | 2 | H B Robinson | Duke Energy Progress - (NC) | 3046 | SC | SAT | SERC |  | 22 | 1 | Electric Utility | ST | NUC | NUC | CPLE | M |  | 0 | 0 | 0 | 0 | 0 | 0 | 0 | 0 | 0 | 0 | 0 | 0 | 0 | 0 | 0 | 0 | 0 | 0 | 0 | 0 | 0 | 0 | 0 | 0 | 0 | 0 | 0 | 0 | 0 | 0 | 0 | 0 | 0 | 0 | 0 | 0 | 6134328 | 5741768 | 6114815 | 5898269 | 6051146 | 5834048 | 5950353 | 5958950 | 5807765 | 5540756 | 902449 | 4043064 | 6134328 | 5741768 | 6114815 | 5898269 | 6051146 | 5834048 | 5950353 | 5958950 | 5807765 | 5540756 | 902449 | 4043064 | 587243 | 549663 | 585375 | 564645 | 579280 | 558497 | 569631 | 570454 | 555981 | 530420 | 86392 | 387045 | 0 | 0 | 63977711 | 63977711 | 6124626 | 2020
Vintage1996 | hydro | TRUE | 13763.3253.SC.HY | 3253 | N | . | Boyds Mill Hydro | Northbrook Carolina Hydro LLC | 13763 | SC | SAT | SERC |  | 22 | 2 | NAICS-22 Non-Cogen | HY | WAT | HYC | DUK | A |  | 0 | 0 | 0 | 0 | 0 | 0 | 0 | 0 | 0 | 0 | 0 | 0 | 0 | 0 | 0 | 0 | 0 | 0 | 0 | 0 | 0 | 0 | 0 | 0 | 0 | 0 | 0 | 0 | 0 | 0 | 0 | 0 | 0 | 0 | 0 | 0 | 4723 | 5269 | 6022 | 5001 | 4596 | 3035 | 2410 | 2579 | 2155 | 1788 | 2494 | 3299 | 4723 | 5269 | 6022 | 5001 | 4596 | 3035 | 2410 | 2579 | 2155 | 1788 | 2494 | 3299 | 538.726 | 601.013 | 686.944 | 570.412 | 524.229 | 346.136 | 274.92 | 294.135 | 245.861 | 203.932 | 284.433 | 376.259 | 0 | 0 | 43371 | 43371 | 4947 | 2020
Vintage1940 | hydro | TRUE | 17543.3254.SC.HY | 3254 | N | . | Buzzard Roost | South Carolina Public Service Authority | 17543 | SC | SAT | SERC |  | 22 | 1 | Electric Utility | HY | WAT | HYC | DUK | A |  | 0 | 0 | 0 | 0 | 0 | 0 | 0 | 0 | 0 | 0 | 0 | 0 | 0 | 0 | 0 | 0 | 0 | 0 | 0 | 0 | 0 | 0 | 0 | 0 | 0 | 0 | 0 | 0 | 0 | 0 | 0 | 0 | 0 | 0 | 0 | 0 | 28165 | 31422 | 35914 | 29822 | 27407 | 18096 | 14373 | 15378 | 12854 | 10662 | 14870 | 19671 | 28165 | 31422 | 35914 | 29822 | 27407 | 18096 | 14373 | 15378 | 12854 | 10662 | 14870 | 19671 | 3212.645 | 3584.087 | 4096.529 | 3401.602 | 3126.195 | 2064.153 | 1639.464 | 1754.048 | 1466.171 | 1216.128 | 1696.19 | 2243.788 | 0 | 0 | 258634 | 258634 | 29501 | 2020
Vintage0 | petroleum | TRUE | 17543.3254.SC.ST | 3254 | N | . | Buzzard Roost | South Carolina Public Service Authority | 17543 | SC | SAT | SERC |  | 22 | 1 | Electric Utility | ST | DFO | DFO | DUK | A | barrels | 0 | 0 | 0 | 0 | 0 | 0 | 0 | 0 | 0 | 0 | 0 | 0 | 0 | 0 | 0 | 0 | 0 | 0 | 0 | 0 | 0 | 0 | 0 | 0 | 0 | 0 | 0 | 0 | 0 | 0 | 0 | 0 | 0 | 0 | 0 | 0 | 0 | 0 | 0 | 0 | 0 | 0 | 0 | 0 | 0 | 0 | 0 | 0 | 0 | 0 | 0 | 0 | 0 | 0 | 0 | 0 | 0 | 0 | 0 | 0 | 0 | 0 | 0 | 0 | 0 | 0 | 0 | 0 | 0 | 0 | 0 | 0 | 0 | 0 | 0 | 0 | 0 | 2020
Vintage0 | natural gas steam turbine | TRUE | 17543.3254.SC.ST | 3254 | N | . | Buzzard Roost | South Carolina Public Service Authority | 17543 | SC | SAT | SERC |  | 22 | 1 | Electric Utility | ST | NG | NG | DUK | A | mcf | 0 | 0 | 0 | 0 | 0 | 0 | 0 | 0 | 0 | 0 | 0 | 0 | 0 | 0 | 0 | 0 | 0 | 0 | 0 | 0 | 0 | 0 | 0 | 0 | 0 | 0 | 0 | 0 | 0 | 0 | 0 | 0 | 0 | 0 | 0 | 0 | 0 | 0 | 0 | 0 | 0 | 0 | 0 | 0 | 0 | 0 | 0 | 0 | 0 | 0 | 0 | 0 | 0 | 0 | 0 | 0 | 0 | 0 | 0 | 0 | 0 | 0 | 0 | 0 | 0 | 0 | 0 | 0 | 0 | 0 | 0 | 0 | 0 | 0 | 0 | 0 | 0 | 2020
Vintage1926 | hydro | TRUE | 5416.3255.SC.HY | 3255 | N | . | Cedar Creek | Duke Energy Carolinas, LLC | 5416 | SC | SAT | SERC |  | 22 | 1 | Electric Utility | HY | WAT | HYC | DUK | A |  | 0 | 0 | 0 | 0 | 0 | 0 | 0 | 0 | 0 | 0 | 0 | 0 | 0 | 0 | 0 | 0 | 0 | 0 | 0 | 0 | 0 | 0 | 0 | 0 | 0 | 0 | 0 | 0 | 0 | 0 | 0 | 0 | 0 | 0 | 0 | 0 | 186228 | 207760 | 237464 | 197181 | 181217 | 119653 | 95035 | 101677 | 84990 | 70496 | 98323 | 130066 | 186228 | 207760 | 237464 | 197181 | 181217 | 119653 | 95035 | 101677 | 84990 | 70496 | 98323 | 130066 | 21241.934 | 23697.91 | 27086.164 | 22491.325 | 20670.337 | 13648.139 | 10840.1 | 11597.73 | 9694.293 | 8041.013 | 11215.173 | 14835.882 | 0 | 0 | 1710090 | 1710090 | 195060 | 2020
Vintage1923 | hydro | TRUE | 5416.3256.SC.HY | 3256 | N | . | Dearborn | Duke Energy Carolinas, LLC | 5416 | SC | SAT | SERC |  | 22 | 1 | Electric Utility | HY | WAT | HYC | DUK | A |  | 0 | 0 | 0 | 0 | 0 | 0 | 0 | 0 | 0 | 0 | 0 | 0 | 0 | 0 | 0 | 0 | 0 | 0 | 0 | 0 | 0 | 0 | 0 | 0 | 0 | 0 | 0 | 0 | 0 | 0 | 0 | 0 | 0 | 0 | 0 | 0 | 159712 | 178177 | 203653 | 169105 | 155414 | 102616 | 81503 | 87200 | 72888 | 60458 | 84323 | 111546 | 159712 | 178177 | 203653 | 169105 | 155414 | 102616 | 81503 | 87200 | 72888 | 60458 | 84323 | 111546 | 18217.359 | 20323.637 | 23229.447 | 19288.854 | 17727.151 | 11704.822 | 9296.611 | 9946.365 | 8313.952 | 6896.077 | 9618.279 | 12723.446 | 0 | 0 | 1466595 | 1466595 | 167286 | 2020
Vintage1916 | hydro | TRUE | 5416.3257.SC.HY | 3257 | N | . | Fishing Creek | Duke Energy Carolinas, LLC | 5416 | SC | SAT | SERC |  | 22 | 1 | Electric Utility | HY | WAT | HYC | DUK | A |  | 0 | 0 | 0 | 0 | 0 | 0 | 0 | 0 | 0 | 0 | 0 | 0 | 0 | 0 | 0 | 0 | 0 | 0 | 0 | 0 | 0 | 0 | 0 | 0 | 0 | 0 | 0 | 0 | 0 | 0 | 0 | 0 | 0 | 0 | 0 | 0 | 226041 | 252176 | 288231 | 239336 | 219958 | 145233 | 115352 | 123414 | 103159 | 85566 | 119344 | 157872 | 226041 | 252176 | 288231 | 239336 | 219958 | 145233 | 115352 | 123414 | 103159 | 85566 | 119344 | 157872 | 25783.153 | 28764.18 | 32876.793 | 27299.644 | 25089.355 | 16565.913 | 13157.557 | 14077.157 | 11766.792 | 9760.064 | 13612.814 | 18007.578 | 0 | 0 | 2075682 | 2075682 | 236761 | 2020
Vintage1927 | hydro | TRUE | 63010.3258.SC.HY | 3258 | N | . | Gaston Shoals | Northbrook Carolina Hydro II, LLC | 63010 | SC | SAT | SERC |  | 22 | 2 | NAICS-22 Non-Cogen | HY | WAT | HYC | DUK | A |  | 0 | 0 | 0 | 0 | 0 | 0 | 0 | 0 | 0 | 0 | 0 | 0 | 0 | 0 | 0 | 0 | 0 | 0 | 0 | 0 | 0 | 0 | 0 | 0 | 0 | 0 | 0 | 0 | 0 | 0 | 0 | 0 | 0 | 0 | 0 | 0 | 29311 | 32700 | 37375 | 31035 | 28522 | 18833 | 14958 | 16003 | 13377 | 11095 | 15475 | 20471 | 29311 | 32700 | 37375 | 31035 | 28522 | 18833 | 14958 | 16003 | 13377 | 11095 | 15475 | 20471 | 3343.322 | 3729.876 | 4263.162 | 3539.968 | 3253.358 | 2148.116 | 1706.152 | 1825.397 | 1525.81 | 1265.596 | 1765.185 | 2335.058 | 0 | 0 | 269155 | 269155 | 30701 | 2020
Vintage1907 | hydro | TRUE | 5416.3259.SC.HY | 3259 | N | . | Great Falls (SC) | Duke Energy Carolinas, LLC | 5416 | SC | SAT | SERC |  | 22 | 1 | Electric Utility | HY | WAT | HYC | DUK | A |  | 0 | 0 | 0 | 0 | 0 | 0 | 0 | 0 | 0 | 0 | 0 | 0 | 0 | 0 | 0 | 0 | 0 | 0 | 0 | 0 | 0 | 0 | 0 | 0 | 0 | 0 | 0 | 0 | 0 | 0 | 0 | 0 | 0 | 0 | 0 | 0 | 0 | 0 | 0 | 0 | 0 | 0 | 0 | 0 | 0 | 0 | 0 | 0 | 0 | 0 | 0 | 0 | 0 | 0 | 0 | 0 | 0 | 0 | 0 | 0 | -7.731 | -8.626 | -9.859 | -8.187 | -7.524 | -4.968 | -3.946 | -4.221 | -3.529 | -2.927 | -4.082 | -5.4 | 0 | 0 | 0 | 0 | -71 | 2020
Vintage1996 | hydro | TRUE | 13763.3261.SC.HY | 3261 | N | . | Hollidays Bridge Hydro | Northbrook Carolina Hydro LLC | 13763 | SC | SAT | SERC |  | 22 | 2 | NAICS-22 Non-Cogen | HY | WAT | HYC | DUK | A |  | 0 | 0 | 0 | 0 | 0 | 0 | 0 | 0 | 0 | 0 | 0 | 0 | 0 | 0 | 0 | 0 | 0 | 0 | 0 | 0 | 0 | 0 | 0 | 0 | 0 | 0 | 0 | 0 | 0 | 0 | 0 | 0 | 0 | 0 | 0 | 0 | 12931 | 14426 | 16488 | 13691 | 12583 | 8308 | 6599 | 7060 | 5901 | 4895 | 6827 | 9031 | 12931 | 14426 | 16488 | 13691 | 12583 | 8308 | 6599 | 7060 | 5901 | 4895 | 6827 | 9031 | 1474.935 | 1645.465 | 1880.729 | 1561.686 | 1435.246 | 947.659 | 752.683 | 805.289 | 673.124 | 558.328 | 778.726 | 1030.13 | 0 | 0 | 118740 | 118740 | 13544 | 2020
Vintage1975 | other | TRUE | 5416.3262.SC.PS | 3262 | N | . | Jocassee | Duke Energy Carolinas, LLC | 5416 | SC | SAT | SERC |  | 22 | 1 | Electric Utility | PS | WAT | HPS | DUK | M | megawatthours | 85232 | 87101 | 91668 | 71997 | 128222 | 142273 | 195895 | 137122 | 71476 | 66421 | 48550 | 113508 | 85232 | 87101 | 91668 | 71997 | 128222 | 142273 | 195895 | 137122 | 71476 | 66421 | 48550 | 113508 | 0 | 0 | 0 | 0 | 0 | 0 | 0 | 0 | 0 | 0 | 0 | 0 | 0 | 0 | 0 | 0 | 0 | 0 | 0 | 0 | 0 | 0 | 0 | 0 | 0 | 0 | 0 | 0 | 0 | 0 | 0 | 0 | 0 | 0 | 0 | 0 | 2882 | 3986 | -8825 | -1537 | -9846 | -23136 | -30928 | -17703 | -1792 | -542 | -1682 | -15380 | 1239465 | 1239465 | 0 | 0 | -104503 | 2020
Vintage2018 | natural gas combined cycle | TRUE | 5416.3264.SC.CA | 3264 | N | . | W S Lee | Duke Energy Carolinas, LLC | 5416 | SC | SAT | SERC |  | 22 | 1 | Electric Utility | CA | NG | NG | DUK | M | mcf | 518081 | 479075 | 507593 | 374579 | 462513 | 134759 | 563740 | 522350 | 438869 | 425689 | 401958 | 410003 | 518081 | 479075 | 507593 | 374579 | 462513 | 134759 | 563740 | 522350 | 438869 | 425689 | 401958 | 410003 | 1.029 | 1.029 | 1.029 | 1.032 | 1.028 | 1.028 | 1.029 | 1.03 | 1.033 | 1.03 | 1.033 | 1.032 | 533105 | 492968 | 522313 | 386566 | 475463 | 138532 | 580088 | 538021 | 453352 | 438460 | 415223 | 423123 | 533105 | 492968 | 522313 | 386566 | 475463 | 138532 | 580088 | 538021 | 453352 | 438460 | 415223 | 423123 | 231527 | 206835 | 228573 | 205471 | 217497 | 84855 | 238204 | 231923 | 212950 | 209697 | 212203 | 163291 | 5239209 | 5239209 | 5397214 | 5397214 | 2443026 | 2020
Vintage2018 | natural gas combined cycle | TRUE | 5416.3264.SC.CT | 3264 | N | . | W S Lee | Duke Energy Carolinas, LLC | 5416 | SC | SAT | SERC |  | 22 | 1 | Electric Utility | CT | NG | NG | DUK | M | mcf | 3361583 | 2957863 | 3252538 | 3100694 | 3207310 | 1439554 | 3313340 | 3285706 | 3128076 | 3121032 | 3188008 | 2490528 | 3361583 | 2957863 | 3252538 | 3100694 | 3207310 | 1439554 | 3313340 | 3285706 | 3128076 | 3121032 | 3188008 | 2490528 | 1.029 | 1.029 | 1.029 | 1.032 | 1.028 | 1.028 | 1.029 | 1.03 | 1.033 | 1.03 | 1.033 | 1.032 | 3459069 | 3043641 | 3346862 | 3199916 | 3297115 | 1479862 | 3409427 | 3384277 | 3231303 | 3214663 | 3293212 | 2570225 | 3459069 | 3043641 | 3346862 | 3199916 | 3297115 | 1479862 | 3409427 | 3384277 | 3231303 | 3214663 | 3293212 | 2570225 | 342458 | 300382 | 322913 | 311422 | 323208 | 140972 | 331519 | 328007 | 314780 | 306830 | 320706 | 249511 | 35846232 | 35846232 | 36929572 | 36929572 | 3592708 | 2020
Vintage2007 | petroleum | TRUE | 5416.3264.SC.GT | 3264 | N | . | W S Lee | Duke Energy Carolinas, LLC | 5416 | SC | SAT | SERC |  | 22 | 1 | Electric Utility | GT | DFO | DFO | DUK | M | barrels | 159 | 0 | 1379 | 16 | 41 | 1267 | 0 | 617 | 238 | 1140 | 227 | 0 | 159 | 0 | 1379 | 16 | 41 | 1267 | 0 | 617 | 238 | 1140 | 227 | 0 | 5.8 | 0 | 5.8 | 5.8 | 5.8 | 5.8 | 0 | 5.8 | 5.8 | 5.8 | 5.8 | 0 | 922 | 0 | 7998 | 93 | 238 | 7349 | 0 | 3579 | 1380 | 6612 | 1317 | 0 | 922 | 0 | 7998 | 93 | 238 | 7349 | 0 | 3579 | 1380 | 6612 | 1317 | 0 | -1.877 | 0 | 705.01 | -45.76 | -75.728 | -63.451 | 0 | -102.65 | 18.955 | 209.746 | -43.278 | 0 | 5084 | 5084 | 29488 | 29488 | 600.967 | 2020
Vintage2007 | natural gas peaker | TRUE | 5416.3264.SC.GT | 3264 | N | . | W S Lee | Duke Energy Carolinas, LLC | 5416 | SC | SAT | SERC |  | 22 | 1 | Electric Utility | GT | NG | NG | DUK | M | mcf | 41126 | 6960 | 10825 | 75 | 74 | 2884 | 10 | 249 | 1204 | 4358 | 463 | 5067 | 41126 | 6960 | 10825 | 75 | 74 | 2884 | 10 | 249 | 1204 | 4358 | 463 | 5067 | 1.029 | 1.029 | 1.026 | 1.034 | 1.03 | 1.026 | 1.028 | 1.029 | 1.031 | 1.029 | 1.033 | 1.029 | 42319 | 7162 | 11106 | 78 | 76 | 2959 | 10 | 256 | 1241 | 4484 | 478 | 5214 | 42319 | 7162 | 11106 | 78 | 76 | 2959 | 10 | 256 | 1241 | 4484 | 478 | 5214 | -86.123 | -116 | 978.99 | -38.24 | -24.272 | -25.549 | -114 | -7.35 | 17.045 | 142.254 | -15.722 | 399 | 73295 | 73295 | 75383 | 75383 | 1110.033 | 2020
Vintage1958 | petroleum | TRUE | 5416.3264.SC.ST | 3264 | N | . | W S Lee | Duke Energy Carolinas, LLC | 5416 | SC | SAT | SERC |  | 22 | 1 | Electric Utility | ST | DFO | DFO | DUK | M | barrels | 0 | 0 | 0 | 0 | 0 | 0 | 0 | 0 | 0 | 0 | 0 | 0 | 0 | 0 | 0 | 0 | 0 | 0 | 0 | 0 | 0 | 0 | 0 | 0 | 0 | 0 | 0 | 0 | 0 | 0 | 0 | 0 | 0 | 0 | 0 | 0 | 0 | 0 | 0 | 0 | 0 | 0 | 0 | 0 | 0 | 0 | 0 | 0 | 0 | 0 | 0 | 0 | 0 | 0 | 0 | 0 | 0 | 0 | 0 | 0 | 0 | 0 | 0 | 0 | 0 | -193 | -225 | 0 | -112 | 0 | -114 | 0 | 0 | 0 | 0 | 0 | -644 | 2020
Vintage1958 | natural gas steam turbine | TRUE | 5416.3264.SC.ST | 3264 | N | . | W S Lee | Duke Energy Carolinas, LLC | 5416 | SC | SAT | SERC |  | 22 | 1 | Electric Utility | ST | NG | NG | DUK | M | mcf | 382 | 0 | 100 | 12 | 23 | 0 | 0 | 5 | 0 | 145 | 0 | 40 | 382 | 0 | 100 | 12 | 23 | 0 | 0 | 5 | 0 | 145 | 0 | 40 | 1.029 | 0 | 1.026 | 1.034 | 1.03 | 0 | 0 | 1.029 | 0 | 1.029 | 0 | 1.029 | 393 | 0 | 103 | 12 | 24 | 0 | 0 | 5 | 0 | 149 | 0 | 41 | 393 | 0 | 103 | 12 | 24 | 0 | 0 | 5 | 0 | 149 | 0 | 41 | -187 | 0 | -427 | -401 | -405 | -193 | -225 | -660 | -112 | -330 | -114 | -383 | 707 | 707 | 727 | 727 | -3437 | 2020
Vintage1958 | biomass | TRUE | 5416.3264.SC.ST | 3264 | N | . | W S Lee | Duke Energy Carolinas, LLC | 5416 | SC | SAT | SERC |  | 22 | 1 | Electric Utility | ST | WDS | WWW | DUK | M | short tons | 0 | 0 | 0 | 0 | 0 | 0 | 0 | 0 | 0 | 0 | 0 | 0 | 0 | 0 | 0 | 0 | 0 | 0 | 0 | 0 | 0 | 0 | 0 | 0 | 0 | 0 | 0 | 0 | 0 | 0 | 0 | 0 | 0 | 0 | 0 | 0 | 0 | 0 | 0 | 0 | 0 | 0 | 0 | 0 | 0 | 0 | 0 | 0 | 0 | 0 | 0 | 0 | 0 | 0 | 0 | 0 | 0 | 0 | 0 | 0 | 0 | 0 | 0 | 0 | 0 | -193 | -225 | 0 | -112 | 0 | -114 | 0 | 0 | 0 | 0 | 0 | -644 | 2020
Vintage1974 | nuclear | TRUE | 5416.3265.SC.ST | 3265 | N | 3 | Oconee | Duke Energy Carolinas, LLC | 5416 | SC | SAT | SERC |  | 22 | 1 | Electric Utility | ST | NUC | NUC | DUK | M |  | 0 | 0 | 0 | 0 | 0 | 0 | 0 | 0 | 0 | 0 | 0 | 0 | 0 | 0 | 0 | 0 | 0 | 0 | 0 | 0 | 0 | 0 | 0 | 0 | 0 | 0 | 0 | 0 | 0 | 0 | 0 | 0 | 0 | 0 | 0 | 0 | 6789301 | 6356681 | 6729237 | 1988288 | 4672611 | 6594128 | 6762789 | 6698860 | 6476005 | 6761619 | 6590378 | 6828724 | 6789301 | 6356681 | 6729237 | 1988288 | 4672611 | 6594128 | 6762789 | 6698860 | 6476005 | 6761619 | 6590378 | 6828724 | 649944 | 608529 | 644194 | 190340 | 447312 | 631260 | 647406 | 641286 | 619952 | 647294 | 630901 | 653718 | 0 | 0 | 73248621 | 73248621 | 7012136 | 2020
Vintage1974 | nuclear | TRUE | 5416.3265.SC.ST | 3265 | N | 2 | Oconee | Duke Energy Carolinas, LLC | 5416 | SC | SAT | SERC |  | 22 | 1 | Electric Utility | ST | NUC | NUC | DUK | M |  | 0 | 0 | 0 | 0 | 0 | 0 | 0 | 0 | 0 | 0 | 0 | 0 | 0 | 0 | 0 | 0 | 0 | 0 | 0 | 0 | 0 | 0 | 0 | 0 | 0 | 0 | 0 | 0 | 0 | 0 | 0 | 0 | 0 | 0 | 0 | 0 | 6829361 | 6411647 | 6843965 | 6614561 | 6810287 | 6580298 | 6750055 | 6689928 | 6462948 | 6745188 | 6565736 | 6818330 | 6829361 | 6411647 | 6843965 | 6614561 | 6810287 | 6580298 | 6750055 | 6689928 | 6462948 | 6745188 | 6565736 | 6818330 | 653779 | 613791 | 655177 | 633216 | 651953 | 629936 | 646187 | 640431 | 618702 | 645721 | 628542 | 652723 | 0 | 0 | 80122304 | 80122304 | 7670158 | 2020
Vintage1974 | nuclear | TRUE | 5416.3265.SC.ST | 3265 | N | 1 | Oconee | Duke Energy Carolinas, LLC | 5416 | SC | SAT | SERC |  | 22 | 1 | Electric Utility | ST | NUC | NUC | DUK | M |  | 0 | 0 | 0 | 0 | 0 | 0 | 0 | 0 | 0 | 0 | 0 | 0 | 0 | 0 | 0 | 0 | 0 | 0 | 0 | 0 | 0 | 0 | 0 | 0 | 0 | 0 | 0 | 0 | 0 | 0 | 0 | 0 | 0 | 0 | 0 | 0 | 6726333 | 6292668 | 6724463 | 6516191 | 6715469 | 6473091 | 6639725 | 6577728 | 6356806 | 3314718 | 2552214 | 6769725 | 6726333 | 6292668 | 6724463 | 6516191 | 6715469 | 6473091 | 6639725 | 6577728 | 6356806 | 3314718 | 2552214 | 6769725 | 643916 | 602401 | 643737 | 623799 | 642876 | 619673 | 635625 | 629690 | 608541 | 317320 | 244325 | 648070 | 0 | 0 | 71659131 | 71659131 | 6859973 | 2020
Vintage1996 | hydro | TRUE | 13763.3267.SC.HY | 3267 | N | . | Saluda Dam | Northbrook Carolina Hydro LLC | 13763 | SC | SAT | SERC |  | 22 | 2 | NAICS-22 Non-Cogen | HY | WAT | HYC | DUK | A |  | 0 | 0 | 0 | 0 | 0 | 0 | 0 | 0 | 0 | 0 | 0 | 0 | 0 | 0 | 0 | 0 | 0 | 0 | 0 | 0 | 0 | 0 | 0 | 0 | 0 | 0 | 0 | 0 | 0 | 0 | 0 | 0 | 0 | 0 | 0 | 0 | 12123 | 13525 | 15458 | 12836 | 11797 | 7789 | 6187 | 6619 | 5533 | 4589 | 6401 | 8467 | 12123 | 13525 | 15458 | 12836 | 11797 | 7789 | 6187 | 6619 | 5533 | 4589 | 6401 | 8467 | 1382.807 | 1542.685 | 1763.253 | 1464.138 | 1345.596 | 888.465 | 705.668 | 754.988 | 631.078 | 523.453 | 730.084 | 965.785 | 0 | 0 | 111324 | 111324 | 12698 | 2020
Vintage1919 | hydro | TRUE | 5416.3270.SC.HY | 3270 | N | . | Wateree Hydro | Duke Energy Carolinas, LLC | 5416 | SC | SAT | SERC |  | 22 | 1 | Electric Utility | HY | WAT | HYC | DUK | A |  | 0 | 0 | 0 | 0 | 0 | 0 | 0 | 0 | 0 | 0 | 0 | 0 | 0 | 0 | 0 | 0 | 0 | 0 | 0 | 0 | 0 | 0 | 0 | 0 | 0 | 0 | 0 | 0 | 0 | 0 | 0 | 0 | 0 | 0 | 0 | 0 | 383073 | 427363 | 488466 | 405604 | 372765 | 246128 | 195488 | 209151 | 174825 | 145010 | 202252 | 267547 | 383073 | 427363 | 488466 | 405604 | 372765 | 246128 | 195488 | 209151 | 174825 | 145010 | 202252 | 267547 | 43694.831 | 48746.793 | 55716.459 | 46264.838 | 42519.051 | 28074.331 | 22298.174 | 23856.625 | 19941.239 | 16540.428 | 23069.702 | 30517.529 | 0 | 0 | 3517672 | 3517672 | 401240 | 2020
Vintage1925 | hydro | TRUE | 5416.3271.SC.HY | 3271 | N | . | Wylie | Duke Energy Carolinas, LLC | 5416 | SC | SAT | SERC |  | 22 | 1 | Electric Utility | HY | WAT | HYC | DUK | A |  | 0 | 0 | 0 | 0 | 0 | 0 | 0 | 0 | 0 | 0 | 0 | 0 | 0 | 0 | 0 | 0 | 0 | 0 | 0 | 0 | 0 | 0 | 0 | 0 | 0 | 0 | 0 | 0 | 0 | 0 | 0 | 0 | 0 | 0 | 0 | 0 | 205263 | 228996 | 261737 | 217336 | 199740 | 131884 | 104749 | 112070 | 93677 | 77701 | 108374 | 143361 | 205263 | 228996 | 261737 | 217336 | 199740 | 131884 | 104749 | 112070 | 93677 | 77701 | 108374 | 143361 | 23413.173 | 26120.185 | 29854.768 | 24790.269 | 22783.149 | 15043.179 | 11948.118 | 12783.189 | 10685.192 | 8862.922 | 12361.529 | 16352.327 | 0 | 0 | 1884888 | 1884888 | 214998 | 2020
Vintage1910 | hydro | TRUE | 5416.3272.SC.HY | 3272 | N | . | 99 Islands | Duke Energy Carolinas, LLC | 5416 | SC | SAT | SERC |  | 22 | 1 | Electric Utility | HY | WAT | HYC | DUK | A |  | 0 | 0 | 0 | 0 | 0 | 0 | 0 | 0 | 0 | 0 | 0 | 0 | 0 | 0 | 0 | 0 | 0 | 0 | 0 | 0 | 0 | 0 | 0 | 0 | 0 | 0 | 0 | 0 | 0 | 0 | 0 | 0 | 0 | 0 | 0 | 0 | 76670 | 85534 | 97764 | 81179 | 74607 | 49261 | 39126 | 41860 | 34990 | 29023 | 40480 | 53548 | 76670 | 85534 | 97764 | 81179 | 74607 | 49261 | 39126 | 41860 | 34990 | 29023 | 40480 | 53548 | 8745.284 | 9756.405 | 11151.346 | 9259.655 | 8509.956 | 5618.924 | 4462.858 | 4774.773 | 3991.13 | 3310.477 | 4617.275 | 6107.917 | 0 | 0 | 704042 | 704042 | 80306 | 2020
Vintage1921 | hydro | TRUE | 11118.3275.SC.HY | 3275 | N | . | Lockhart | Lockhart Power Co | 11118 | SC | SAT | SERC |  | 22 | 1 | Electric Utility | HY | WAT | HYC | DUK | A |  | 0 | 0 | 0 | 0 | 0 | 0 | 0 | 0 | 0 | 0 | 0 | 0 | 0 | 0 | 0 | 0 | 0 | 0 | 0 | 0 | 0 | 0 | 0 | 0 | 0 | 0 | 0 | 0 | 0 | 0 | 0 | 0 | 0 | 0 | 0 | 0 | 107453 | 119877 | 137016 | 113773 | 104562 | 69040 | 54835 | 58667 | 49039 | 40676 | 56732 | 75048 | 107453 | 119877 | 137016 | 113773 | 104562 | 69040 | 54835 | 58667 | 49039 | 40676 | 56732 | 75048 | 12256.528 | 13673.619 | 15628.631 | 12977.423 | 11926.719 | 7874.933 | 6254.703 | 6691.853 | 5593.576 | 4639.639 | 6471.119 | 8560.257 | 0 | 0 | 986718 | 986718 | 112549 | 2020
Vintage1969 | petroleum | TRUE | 17539.3281.SC.GT | 3281 | N | . | Coit GT | Dominion Energy South Carolina, Inc | 17539 | SC | SAT | SERC |  | 22 | 1 | Electric Utility | GT | DFO | DFO | SCEG | A | barrels | 11 | 14 | 10 | 8 | 13 | 13 | 9 | 10 | 10 | 8 | 7 | 19 | 11 | 14 | 10 | 8 | 13 | 13 | 9 | 10 | 10 | 8 | 7 | 19 | 5.79 | 5.79 | 5.79 | 5.79 | 5.79 | 5.79 | 5.79 | 5.79 | 5.79 | 5.79 | 5.79 | 5.79 | 64 | 81 | 58 | 46 | 75 | 75 | 52 | 58 | 58 | 46 | 41 | 110 | 64 | 81 | 58 | 46 | 75 | 75 | 52 | 58 | 58 | 46 | 41 | 110 | 1.688 | 2.175 | 1.601 | 1.231 | 1.995 | 2.03 | 1.364 | 1.555 | 1.491 | 1.248 | 1.035 | 2.869 | 132 | 132 | 764 | 764 | 20.282 | 2020
Vintage1969 | natural gas peaker | TRUE | 17539.3281.SC.GT | 3281 | N | . | Coit GT | Dominion Energy South Carolina, Inc | 17539 | SC | SAT | SERC |  | 22 | 1 | Electric Utility | GT | NG | NG | SCEG | A | mcf | 359 | 354 | 368 | 366 | 396 | 361 | 482 | 426 | 334 | 312 | 281 | 341 | 359 | 354 | 368 | 366 | 396 | 361 | 482 | 426 | 334 | 312 | 281 | 341 | 1.03 | 1.03 | 1.03 | 1.03 | 1.03 | 1.03 | 1.03 | 1.03 | 1.03 | 1.03 | 1.03 | 1.03 | 370 | 365 | 379 | 377 | 408 | 372 | 496 | 439 | 344 | 321 | 289 | 351 | 370 | 365 | 379 | 377 | 408 | 372 | 496 | 439 | 344 | 321 | 289 | 351 | 9.858 | 9.679 | 10.058 | 10.003 | 10.821 | 9.866 | 13.161 | 11.632 | 9.133 | 8.519 | 7.674 | 9.314 | 4380 | 4380 | 4511 | 4511 | 119.718 | 2020
Vintage2010 | petroleum | TRUE | 17539.3285.SC.GT | 3285 | N | . | Hagood | Dominion Energy South Carolina, Inc | 17539 | SC | SAT | SERC |  | 22 | 1 | Electric Utility | GT | DFO | DFO | SCEG | A | barrels | 497 | 643 | 473 | 364 | 590 | 600 | 403 | 459 | 441 | 369 | 306 | 848 | 497 | 643 | 473 | 364 | 590 | 600 | 403 | 459 | 441 | 369 | 306 | 848 | 5.79 | 5.79 | 5.79 | 5.79 | 5.79 | 5.79 | 5.79 | 5.79 | 5.79 | 5.79 | 5.79 | 5.79 | 2878 | 3723 | 2739 | 2108 | 3416 | 3474 | 2333 | 2658 | 2553 | 2137 | 1772 | 4910 | 2878 | 3723 | 2739 | 2108 | 3416 | 3474 | 2333 | 2658 | 2553 | 2137 | 1772 | 4910 | 223.64 | 288.232 | 212.207 | 163.101 | 264.417 | 269.044 | 180.717 | 206.042 | 197.566 | 165.331 | 137.193 | 380.155 | 5993 | 5993 | 34701 | 34701 | 2687.645 | 2020
Vintage2010 | natural gas peaker | TRUE | 17539.3285.SC.GT | 3285 | N | . | Hagood | Dominion Energy South Carolina, Inc | 17539 | SC | SAT | SERC |  | 22 | 1 | Electric Utility | GT | NG | NG | SCEG | A | mcf | 23663 | 23237 | 24149 | 24017 | 25980 | 23688 | 31598 | 27927 | 21927 | 20454 | 18423 | 22362 | 23663 | 23237 | 24149 | 24017 | 25980 | 23688 | 31598 | 27927 | 21927 | 20454 | 18423 | 22362 | 1.03 | 1.03 | 1.03 | 1.03 | 1.03 | 1.03 | 1.03 | 1.03 | 1.03 | 1.03 | 1.03 | 1.03 | 24373 | 23934 | 24873 | 24738 | 26759 | 24399 | 32546 | 28765 | 22585 | 21068 | 18976 | 23033 | 24373 | 23934 | 24873 | 24738 | 26759 | 24399 | 32546 | 28765 | 22585 | 21068 | 18976 | 23033 | 1887.767 | 1853.843 | 1926.542 | 1916.025 | 2072.677 | 1889.762 | 2520.851 | 2227.982 | 1749.339 | 1631.785 | 1469.762 | 1784.02 | 287425 | 287425 | 296049 | 296049 | 22930.355 | 2020
Vintage1968 | petroleum | TRUE | 17539.3286.SC.GT | 3286 | N | . | Hardeeville | Dominion Energy South Carolina, Inc | 17539 | SC | SAT | SERC |  | 22 | 1 | Electric Utility | GT | DFO | DFO | SCEG | A | barrels | 0 | 0 | 0 | 0 | 0 | 0 | 0 | 0 | 0 | 0 | 0 | 0 | 0 | 0 | 0 | 0 | 0 | 0 | 0 | 0 | 0 | 0 | 0 | 0 | 0 | 0 | 0 | 0 | 0 | 0 | 0 | 0 | 0 | 0 | 0 | 0 | 0 | 0 | 0 | 0 | 0 | 0 | 0 | 0 | 0 | 0 | 0 | 0 | 0 | 0 | 0 | 0 | 0 | 0 | 0 | 0 | 0 | 0 | 0 | 0 | 0 | 0 | 0 | 0 | 0 | 0 | 0 | 0 | 0 | 0 | 0 | 0 | 0 | 0 | 0 | 0 | 0 | 2020
Vintage1958 | hard coal | TRUE | 17539.3287.SC.ST | 3287 | N | . | McMeekin | Dominion Energy South Carolina, Inc | 17539 | SC | SAT | SERC |  | 22 | 1 | Electric Utility | ST | BIT | COL | SCEG | M | short tons | 0 | 0 | 0 | 0 | 0 | 0 | 0 | 0 | 0 | 0 | 0 | 0 | 0 | 0 | 0 | 0 | 0 | 0 | 0 | 0 | 0 | 0 | 0 | 0 | 0 | 0 | 0 | 0 | 0 | 0 | 0 | 0 | 0 | 0 | 0 | 0 | 0 | 0 | 0 | 0 | 0 | 0 | 0 | 0 | 0 | 0 | 0 | 0 | 0 | 0 | 0 | 0 | 0 | 0 | 0 | 0 | 0 | 0 | 0 | 0 | 0 | 0 | 0 | 0 | 0 | 0 | 0 | 0 | 0 | 0 | 0 | 0 | 0 | 0 | 0 | 0 | 0 | 2020
Vintage1958 | petroleum | TRUE | 17539.3287.SC.ST | 3287 | N | . | McMeekin | Dominion Energy South Carolina, Inc | 17539 | SC | SAT | SERC |  | 22 | 1 | Electric Utility | ST | DFO | DFO | SCEG | M | barrels | 0 | 0 | 0 | 0 | 0 | 0 | 0 | 0 | 0 | 0 | 0 | 0 | 0 | 0 | 0 | 0 | 0 | 0 | 0 | 0 | 0 | 0 | 0 | 0 | 0 | 0 | 0 | 0 | 0 | 0 | 0 | 0 | 0 | 0 | 0 | 0 | 0 | 0 | 0 | 0 | 0 | 0 | 0 | 0 | 0 | 0 | 0 | 0 | 0 | 0 | 0 | 0 | 0 | 0 | 0 | 0 | 0 | 0 | 0 | 0 | 0 | 0 | 0 | 0 | 0 | 0 | 0 | 0 | 0 | 0 | 0 | 0 | 0 | 0 | 0 | 0 | 0 | 2020
Vintage1958 | natural gas steam turbine | TRUE | 17539.3287.SC.ST | 3287 | N | . | McMeekin | Dominion Energy South Carolina, Inc | 17539 | SC | SAT | SERC |  | 22 | 1 | Electric Utility | ST | NG | NG | SCEG | M | mcf | 334065 | 54463 | 1035785 | 962311 | 76336 | 1094693 | 1405702 | 1169558 | 1242447 | 1362800 | 813625 | 914164 | 334065 | 54463 | 1035785 | 962311 | 76336 | 1094693 | 1405702 | 1169558 | 1242447 | 1362800 | 813625 | 914164 | 1.03 | 1.03 | 1.03 | 1.03 | 1.03 | 1.03 | 1.03 | 1.03 | 1.03 | 1.03 | 1.03 | 1.03 | 344087 | 56097 | 1066859 | 991180 | 78626 | 1127534 | 1447873 | 1204645 | 1279720 | 1403684 | 838034 | 941589 | 344087 | 56097 | 1066859 | 991180 | 78626 | 1127534 | 1447873 | 1204645 | 1279720 | 1403684 | 838034 | 941589 | 31652 | 3997 | 100669 | 96312 | 7699 | 106236 | 140986 | 110612 | 118539 | 136725 | 78775 | 88600 | 10465949 | 10465949 | 10779928 | 10779928 | 1020802 | 2020
Vintage1905 | hydro | TRUE | 17539.3289.SC.HY | 3289 | N | . | Neal Shoals | Dominion Energy South Carolina, Inc | 17539 | SC | SAT | SERC |  | 22 | 1 | Electric Utility | HY | WAT | HYC | SCEG | A |  | 0 | 0 | 0 | 0 | 0 | 0 | 0 | 0 | 0 | 0 | 0 | 0 | 0 | 0 | 0 | 0 | 0 | 0 | 0 | 0 | 0 | 0 | 0 | 0 | 0 | 0 | 0 | 0 | 0 | 0 | 0 | 0 | 0 | 0 | 0 | 0 | 25684 | 28653 | 32750 | 27195 | 24993 | 16502 | 13107 | 14023 | 11722 | 9723 | 13560 | 17938 | 25684 | 28653 | 32750 | 27195 | 24993 | 16502 | 13107 | 14023 | 11722 | 9723 | 13560 | 17938 | 2929.614 | 3268.334 | 3735.63 | 3101.926 | 2850.781 | 1882.304 | 1495.029 | 1599.519 | 1337.003 | 1108.989 | 1546.758 | 2046.113 | 0 | 0 | 235850 | 235850 | 26902 | 2020
Vintage1921 | hydro | TRUE | 17539.3290.SC.HY | 3290 | N | . | Parr Hydro | Dominion Energy South Carolina, Inc | 17539 | SC | SAT | SERC |  | 22 | 1 | Electric Utility | HY | WAT | HYC | SCEG | A |  | 0 | 0 | 0 | 0 | 0 | 0 | 0 | 0 | 0 | 0 | 0 | 0 | 0 | 0 | 0 | 0 | 0 | 0 | 0 | 0 | 0 | 0 | 0 | 0 | 0 | 0 | 0 | 0 | 0 | 0 | 0 | 0 | 0 | 0 | 0 | 0 | 33273 | 37120 | 42427 | 35230 | 32378 | 21378 | 16980 | 18166 | 15185 | 12595 | 17567 | 23239 | 33273 | 37120 | 42427 | 35230 | 32378 | 21378 | 16980 | 18166 | 15185 | 12595 | 17567 | 23239 | 3795.256 | 4234.061 | 4839.434 | 4018.482 | 3693.13 | 2438.487 | 1936.78 | 2072.144 | 1732.061 | 1436.672 | 2003.794 | 2650.699 | 0 | 0 | 305538 | 305538 | 34851 | 2020
Vintage1971 | petroleum | TRUE | 17539.3291.SC.GT | 3291 | N | . | Parr GT | Dominion Energy South Carolina, Inc | 17539 | SC | SAT | SERC |  | 22 | 1 | Electric Utility | GT | DFO | DFO | SCEG | A | barrels | 220 | 281 | 207 | 159 | 258 | 263 | 176 | 201 | 193 | 161 | 134 | 371 | 220 | 281 | 207 | 159 | 258 | 263 | 176 | 201 | 193 | 161 | 134 | 371 | 5.79 | 5.79 | 5.79 | 5.79 | 5.79 | 5.79 | 5.79 | 5.79 | 5.79 | 5.79 | 5.79 | 5.79 | 1274 | 1627 | 1199 | 921 | 1494 | 1523 | 1019 | 1164 | 1117 | 932 | 776 | 2148 | 1274 | 1627 | 1199 | 921 | 1494 | 1523 | 1019 | 1164 | 1117 | 932 | 776 | 2148 | 77.943 | 100.456 | 73.96 | 56.845 | 92.156 | 93.769 | 62.985 | 71.811 | 68.857 | 57.622 | 47.815 | 132.493 | 2624 | 2624 | 15194 | 15194 | 936.712 | 2020
Vintage1971 | natural gas peaker | TRUE | 17539.3291.SC.GT | 3291 | N | . | Parr GT | Dominion Energy South Carolina, Inc | 17539 | SC | SAT | SERC |  | 22 | 1 | Electric Utility | GT | NG | NG | SCEG | A | mcf | 5599 | 5499 | 5715 | 5683 | 6148 | 5605 | 7477 | 6609 | 5189 | 4840 | 4360 | 5292 | 5599 | 5499 | 5715 | 5683 | 6148 | 5605 | 7477 | 6609 | 5189 | 4840 | 4360 | 5292 | 1.03 | 1.03 | 1.03 | 1.03 | 1.03 | 1.03 | 1.03 | 1.03 | 1.03 | 1.03 | 1.03 | 1.03 | 5767 | 5664 | 5886 | 5853 | 6332 | 5773 | 7701 | 6807 | 5345 | 4985 | 4491 | 5451 | 5767 | 5664 | 5886 | 5853 | 6332 | 5773 | 7701 | 6807 | 5345 | 4985 | 4491 | 5451 | 355.59 | 349.2 | 362.894 | 360.913 | 390.421 | 355.966 | 474.841 | 419.675 | 329.515 | 307.372 | 276.853 | 336.048 | 68016 | 68016 | 70055 | 70055 | 4319.288 | 2020
Vintage1971 | hydro | TRUE | 17539.3293.SC.HY | 3293 | N | . | Saluda Lexington | Dominion Energy South Carolina, Inc | 17539 | SC | SAT | SERC |  | 22 | 1 | Electric Utility | HY | WAT | HYC | SCEG | A |  | 0 | 0 | 0 | 0 | 0 | 0 | 0 | 0 | 0 | 0 | 0 | 0 | 0 | 0 | 0 | 0 | 0 | 0 | 0 | 0 | 0 | 0 | 0 | 0 | 0 | 0 | 0 | 0 | 0 | 0 | 0 | 0 | 0 | 0 | 0 | 0 | 268755 | 299828 | 342697 | 284563 | 261523 | 172678 | 137150 | 146736 | 122653 | 101736 | 141896 | 187705 | 268755 | 299828 | 342697 | 284563 | 261523 | 172678 | 137150 | 146736 | 122653 | 101736 | 141896 | 187705 | 30655.315 | 34199.659 | 39089.42 | 32458.374 | 29830.414 | 19696.322 | 15643.9 | 16737.274 | 13990.327 | 11604.394 | 16185.186 | 21410.415 | 0 | 0 | 2467920 | 2467920 | 281501 | 2020
Vintage1954 | petroleum | TRUE | 17539.3295.SC.CA | 3295 | N | . | Urquhart | Dominion Energy South Carolina, Inc | 17539 | SC | SAT | SERC |  | 22 | 1 | Electric Utility | CA | DFO | DFO | SCEG | M | barrels | 0 | 0 | 0 | 0 | 0 | 0 | 0 | 0 | 0 | 0 | 0 | 0 | 0 | 0 | 0 | 0 | 0 | 0 | 0 | 0 | 0 | 0 | 0 | 0 | 0 | 0 | 0 | 0 | 0 | 0 | 0 | 0 | 0 | 0 | 0 | 0 | 0 | 0 | 0 | 0 | 0 | 0 | 0 | 0 | 0 | 0 | 0 | 0 | 0 | 0 | 0 | 0 | 0 | 0 | 0 | 0 | 0 | 0 | 0 | 0 | 11.547 | 40.749 | 22.391 | 12.639 | 18.601 | 28.687 | 0 | 0 | 0 | 64.246 | 8.148 | 40.086 | 0 | 0 | 0 | 0 | 247.094 | 2020
Vintage1954 | natural gas combined cycle | TRUE | 17539.3295.SC.CA | 3295 | N | . | Urquhart | Dominion Energy South Carolina, Inc | 17539 | SC | SAT | SERC |  | 22 | 1 | Electric Utility | CA | NG | NG | SCEG | M | mcf | 0 | 0 | 0 | 0 | 0 | 0 | 0 | 0 | 0 | 0 | 0 | 0 | 0 | 0 | 0 | 0 | 0 | 0 | 0 | 0 | 0 | 0 | 0 | 0 | 0 | 0 | 0 | 0 | 0 | 0 | 0 | 0 | 0 | 0 | 0 | 0 | 0 | 0 | 0 | 0 | 0 | 0 | 0 | 0 | 0 | 0 | 0 | 0 | 0 | 0 | 0 | 0 | 0 | 0 | 0 | 0 | 0 | 0 | 0 | 0 | 9804.453 | 26756.251 | 68984.609 | 65280.361 | 41564.399 | 67296.313 | 86431 | 81973 | 12421 | 34758.754 | 62341.852 | 39635.914 | 0 | 0 | 0 | 0 | 597247.91 | 2020
Vintage2002 | petroleum | TRUE | 17539.3295.SC.CT | 3295 | N | . | Urquhart | Dominion Energy South Carolina, Inc | 17539 | SC | SAT | SERC |  | 22 | 1 | Electric Utility | CT | DFO | DFO | SCEG | M | barrels | 54 | 182 | 97 | 56 | 79 | 124 | 0 | 0 | 0 | 280 | 36 | 170 | 54 | 182 | 97 | 56 | 79 | 124 | 0 | 0 | 0 | 280 | 36 | 170 | 5.79 | 5.79 | 5.79 | 5.79 | 5.79 | 5.79 | 0 | 0 | 0 | 5.79 | 5.79 | 5.79 | 313 | 1054 | 562 | 324 | 457 | 718 | 0 | 0 | 0 | 1621 | 208 | 984 | 313 | 1054 | 562 | 324 | 457 | 718 | 0 | 0 | 0 | 1621 | 208 | 984 | 23.854 | 87.367 | 47.161 | 28.205 | 39.044 | 59.626 | 0 | 0 | 0 | 136.78 | 17.495 | 82.55 | 1078 | 1078 | 6241 | 6241 | 522.082 | 2020
Vintage2002 | natural gas combined cycle | TRUE | 17539.3295.SC.CT | 3295 | N | . | Urquhart | Dominion Energy South Carolina, Inc | 17539 | SC | SAT | SERC |  | 22 | 1 | Electric Utility | CT | NG | NG | SCEG | M | mcf | 257736 | 671766 | 1679955 | 1625913 | 992347 | 1635180 | 2092712 | 1941468 | 303182 | 843370 | 1533446 | 935804 | 257736 | 671766 | 1679955 | 1625913 | 992347 | 1635180 | 2092712 | 1941468 | 303182 | 843370 | 1533446 | 935804 | 1.03 | 1.03 | 1.03 | 1.03 | 1.03 | 1.03 | 1.03 | 1.03 | 1.04 | 1.04 | 1.04 | 1.04 | 265468 | 691919 | 1730354 | 1674690 | 1022117 | 1684235 | 2155493 | 1999712 | 315309 | 877105 | 1594784 | 973236 | 265468 | 691919 | 1730354 | 1674690 | 1022117 | 1684235 | 2155493 | 1999712 | 315309 | 877105 | 1594784 | 973236 | 20253.146 | 57365.633 | 145299.84 | 145676.8 | 87245.956 | 139874.37 | 184588 | 173750 | 25606 | 74001.22 | 133852.51 | 81622.45 | 14512879 | 14512879 | 14984422 | 14984422 | 1269135.9 | 2020
Vintage1999 | petroleum | TRUE | 17539.3295.SC.GT | 3295 | N | . | Urquhart | Dominion Energy South Carolina, Inc | 17539 | SC | SAT | SERC |  | 22 | 1 | Electric Utility | GT | DFO | DFO | SCEG | M | barrels | 138 | 139 | 0 | 0 | 0 | 0 | 0 | 18 | 489 | 0 | 1 | 0 | 138 | 139 | 0 | 0 | 0 | 0 | 0 | 18 | 489 | 0 | 1 | 0 | 5.79 | 5.79 | 0 | 0 | 0 | 0 | 0 | 5.79 | 5.79 | 0 | 5.79 | 0 | 799 | 805 | 0 | 0 | 0 | 0 | 0 | 104 | 2831 | 0 | 6 | 0 | 799 | 805 | 0 | 0 | 0 | 0 | 0 | 104 | 2831 | 0 | 6 | 0 | 68.092 | 73.552 | 0 | 0 | 0 | 0 | 0 | 7.942 | 247.283 | 0 | 0.463 | 0 | 785 | 785 | 4545 | 4545 | 397.332 | 2020
Vintage1999 | natural gas peaker | TRUE | 17539.3295.SC.GT | 3295 | N | . | Urquhart | Dominion Energy South Carolina, Inc | 17539 | SC | SAT | SERC |  | 22 | 1 | Electric Utility | GT | NG | NG | SCEG | M | mcf | 1161 | 3298 | 16764 | 20854 | 28159 | 26287 | 50648 | 4116 | 11986 | 68355 | 7544 | 13354 | 1161 | 3298 | 16764 | 20854 | 28159 | 26287 | 50648 | 4116 | 11986 | 68355 | 7544 | 13354 | 1.03 | 1.03 | 1.031 | 1.03 | 1.03 | 1.03 | 1.03 | 1.03 | 1.04 | 1.03 | 1.04 | 1.04 | 1196 | 3397 | 17284 | 21480 | 29004 | 27076 | 52167 | 4239 | 12465 | 70406 | 7846 | 13888 | 1196 | 3397 | 17284 | 21480 | 29004 | 27076 | 52167 | 4239 | 12465 | 70406 | 7846 | 13888 | 101.908 | 310.448 | 1330 | 1728 | 2323 | 2243 | 4484 | 323.058 | 1088.717 | 6122 | 627.537 | 1135 | 252526 | 252526 | 260448 | 260448 | 21816.668 | 2020
Vintage1955 | natural gas steam turbine | TRUE | 17539.3295.SC.ST | 3295 | N | . | Urquhart | Dominion Energy South Carolina, Inc | 17539 | SC | SAT | SERC |  | 22 | 1 | Electric Utility | ST | NG | NG | SCEG | M | mcf | 0 | 0 | 0 | 0 | 0 | 0 | 201504 | 0 | 138404 | 196906 | 0 | 16626 | 0 | 0 | 0 | 0 | 0 | 0 | 201504 | 0 | 138404 | 196906 | 0 | 16626 | 0 | 0 | 0 | 0 | 0 | 0 | 1.032 | 0 | 1.04 | 1.03 | 0 | 1.04 | 0 | 0 | 0 | 0 | 0 | 0 | 207952 | 0 | 143940 | 202813 | 0 | 17291 | 0 | 0 | 0 | 0 | 0 | 0 | 207952 | 0 | 143940 | 202813 | 0 | 17291 | 0 | 0 | 0 | 0 | 0 | 0 | 17574 | 0 | 11535 | 16699 | 0 | 1216 | 553440 | 553440 | 571996 | 571996 | 47024 | 2020
Vintage1971 | hard coal | TRUE | 17539.3297.SC.ST | 3297 | N | . | Wateree | Dominion Energy South Carolina, Inc | 17539 | SC | SAT | SERC |  | 22 | 1 | Electric Utility | ST | BIT | COL | SCEG | M | short tons | 31503 | 0 | 0 | 26221 | 16309 | 46833 | 70475 | 73448 | 26756 | 0 | 0 | 67510 | 31503 | 0 | 0 | 26221 | 16309 | 46833 | 70475 | 73448 | 26756 | 0 | 0 | 67510 | 23.42 | 0 | 0 | 23.42 | 24.32 | 24.24 | 24.16 | 24.09 | 23.32 | 0 | 0 | 24.16 | 737800 | 0 | 0 | 614096 | 396635 | 1135232 | 1702676 | 1769362 | 623950 | 0 | 0 | 1631042 | 737800 | 0 | 0 | 614096 | 396635 | 1135232 | 1702676 | 1769362 | 623950 | 0 | 0 | 1631042 | 70833.419 | 0 | 0 | 57732.611 | 37485.069 | 107853.89 | 164901.11 | 171559.56 | 63219.238 | 0 | 0 | 154722.66 | 359055 | 359055 | 8610793 | 8610793 | 828307.56 | 2020
Vintage1971 | petroleum | TRUE | 17539.3297.SC.ST | 3297 | N | . | Wateree | Dominion Energy South Carolina, Inc | 17539 | SC | SAT | SERC |  | 22 | 1 | Electric Utility | ST | DFO | DFO | SCEG | M | barrels | 2158 | 0 | 0 | 3945 | 221 | 2418 | 492 | 968 | 632 | 0 | 0 | 4789 | 2158 | 0 | 0 | 3945 | 221 | 2418 | 492 | 968 | 632 | 0 | 0 | 4789 | 5.79 | 0 | 0 | 5.79 | 5.79 | 5.79 | 5.79 | 5.79 | 5.79 | 0 | 0 | 5.79 | 12495 | 0 | 0 | 22842 | 1280 | 14000 | 2849 | 5605 | 3659 | 0 | 0 | 27728 | 12495 | 0 | 0 | 22842 | 1280 | 14000 | 2849 | 5605 | 3659 | 0 | 0 | 27728 | 1199.581 | 0 | 0 | 2147.389 | 120.931 | 1330.106 | 275.89 | 543.441 | 370.762 | 0 | 0 | 2630.342 | 15623 | 15623 | 90458 | 90458 | 8618.442 | 2020
Vintage1972 | petroleum | TRUE | 17554.3298.SC.GT | 3298 | N | . | Williams | South Carolina Genertg Co, Inc | 17554 | SC | SAT | SERC |  | 22 | 1 | Electric Utility | GT | DFO | DFO | SCEG | M | barrels | 24 | 43 | 0 | 13 | 11 | 9 | 0 | 30 | 12 | 0 | 14 | 0 | 24 | 43 | 0 | 13 | 11 | 9 | 0 | 30 | 12 | 0 | 14 | 0 | 5.79 | 5.79 | 0 | 5.79 | 5.79 | 5.79 | 0 | 5.79 | 5.79 | 0 | 5.79 | 0 | 139 | 249 | 0 | 75 | 64 | 52 | 0 | 174 | 69 | 0 | 81 | 0 | 139 | 249 | 0 | 75 | 64 | 52 | 0 | 174 | 69 | 0 | 81 | 0 | 5.566 | 5.7 | 0 | 0 | 0.022 | 1.411 | 0 | 7.422 | 2.268 | 0 | 2.427 | 0 | 156 | 156 | 903 | 903 | 24.816 | 2020
Vintage1972 | natural gas peaker | TRUE | 17554.3298.SC.GT | 3298 | N | . | Williams | South Carolina Genertg Co, Inc | 17554 | SC | SAT | SERC |  | 22 | 1 | Electric Utility | GT | NG | NG | SCEG | M | mcf | 59 | 352 | 175 | 1327 | 5578 | 57 | 1865 | 58 | 51 | 0 | 51 | 0 | 59 | 352 | 175 | 1327 | 5578 | 57 | 1865 | 58 | 51 | 0 | 51 | 0 | 1.03 | 1.03 | 1.03 | 1.03 | 1.03 | 1.03 | 1.04 | 1.04 | 1.04 | 0 | 1.03 | 0 | 61 | 363 | 180 | 1367 | 5745 | 59 | 1940 | 60 | 53 | 0 | 53 | 0 | 61 | 363 | 180 | 1367 | 5745 | 59 | 1940 | 60 | 53 | 0 | 53 | 0 | 2.434 | 8.3 | 0 | 0 | 1.978 | 1.589 | 92 | 2.578 | 1.732 | 0 | 1.573 | 0 | 9573 | 9573 | 9881 | 9881 | 112.184 | 2020
Vintage1973 | hard coal | TRUE | 17554.3298.SC.ST | 3298 | N | . | Williams | South Carolina Genertg Co, Inc | 17554 | SC | SAT | SERC |  | 22 | 1 | Electric Utility | ST | BIT | COL | SCEG | M | short tons | 110450 | 109610 | 80770 | 0 | 111150 | 102958 | 115380 | 105030 | 121310 | 136830 | 113590 | 30840 | 110450 | 109610 | 80770 | 0 | 111150 | 102958 | 115380 | 105030 | 121310 | 136830 | 113590 | 30840 | 24.45 | 24.3 | 24.07 | 0 | 23.98 | 23.94 | 24.2 | 24.24 | 24.28 | 23.9 | 23.9 | 24.44 | 2700503 | 2663523 | 1944134 | 0 | 2665377 | 2464815 | 2792196 | 2545927 | 2945407 | 3270237 | 2714801 | 753730 | 2700503 | 2663523 | 1944134 | 0 | 2665377 | 2464815 | 2792196 | 2545927 | 2945407 | 3270237 | 2714801 | 753730 | 259878.46 | 257616.32 | 188604.65 | 0 | 260475.59 | 234530.22 | 265216.25 | 239752.26 | 287810.61 | 333749.78 | 271893.5 | 72528.395 | 1137918 | 1137918 | 27460650 | 27460650 | 2672056 | 2020
Vintage1973 | petroleum | TRUE | 17554.3298.SC.ST | 3298 | N | . | Williams | South Carolina Genertg Co, Inc | 17554 | SC | SAT | SERC |  | 22 | 1 | Electric Utility | ST | DFO | DFO | SCEG | M | barrels | 2300 | 3 | 1521 | 0 | 1586 | 2885 | 5 | 1086 | 6 | 5 | 124 | 1549 | 2300 | 3 | 1521 | 0 | 1586 | 2885 | 5 | 1086 | 6 | 5 | 124 | 1549 | 5.79 | 5.79 | 5.79 | 0 | 5.79 | 5.79 | 5.79 | 5.79 | 5.79 | 5.79 | 5.79 | 5.79 | 13317 | 17 | 8807 | 0 | 9183 | 16704 | 29 | 6288 | 35 | 29 | 718 | 8969 | 13317 | 17 | 8807 | 0 | 9183 | 16704 | 29 | 6288 | 35 | 29 | 718 | 8969 | 1281.54 | 1.68 | 854.346 | 0 | 897.408 | 1589.421 | 2.75 | 592.141 | 3.395 | 2.955 | 71.905 | 863.023 | 11070 | 11070 | 64096 | 64096 | 6160.564 | 2020
Vintage1973 | natural gas steam turbine | TRUE | 17554.3298.SC.ST | 3298 | N | . | Williams | South Carolina Genertg Co, Inc | 17554 | SC | SAT | SERC |  | 22 | 1 | Electric Utility | ST | NG | NG | SCEG | M | mcf | . | . | . | . | . | 10452 | 0 | 9553 | 0 | 12 | 442 | 11757 | . | . | . | . | . | 10452 | 0 | 9553 | 0 | 12 | 442 | 11757 | . | . | . | . | . | 1.03 | 0 | 1.04 | 0 | 1.03 | 1.03 | 1.04 | . | . | . | . | . | 10766 | 0 | 9935 | 0 | 12 | 455 | 12227 | . | . | . | . | . | 10766 | 0 | 9935 | 0 | 12 | 455 | 12227 | . | . | . | . | . | 1024.357 | 0 | 935.599 | 0 | 1.261 | 45.595 | 1176.582 | 32216 | 32216 | 33395 | 33395 | 3183.394 | 2020
Vintage1973 | hard coal | TRUE | 17554.3298.SC.ST | 3298 | N | . | Williams | South Carolina Genertg Co, Inc | 17554 | SC | SAT | SERC |  | 22 | 1 | Electric Utility | ST | RC | COL | SCEG | M | short tons | 0 | 0 | 0 | 0 | 0 | 0 | 0 | 0 | 0 | 0 | 0 | 0 | 0 | 0 | 0 | 0 | 0 | 0 | 0 | 0 | 0 | 0 | 0 | 0 | 0 | 0 | 0 | 0 | 0 | 0 | 0 | 0 | 0 | 0 | 0 | 0 | 0 | 0 | 0 | 0 | 0 | 0 | 0 | 0 | 0 | 0 | 0 | 0 | 0 | 0 | 0 | 0 | 0 | 0 | 0 | 0 | 0 | 0 | 0 | 0 | 0 | 0 | 0 | 0 | 0 | 0 | 0 | 0 | 0 | 0 | 0 | 0 | 0 | 0 | 0 | 0 | 0 | 2020
Vintage1941 | hydro | TRUE | 34.3305.SC.HY | 3305 | N | . | Rocky River (SC) | City of Abbeville - (SC) | 34 | SC | SAT | SERC |  | 22 | 1 | Electric Utility | HY | WAT | HYC | DUK | A |  | 0 | 0 | 0 | 0 | 0 | 0 | 0 | 0 | 0 | 0 | 0 | 0 | 0 | 0 | 0 | 0 | 0 | 0 | 0 | 0 | 0 | 0 | 0 | 0 | 0 | 0 | 0 | 0 | 0 | 0 | 0 | 0 | 0 | 0 | 0 | 0 | 6 | 6 | 7 | 6 | 6 | 4 | 3 | 3 | 3 | 2 | 3 | 4 | 6 | 6 | 7 | 6 | 6 | 4 | 3 | 3 | 3 | 2 | 3 | 4 | 0.654 | 0.729 | 0.833 | 0.692 | 0.636 | 0.42 | 0.333 | 0.357 | 0.298 | 0.247 | 0.345 | 0.456 | 0 | 0 | 53 | 53 | 6 | 2020
Vintage2013 | petroleum | TRUE | 34.3305.SC.IC | 3305 | N | . | Rocky River (SC) | City of Abbeville - (SC) | 34 | SC | SAT | SERC |  | 22 | 1 | Electric Utility | IC | DFO | DFO | DUK | A | barrels | 3 | 3 | 2 | 1 | 2 | 2 | 2 | 2 | 2 | 1 | 1 | 3 | 3 | 3 | 2 | 1 | 2 | 2 | 2 | 2 | 2 | 1 | 1 | 3 | 5.7 | 5.7 | 5.7 | 5.7 | 5.7 | 5.7 | 5.7 | 5.7 | 5.7 | 5.7 | 5.7 | 5.7 | 17 | 17 | 11 | 6 | 11 | 11 | 11 | 11 | 11 | 6 | 6 | 17 | 17 | 17 | 11 | 6 | 11 | 11 | 11 | 11 | 11 | 6 | 6 | 17 | 0.5 | 0.643 | 0.474 | 0.364 | 0.59 | 0.601 | 0.403 | 0.46 | 0.441 | 0.369 | 0.306 | 0.849 | 24 | 24 | 135 | 135 | 6 | 2020
Vintage1979 | petroleum | TRUE | 17543.3318.SC.GT | 3318 | N | . | Hilton Head | South Carolina Public Service Authority | 17543 | SC | SAT | SERC |  | 22 | 1 | Electric Utility | GT | DFO | DFO | SC | A | barrels | 120 | 154 | 113 | 87 | 141 | 144 | 97 | 110 | 106 | 88 | 73 | 203 | 120 | 154 | 113 | 87 | 141 | 144 | 97 | 110 | 106 | 88 | 73 | 203 | 5.88 | 5.88 | 5.88 | 5.88 | 5.88 | 5.88 | 5.88 | 5.88 | 5.88 | 5.88 | 5.88 | 5.88 | 706 | 906 | 664 | 512 | 829 | 847 | 570 | 647 | 623 | 517 | 429 | 1194 | 706 | 906 | 664 | 512 | 829 | 847 | 570 | 647 | 623 | 517 | 429 | 1194 | 6.157 | 7.936 | 5.843 | 4.491 | 7.28 | 7.408 | 4.976 | 5.673 | 5.44 | 4.552 | 3.777 | 10.467 | 1436 | 1436 | 8444 | 8444 | 74 | 2020
Vintage1942 | hydro | TRUE | 17543.3319.SC.HY | 3319 | N | . | Jefferies | South Carolina Public Service Authority | 17543 | SC | SAT | SERC |  | 22 | 1 | Electric Utility | HY | WAT | HYC | SC | A |  | 0 | 0 | 0 | 0 | 0 | 0 | 0 | 0 | 0 | 0 | 0 | 0 | 0 | 0 | 0 | 0 | 0 | 0 | 0 | 0 | 0 | 0 | 0 | 0 | 0 | 0 | 0 | 0 | 0 | 0 | 0 | 0 | 0 | 0 | 0 | 0 | 246577 | 275086 | 314417 | 261080 | 239942 | 158428 | 125832 | 134627 | 112532 | 93340 | 130186 | 172215 | 246577 | 275086 | 314417 | 261080 | 239942 | 158428 | 125832 | 134627 | 112532 | 93340 | 130186 | 172215 | 28125.582 | 31377.438 | 35863.686 | 29779.847 | 27368.751 | 18070.944 | 14352.935 | 15356.082 | 12835.818 | 10646.777 | 14849.554 | 19643.586 | 0 | 0 | 2264262 | 2264262 | 258271 | 2020
Vintage0 | hard coal | TRUE | 17543.3319.SC.ST | 3319 | N | . | Jefferies | South Carolina Public Service Authority | 17543 | SC | SAT | SERC |  | 22 | 1 | Electric Utility | ST | BIT | COL | SC | A | short tons | 0 | 0 | 0 | 0 | 0 | 0 | 0 | 0 | 0 | 0 | 0 | 0 | 0 | 0 | 0 | 0 | 0 | 0 | 0 | 0 | 0 | 0 | 0 | 0 | 0 | 0 | 0 | 0 | 0 | 0 | 0 | 0 | 0 | 0 | 0 | 0 | 0 | 0 | 0 | 0 | 0 | 0 | 0 | 0 | 0 | 0 | 0 | 0 | 0 | 0 | 0 | 0 | 0 | 0 | 0 | 0 | 0 | 0 | 0 | 0 | 0 | 0 | 0 | 0 | 0 | 0 | 0 | 0 | 0 | 0 | 0 | 0 | 0 | 0 | 0 | 0 | 0 | 2020
Vintage0 | petroleum | TRUE | 17543.3319.SC.ST | 3319 | N | . | Jefferies | South Carolina Public Service Authority | 17543 | SC | SAT | SERC |  | 22 | 1 | Electric Utility | ST | DFO | DFO | SC | A | barrels | 0 | 0 | 0 | 0 | 0 | 0 | 0 | 0 | 0 | 0 | 0 | 0 | 0 | 0 | 0 | 0 | 0 | 0 | 0 | 0 | 0 | 0 | 0 | 0 | 0 | 0 | 0 | 0 | 0 | 0 | 0 | 0 | 0 | 0 | 0 | 0 | 0 | 0 | 0 | 0 | 0 | 0 | 0 | 0 | 0 | 0 | 0 | 0 | 0 | 0 | 0 | 0 | 0 | 0 | 0 | 0 | 0 | 0 | 0 | 0 | 0 | 0 | 0 | 0 | 0 | 0 | 0 | 0 | 0 | 0 | 0 | 0 | 0 | 0 | 0 | 0 | 0 | 2020
Vintage0 | petroleum | TRUE | 17543.3319.SC.ST | 3319 | N | . | Jefferies | South Carolina Public Service Authority | 17543 | SC | SAT | SERC |  | 22 | 1 | Electric Utility | ST | JF | WOO | SC | A | barrels | 0 | 0 | 0 | 0 | 0 | 0 | 0 | 0 | 0 | 0 | 0 | 0 | 0 | 0 | 0 | 0 | 0 | 0 | 0 | 0 | 0 | 0 | 0 | 0 | 0 | 0 | 0 | 0 | 0 | 0 | 0 | 0 | 0 | 0 | 0 | 0 | 0 | 0 | 0 | 0 | 0 | 0 | 0 | 0 | 0 | 0 | 0 | 0 | 0 | 0 | 0 | 0 | 0 | 0 | 0 | 0 | 0 | 0 | 0 | 0 | 0 | 0 | 0 | 0 | 0 | 0 | 0 | 0 | 0 | 0 | 0 | 0 | 0 | 0 | 0 | 0 | 0 | 2020
Vintage0 | petroleum | TRUE | 17543.3319.SC.ST | 3319 | N | . | Jefferies | South Carolina Public Service Authority | 17543 | SC | SAT | SERC |  | 22 | 1 | Electric Utility | ST | RFO | RFO | SC | A | barrels | 0 | 0 | 0 | 0 | 0 | 0 | 0 | 0 | 0 | 0 | 0 | 0 | 0 | 0 | 0 | 0 | 0 | 0 | 0 | 0 | 0 | 0 | 0 | 0 | 0 | 0 | 0 | 0 | 0 | 0 | 0 | 0 | 0 | 0 | 0 | 0 | 0 | 0 | 0 | 0 | 0 | 0 | 0 | 0 | 0 | 0 | 0 | 0 | 0 | 0 | 0 | 0 | 0 | 0 | 0 | 0 | 0 | 0 | 0 | 0 | 0 | 0 | 0 | 0 | 0 | 0 | 0 | 0 | 0 | 0 | 0 | 0 | 0 | 0 | 0 | 0 | 0 | 2020
Vintage1976 | petroleum | TRUE | 17543.3320.SC.GT | 3320 | N | . | Myrtle Beach | South Carolina Public Service Authority | 17543 | SC | SAT | SERC |  | 22 | 1 | Electric Utility | GT | DFO | DFO | SC | A | barrels | 47 | 60 | 44 | 34 | 55 | 56 | 38 | 43 | 41 | 34 | 29 | 79 | 47 | 60 | 44 | 34 | 55 | 56 | 38 | 43 | 41 | 34 | 29 | 79 | 5.79 | 5.79 | 5.79 | 5.79 | 5.79 | 5.79 | 5.79 | 5.79 | 5.79 | 5.79 | 5.79 | 5.79 | 272 | 347 | 255 | 197 | 318 | 324 | 220 | 249 | 237 | 197 | 168 | 457 | 272 | 347 | 255 | 197 | 318 | 324 | 220 | 249 | 237 | 197 | 168 | 457 | -47.763 | -61.558 | -45.321 | -34.833 | -56.471 | -57.46 | -38.596 | -44.004 | -42.194 | -35.31 | -29.3 | -81.19 | 560 | 560 | 3241 | 3241 | -574 | 2020
Vintage1950 | hydro | TRUE | 17543.3321.SC.HY | 3321 | N | . | Spillway | South Carolina Public Service Authority | 17543 | SC | SAT | SERC |  | 22 | 1 | Electric Utility | HY | WAT | HYC | SC | A |  | 0 | 0 | 0 | 0 | 0 | 0 | 0 | 0 | 0 | 0 | 0 | 0 | 0 | 0 | 0 | 0 | 0 | 0 | 0 | 0 | 0 | 0 | 0 | 0 | 0 | 0 | 0 | 0 | 0 | 0 | 0 | 0 | 0 | 0 | 0 | 0 | 6957 | 7761 | 8871 | 7366 | 6770 | 4470 | 3550 | 3798 | 3175 | 2634 | 3673 | 4859 | 6957 | 7761 | 8871 | 7366 | 6770 | 4470 | 3550 | 3798 | 3175 | 2634 | 3673 | 4859 | 793.55 | 885.3 | 1011.878 | 840.225 | 772.197 | 509.864 | 404.962 | 433.265 | 362.157 | 300.394 | 418.973 | 554.235 | 0 | 0 | 63884 | 63884 | 7287 | 2020
Vintage1954 | hydro | TRUE | 19375.3323.SC.HY | 3323 | N | . | J Strom Thurmond | USCE-Savannah District | 19375 | SC | SAT | SERC |  | 22 | 1 | Electric Utility | HY | WAT | HYC | SEPA | A |  | 0 | 0 | 0 | 0 | 0 | 0 | 0 | 0 | 0 | 0 | 0 | 0 | 0 | 0 | 0 | 0 | 0 | 0 | 0 | 0 | 0 | 0 | 0 | 0 | 0 | 0 | 0 | 0 | 0 | 0 | 0 | 0 | 0 | 0 | 0 | 0 | 1055888 | 1177969 | 1346391 | 1117992 | 1027475 | 678418 | 538837 | 576497 | 481881 | 399700 | 557481 | 737458 | 1055888 | 1177969 | 1346391 | 1117992 | 1027475 | 678418 | 538837 | 576497 | 481881 | 399700 | 557481 | 737458 | 120438.92 | 134363.97 | 153574.91 | 127522.79 | 117198.04 | 77383.112 | 61461.912 | 65757.572 | 54965.339 | 45591.461 | 63588.525 | 84117.456 | 0 | 0 | 9695987 | 9695987 | 1105964 | 2020
Vintage1979 | petroleum | TRUE | 19545.3325.SD.GT | 3325 | N | . | Ben French | Black Hills Power, Inc. d/b/a | 19545 | SD | WNC | WECC |  | 22 | 1 | Electric Utility | GT | DFO | DFO | WACM | M | barrels | 0 | 0 | 0 | 0 | 0 | 0 | 0 | 0 | 0 | 0 | 0 | 0 | 0 | 0 | 0 | 0 | 0 | 0 | 0 | 0 | 0 | 0 | 0 | 0 | 0 | 0 | 0 | 0 | 0 | 0 | 0 | 0 | 0 | 0 | 0 | 0 | 0 | 0 | 0 | 0 | 0 | 0 | 0 | 0 | 0 | 0 | 0 | 0 | 0 | 0 | 0 | 0 | 0 | 0 | 0 | 0 | 0 | 0 | 0 | 0 | 0 | 0 | 0 | -0.431 | 0 | 0 | 0 | 0 | 0 | 0 | 0 | 0 | 0 | 0 | 0 | 0 | -0.431 | 2020
Vintage1979 | natural gas peaker | TRUE | 19545.3325.SD.GT | 3325 | N | . | Ben French | Black Hills Power, Inc. d/b/a | 19545 | SD | WNC | WECC |  | 22 | 1 | Electric Utility | GT | NG | NG | WACM | M | mcf | 935 | 4088 | 821 | 0 | 1216 | 5704 | 15131 | 85033 | 19115 | 57618 | 10996 | 688 | 935 | 4088 | 821 | 0 | 1216 | 5704 | 15131 | 85033 | 19115 | 57618 | 10996 | 688 | 1.07 | 1.06 | 1.07 | 0 | 1.07 | 1.07 | 1.07 | 1.08 | 1.08 | 1.09 | 1.07 | 1.08 | 1000 | 4333 | 878 | 0 | 1301 | 6103 | 16190 | 91836 | 20644 | 62804 | 11766 | 743 | 1000 | 4333 | 878 | 0 | 1301 | 6103 | 16190 | 91836 | 20644 | 62804 | 11766 | 743 | -136 | 89 | -86 | -47.569 | -37 | -307 | 937 | 6043 | 1226 | 4117 | 570 | -108 | 201345 | 201345 | 217598 | 217598 | 12260.431 | 2020
Vintage1979 | hard coal | TRUE | 19545.3325.SD.GT | 3325 | N | . | Ben French | Black Hills Power, Inc. d/b/a | 19545 | SD | WNC | WECC |  | 22 | 1 | Electric Utility | GT | SUB | COL | WACM | M | short tons | 0 | 0 | 0 | . | 0 | 0 | 0 | 0 | 0 | 0 | 0 | 0 | 0 | 0 | 0 | . | 0 | 0 | 0 | 0 | 0 | 0 | 0 | 0 | 0 | 0 | 0 | . | 0 | 0 | 0 | 0 | 0 | 0 | 0 | 0 | 0 | 0 | 0 | . | 0 | 0 | 0 | 0 | 0 | 0 | 0 | 0 | 0 | 0 | 0 | . | 0 | 0 | 0 | 0 | 0 | 0 | 0 | 0 | 0 | 0 | 0 | . | 0 | 0 | 0 | 0 | 0 | 0 | 0 | 0 | 0 | 0 | 0 | 0 | 0 | 2020
Vintage1965 | petroleum | TRUE | 19545.3325.SD.IC | 3325 | N | . | Ben French | Black Hills Power, Inc. d/b/a | 19545 | SD | WNC | WECC |  | 22 | 1 | Electric Utility | IC | DFO | DFO | WACM | M | barrels | 0 | 0 | 0 | 18 | 17 | 0 | 0 | 0 | 0 | 0 | 13 | 0 | 0 | 0 | 0 | 18 | 17 | 0 | 0 | 0 | 0 | 0 | 13 | 0 | 0 | 0 | 0 | 5.8 | 5.8 | 0 | 0 | 0 | 0 | 0 | 5.8 | 0 | 0 | 0 | 0 | 104 | 99 | 0 | 0 | 0 | 0 | 0 | 75 | 0 | 0 | 0 | 0 | 104 | 99 | 0 | 0 | 0 | 0 | 0 | 75 | 0 | -50 | -47 | -44 | -29 | -22 | -24 | -22 | -23 | -29 | -40 | -34 | -46 | 48 | 48 | 278 | 278 | -410 | 2020
Vintage1965 | hard coal | TRUE | 19545.3325.SD.IC | 3325 | N | . | Ben French | Black Hills Power, Inc. d/b/a | 19545 | SD | WNC | WECC |  | 22 | 1 | Electric Utility | IC | SUB | COL | WACM | M | short tons | . | . | . | 0 | . | . | . | . | . | . | . | . | . | . | . | 0 | . | . | . | . | . | . | . | . | . | . | . | 0 | . | . | . | . | . | . | . | . | . | . | . | 0 | . | . | . | . | . | . | . | . | . | . | . | 0 | . | . | . | . | . | . | . | . | . | . | . | 0 | . | . | . | . | . | . | . | . | 0 | 0 | 0 | 0 | 0 | 2020
Vintage2013 | petroleum | TRUE | 13809.3338.SD.GT | 3338 | N | . | Aberdeen CT | NorthWestern Energy - (SD) | 13809 | SD | WNC | MRO |  | 22 | 1 | Electric Utility | GT | DFO | DFO | SWPP | A | barrels | 382 | 397 | 340 | 385 | 444 | 535 | 273 | 442 | 339 | 423 | 568 | 453 | 382 | 397 | 340 | 385 | 444 | 535 | 273 | 442 | 339 | 423 | 568 | 453 | 5.796 | 5.796 | 5.796 | 5.796 | 5.796 | 5.796 | 5.796 | 5.796 | 5.796 | 5.796 | 5.796 | 5.796 | 2214 | 2301 | 1971 | 2231 | 2573 | 3101 | 1582 | 2562 | 1965 | 2452 | 3292 | 2626 | 2214 | 2301 | 1971 | 2231 | 2573 | 3101 | 1582 | 2562 | 1965 | 2452 | 3292 | 2626 | 201.253 | 209.245 | 178.779 | 202.749 | 233.667 | 281.682 | 143.719 | 232.976 | 178.437 | 222.627 | 299.017 | 238.375 | 4981 | 4981 | 28870 | 28870 | 2622.526 | 2020
Vintage2013 | natural gas peaker | TRUE | 13809.3338.SD.GT | 3338 | N | . | Aberdeen CT | NorthWestern Energy - (SD) | 13809 | SD | WNC | MRO |  | 22 | 1 | Electric Utility | GT | NG | NG | SWPP | A | mcf | 33380 | 28160 | 24198 | 20806 | 19226 | 29680 | 43286 | 30327 | 20486 | 22767 | 17642 | 27164 | 33380 | 28160 | 24198 | 20806 | 19226 | 29680 | 43286 | 30327 | 20486 | 22767 | 17642 | 27164 | 1.009 | 1.009 | 1.009 | 1.009 | 1.009 | 1.009 | 1.009 | 1.009 | 1.009 | 1.009 | 1.009 | 1.009 | 33680 | 28413 | 24416 | 20993 | 19399 | 29947 | 43676 | 30600 | 20670 | 22972 | 17801 | 27408 | 33680 | 28413 | 24416 | 20993 | 19399 | 29947 | 43676 | 30600 | 20670 | 22972 | 17801 | 27408 | 3059.523 | 2581.038 | 2217.955 | 1907.06 | 1762.234 | 2720.381 | 3967.429 | 2779.678 | 1877.676 | 2086.755 | 1616.974 | 2489.771 | 317122 | 317122 | 319975 | 319975 | 29066.474 | 2020
Vintage1970 | petroleum | TRUE | 13809.3341.SD.IC | 3341 | N | . | Clark (SD) | NorthWestern Energy - (SD) | 13809 | SD | WNC | MRO |  | 22 | 1 | Electric Utility | IC | DFO | DFO | SWPP | A | barrels | 0 | 0 | 0 | 0 | 0 | 0 | 0 | 0 | 0 | 0 | 0 | 0 | 0 | 0 | 0 | 0 | 0 | 0 | 0 | 0 | 0 | 0 | 0 | 0 | 0 | 0 | 0 | 0 | 0 | 0 | 0 | 0 | 0 | 0 | 0 | 0 | 0 | 0 | 0 | 0 | 0 | 0 | 0 | 0 | 0 | 0 | 0 | 0 | 0 | 0 | 0 | 0 | 0 | 0 | 0 | 0 | 0 | 0 | 0 | 0 | -9.286 | -9.654 | -8.249 | -9.355 | -10.781 | -12.996 | -6.631 | -10.749 | -8.233 | -10.272 | -13.796 | -10.998 | 0 | 0 | 0 | 0 | -121 | 2020
Vintage1969 | petroleum | TRUE | 13809.3342.SD.IC | 3342 | N | . | Faulkton | NorthWestern Energy - (SD) | 13809 | SD | WNC | MRO |  | 22 | 1 | Electric Utility | IC | DFO | DFO | SWPP | A | barrels | 6 | 6 | 5 | 6 | 7 | 8 | 4 | 7 | 5 | 6 | 9 | 7 | 6 | 6 | 5 | 6 | 7 | 8 | 4 | 7 | 5 | 6 | 9 | 7 | 5.796 | 5.796 | 5.796 | 5.796 | 5.796 | 5.796 | 5.796 | 5.796 | 5.796 | 5.796 | 5.796 | 5.796 | 35 | 35 | 29 | 35 | 41 | 46 | 23 | 41 | 29 | 35 | 52 | 41 | 35 | 35 | 29 | 35 | 41 | 46 | 23 | 41 | 29 | 35 | 52 | 41 | -8.595 | -8.936 | -7.635 | -8.659 | -9.979 | -12.03 | -6.138 | -9.95 | -7.62 | -9.508 | -12.77 | -10.18 | 76 | 76 | 442 | 442 | -112 | 2020
Vintage1961 | petroleum | TRUE | 13809.3344.SD.GT | 3344 | N | . | Huron | NorthWestern Energy - (SD) | 13809 | SD | WNC | MRO |  | 22 | 1 | Electric Utility | GT | DFO | DFO | SWPP | A | barrels | 0 | 0 | 0 | 0 | 0 | 0 | 0 | 0 | 0 | 0 | 0 | 0 | 0 | 0 | 0 | 0 | 0 | 0 | 0 | 0 | 0 | 0 | 0 | 0 | 0 | 0 | 0 | 0 | 0 | 0 | 0 | 0 | 0 | 0 | 0 | 0 | 0 | 0 | 0 | 0 | 0 | 0 | 0 | 0 | 0 | 0 | 0 | 0 | 0 | 0 | 0 | 0 | 0 | 0 | 0 | 0 | 0 | 0 | 0 | 0 | 0 | 0 | 0 | 0 | 0 | 0 | 0 | 0 | 0 | 0 | 0 | 0 | 0 | 0 | 0 | 0 | 0 | 2020
Vintage1961 | natural gas peaker | TRUE | 13809.3344.SD.GT | 3344 | N | . | Huron | NorthWestern Energy - (SD) | 13809 | SD | WNC | MRO |  | 22 | 1 | Electric Utility | GT | NG | NG | SWPP | A | mcf | 4120 | 3476 | 2987 | 2568 | 2373 | 3663 | 5343 | 3743 | 2529 | 2810 | 2177 | 3353 | 4120 | 3476 | 2987 | 2568 | 2373 | 3663 | 5343 | 3743 | 2529 | 2810 | 2177 | 3353 | 1.009 | 1.009 | 1.009 | 1.009 | 1.009 | 1.009 | 1.009 | 1.009 | 1.009 | 1.009 | 1.009 | 1.009 | 4157 | 3507 | 3014 | 2591 | 2394 | 3696 | 5391 | 3777 | 2552 | 2835 | 2197 | 3383 | 4157 | 3507 | 3014 | 2591 | 2394 | 3696 | 5391 | 3777 | 2552 | 2835 | 2197 | 3383 | 158.311 | 133.552 | 114.765 | 98.678 | 91.184 | 140.762 | 205.288 | 143.83 | 97.157 | 107.976 | 83.668 | 128.829 | 39142 | 39142 | 39494 | 39494 | 1504 | 2020
Vintage1978 | petroleum | TRUE | 14232.3352.SD.GT | 3352 | N | . | Lake Preston | Otter Tail Power Co | 14232 | SD | WNC | MRO |  | 22 | 1 | Electric Utility | GT | DFO | DFO | MISO | A | barrels | 63 | 63 | 54 | 61 | 71 | 85 | 43 | 70 | 54 | 67 | 90 | 72 | 63 | 63 | 54 | 61 | 71 | 85 | 43 | 70 | 54 | 67 | 90 | 72 | 6 | 6 | 6 | 6 | 6 | 6 | 6 | 6 | 6 | 6 | 6 | 6 | 378 | 378 | 324 | 366 | 426 | 510 | 258 | 420 | 324 | 402 | 540 | 432 | 378 | 378 | 324 | 366 | 426 | 510 | 258 | 420 | 324 | 402 | 540 | 432 | 8.288 | 8.617 | 7.362 | 8.35 | 9.623 | 11.6 | 5.919 | 9.594 | 7.348 | 9.168 | 12.314 | 9.817 | 793 | 793 | 4758 | 4758 | 108 | 2020
Vintage1963 | hydro | TRUE | 19635.3356.SD.HY | 3356 | N | . | Oahe | USACE-Omaha | 19635 | SD | WNC | MRO |  | 22 | 1 | Electric Utility | HY | WAT | HYC | SWPP | A |  | 0 | 0 | 0 | 0 | 0 | 0 | 0 | 0 | 0 | 0 | 0 | 0 | 0 | 0 | 0 | 0 | 0 | 0 | 0 | 0 | 0 | 0 | 0 | 0 | 0 | 0 | 0 | 0 | 0 | 0 | 0 | 0 | 0 | 0 | 0 | 0 | 3059298 | 2773353 | 2256094 | 2996715 | 2277358 | 2412378 | 2021668 | 1593096 | 997176 | 1116291 | 1493171 | 1533798 | 3059298 | 2773353 | 2256094 | 2996715 | 2277358 | 2412378 | 2021668 | 1593096 | 997176 | 1116291 | 1493171 | 1533798 | 348956.11 | 316340.07 | 257339.36 | 341817.66 | 259764.85 | 275165.78 | 230599.73 | 181715.11 | 113742.02 | 127328.75 | 170317.24 | 174951.32 | 0 | 0 | 24530396 | 24530396 | 2798038 | 2020
Vintage1956 | hydro | TRUE | 19635.3373.SD.HY | 3373 | N | . | Fort Randall | USACE-Omaha | 19635 | SD | WNC | MRO |  | 22 | 1 | Electric Utility | HY | WAT | HYC | SWPP | A |  | 0 | 0 | 0 | 0 | 0 | 0 | 0 | 0 | 0 | 0 | 0 | 0 | 0 | 0 | 0 | 0 | 0 | 0 | 0 | 0 | 0 | 0 | 0 | 0 | 0 | 0 | 0 | 0 | 0 | 0 | 0 | 0 | 0 | 0 | 0 | 0 | 2194758 | 1989619 | 1618534 | 2149860 | 1633790 | 1730654 | 1450356 | 1142896 | 715380 | 800833 | 1071209 | 1100355 | 2194758 | 1989619 | 1618534 | 2149860 | 1633790 | 1730654 | 1450356 | 1142896 | 715380 | 800833 | 1071209 | 1100355 | 250343.05 | 226944.13 | 184616.68 | 245221.88 | 186356.75 | 197405.46 | 165433.52 | 130363.43 | 81599.159 | 91346.354 | 122186.54 | 125511.05 | 0 | 0 | 17598244 | 17598244 | 2007328 | 2020
Vintage1966 | hydro | TRUE | 19635.3375.SD.HY | 3375 | N | . | Big Bend Dam | USACE-Omaha | 19635 | SD | WNC | MRO |  | 22 | 1 | Electric Utility | HY | WAT | HYC | SWPP | A |  | 0 | 0 | 0 | 0 | 0 | 0 | 0 | 0 | 0 | 0 | 0 | 0 | 0 | 0 | 0 | 0 | 0 | 0 | 0 | 0 | 0 | 0 | 0 | 0 | 0 | 0 | 0 | 0 | 0 | 0 | 0 | 0 | 0 | 0 | 0 | 0 | 1117533 | 1013080 | 824130 | 1094672 | 831898 | 881219 | 738496 | 581943 | 364259 | 407771 | 545441 | 560282 | 1117533 | 1013080 | 824130 | 1094672 | 831898 | 881219 | 738496 | 581943 | 364259 | 407771 | 545441 | 560282 | 127470.39 | 115556.06 | 94003.65 | 124862.78 | 94889.661 | 100515.47 | 84235.914 | 66378.822 | 41548.893 | 46511.997 | 62215.289 | 63908.075 | 0 | 0 | 8960724 | 8960724 | 1022097 | 2020
Vintage2018 | natural gas combined cycle | TRUE | 18642.3393.TN.CA | 3393 | N | . | Allen | Tennessee Valley Authority | 18642 | TN | ESC | SERC |  | 22 | 1 | Electric Utility | CA | NG | NG | TVA | M | mcf | 934580 | 930751 | 520141 | 214188 | 562584 | 499019 | 579240 | 436002 | 348886 | 538760 | 339157 | 822119 | 934580 | 930751 | 520141 | 214188 | 562584 | 499019 | 579240 | 436002 | 348886 | 538760 | 339157 | 822119 | 1 | 1 | 1 | 1 | 1 | 1 | 1 | 1 | 1 | 1 | 1 | 1 | 934580 | 930751 | 520141 | 214188 | 562584 | 499019 | 579240 | 436002 | 348886 | 538760 | 339157 | 822119 | 934580 | 930751 | 520141 | 214188 | 562584 | 499019 | 579240 | 436002 | 348886 | 538760 | 339157 | 822119 | 149500 | 148355 | 80143 | 29872 | 86287 | 75896 | 89775 | 67735 | 54326 | 84440 | 41932 | 129155 | 6725427 | 6725427 | 6725427 | 6725427 | 1037416 | 2020
Vintage2018 | natural gas combined cycle | TRUE | 18642.3393.TN.CT | 3393 | N | . | Allen | Tennessee Valley Authority | 18642 | TN | ESC | SERC |  | 22 | 1 | Electric Utility | CT | NG | NG | TVA | M | mcf | 2406950 | 2397089 | 1339589 | 551629 | 1448897 | 1285192 | 1491795 | 1122894 | 898533 | 1387542 | 873476 | 2117315 | 2406950 | 2397089 | 1339589 | 551629 | 1448897 | 1285192 | 1491795 | 1122894 | 898533 | 1387542 | 873476 | 2117315 | 1 | 1 | 1 | 1 | 1 | 1 | 1 | 1 | 1 | 1 | 1 | 1 | 2406950 | 2397089 | 1339589 | 551629 | 1448897 | 1285192 | 1491795 | 1122894 | 898533 | 1387542 | 873476 | 2117315 | 2406950 | 2397089 | 1339589 | 551629 | 1448897 | 1285192 | 1491795 | 1122894 | 898533 | 1387542 | 873476 | 2117315 | 385027 | 382077 | 206403 | 76934 | 222225 | 195464 | 231189 | 174448 | 139913 | 217468 | 107993 | 332629 | 17320901 | 17320901 | 17320901 | 17320901 | 2671770 | 2020
Vintage1972 | petroleum | TRUE | 18642.3393.TN.GT | 3393 | N | . | Allen | Tennessee Valley Authority | 18642 | TN | ESC | SERC |  | 22 | 1 | Electric Utility | GT | DFO | DFO | TVA | M | barrels | 0 | 0 | 0 | 0 | 0 | 0 | 0 | 148 | 26 | 94 | 7 | 0 | 0 | 0 | 0 | 0 | 0 | 0 | 0 | 148 | 26 | 94 | 7 | 0 | 0 | 0 | 0 | 0 | 0 | 0 | 0 | 5.7 | 5.7 | 5.7 | 5.7 | 0 | 0 | 0 | 0 | 0 | 0 | 0 | 0 | 844 | 148 | 536 | 40 | 0 | 0 | 0 | 0 | 0 | 0 | 0 | 0 | 844 | 148 | 536 | 40 | 0 | 0 | -174.172 | -156.679 | -135.383 | -146.031 | -47.156 | -91.269 | -115 | -129 | 111 | -85 | -149.834 | 275 | 275 | 1568 | 1568 | -1118.524 | 2020
Vintage1972 | natural gas peaker | TRUE | 18642.3393.TN.GT | 3393 | N | . | Allen | Tennessee Valley Authority | 18642 | TN | ESC | SERC |  | 22 | 1 | Electric Utility | GT | NG | NG | TVA | M | mcf | 2195 | 0 | 0 | 0 | 0 | 0 | 0 | 0 | 0 | 0 | 0 | 0 | 2195 | 0 | 0 | 0 | 0 | 0 | 0 | 0 | 0 | 0 | 0 | 0 | 1 | 0 | 0 | 0 | 0 | 0 | 0 | 0 | 0 | 0 | 0 | 0 | 2195 | 0 | 0 | 0 | 0 | 0 | 0 | 0 | 0 | 0 | 0 | 0 | 2195 | 0 | 0 | 0 | 0 | 0 | 0 | 0 | 0 | 0 | 0 | 0 | -200 | -54.828 | -49.321 | -42.617 | -45.969 | -14.844 | -28.731 | 0 | 0 | 0 | 0 | -47.166 | 2195 | 2195 | 2195 | 2195 | -483.476 | 2020
Vintage1943 | hydro | TRUE | 18642.3394.TN.HY | 3394 | N | . | Apalachia | Tennessee Valley Authority | 18642 | TN | ESC | SERC |  | 22 | 1 | Electric Utility | HY | WAT | HYC | TVA | A |  | 0 | 0 | 0 | 0 | 0 | 0 | 0 | 0 | 0 | 0 | 0 | 0 | 0 | 0 | 0 | 0 | 0 | 0 | 0 | 0 | 0 | 0 | 0 | 0 | 0 | 0 | 0 | 0 | 0 | 0 | 0 | 0 | 0 | 0 | 0 | 0 | 535654 | 559348 | 490708 | 453499 | 665243 | 648031 | 609899 | 516723 | 413998 | 411732 | 473797 | 492789 | 535654 | 559348 | 490708 | 453499 | 665243 | 648031 | 609899 | 516723 | 413998 | 411732 | 473797 | 492789 | 61098.871 | 63801.572 | 55972.167 | 51727.901 | 75880.393 | 73917.125 | 69567.593 | 58939.517 | 47222.27 | 46963.792 | 54043.253 | 56209.546 | 0 | 0 | 6271421 | 6271421 | 715344 | 2020
Vintage1953 | hydro | TRUE | 18642.3395.TN.HY | 3395 | N | . | Boone Dam | Tennessee Valley Authority | 18642 | TN | ESC | SERC |  | 22 | 1 | Electric Utility | HY | WAT | HYC | TVA | A |  | 0 | 0 | 0 | 0 | 0 | 0 | 0 | 0 | 0 | 0 | 0 | 0 | 0 | 0 | 0 | 0 | 0 | 0 | 0 | 0 | 0 | 0 | 0 | 0 | 0 | 0 | 0 | 0 | 0 | 0 | 0 | 0 | 0 | 0 | 0 | 0 | 211357 | 220707 | 193623 | 178941 | 262490 | 255699 | 240653 | 203887 | 163354 | 162460 | 186950 | 194444 | 211357 | 220707 | 193623 | 178941 | 262490 | 255699 | 240653 | 203887 | 163354 | 162460 | 186950 | 194444 | 24108.271 | 25174.696 | 22085.385 | 20410.691 | 29940.733 | 29166.071 | 27449.841 | 23256.236 | 18632.869 | 18530.879 | 21324.278 | 22179.05 | 0 | 0 | 2474565 | 2474565 | 282259 | 2020
Vintage1967 | hard coal | TRUE | 18642.3396.TN.ST | 3396 | N | . | Bull Run | Tennessee Valley Authority | 18642 | TN | ESC | SERC |  | 22 | 1 | Electric Utility | ST | BIT | COL | TVA | M | short tons | 72539 | 23838 | 0 | 0 | 0 | 0 | 74367 | 57998 | 63827 | 0 | 3954 | 15898 | 72539 | 23838 | 0 | 0 | 0 | 0 | 74367 | 57998 | 63827 | 0 | 3954 | 15898 | 20 | 20 | 0 | 0 | 0 | 0 | 22.3 | 22.9 | 23.8 | 0 | 23.8 | 23.8 | 1450780 | 476760 | 0 | 0 | 0 | 0 | 1658384 | 1328154 | 1519083 | 0 | 94105 | 378372 | 1450780 | 476760 | 0 | 0 | 0 | 0 | 1658384 | 1328154 | 1519083 | 0 | 94105 | 378372 | 152532.96 | 39144.853 | -5977.399 | -4230.615 | -3249.531 | 0 | 146785.76 | 121491 | 153372.52 | 0 | -3544.384 | 30286.986 | 312421 | 312421 | 6905638 | 6905638 | 626612.16 | 2020
Vintage1967 | petroleum | TRUE | 18642.3396.TN.ST | 3396 | N | . | Bull Run | Tennessee Valley Authority | 18642 | TN | ESC | SERC |  | 22 | 1 | Electric Utility | ST | DFO | DFO | TVA | M | barrels | 11210 | 162 | 0 | 0 | 0 | 0 | 12789 | 3201 | 609 | 58 | 4046 | 5544 | 11210 | 162 | 0 | 0 | 0 | 0 | 12789 | 3201 | 609 | 58 | 4046 | 5544 | 5.7 | 5.8 | 0 | 0 | 0 | 0 | 5.7 | 5.7 | 5.7 | 5.7 | 5.7 | 5.762 | 63897 | 940 | 0 | 0 | 0 | 0 | 72897 | 18246 | 3471 | 331 | 23062 | 31945 | 63897 | 940 | 0 | 0 | 0 | 0 | 72897 | 18246 | 3471 | 331 | 23062 | 31945 | 6718.04 | 77.147 | -72.601 | -51.385 | -39.469 | 0 | 6452.236 | 1668.999 | 350.476 | -2279 | -868.616 | 2557.014 | 37619 | 37619 | 214789 | 214789 | 14512.841 | 2020
Vintage1953 | hydro | TRUE | 18642.3397.TN.HY | 3397 | N | . | Cherokee Dam | Tennessee Valley Authority | 18642 | TN | ESC | SERC |  | 22 | 1 | Electric Utility | HY | WAT | HYC | TVA | A |  | 0 | 0 | 0 | 0 | 0 | 0 | 0 | 0 | 0 | 0 | 0 | 0 | 0 | 0 | 0 | 0 | 0 | 0 | 0 | 0 | 0 | 0 | 0 | 0 | 0 | 0 | 0 | 0 | 0 | 0 | 0 | 0 | 0 | 0 | 0 | 0 | 467146 | 487810 | 427948 | 395498 | 580161 | 565150 | 531895 | 450636 | 361049 | 359073 | 413200 | 429763 | 467146 | 487810 | 427948 | 395498 | 580161 | 565150 | 531895 | 450636 | 361049 | 359073 | 413200 | 429763 | 53284.535 | 55641.574 | 48813.523 | 45112.083 | 66175.556 | 64463.383 | 60670.141 | 51401.359 | 41182.707 | 40957.287 | 47131.31 | 49020.542 | 0 | 0 | 5469329 | 5469329 | 623854 | 2020
Vintage1952 | hydro | TRUE | 18642.3398.TN.HY | 3398 | N | . | Chickamauga | Tennessee Valley Authority | 18642 | TN | ESC | SERC |  | 22 | 1 | Electric Utility | HY | WAT | HYC | TVA | A |  | 0 | 0 | 0 | 0 | 0 | 0 | 0 | 0 | 0 | 0 | 0 | 0 | 0 | 0 | 0 | 0 | 0 | 0 | 0 | 0 | 0 | 0 | 0 | 0 | 0 | 0 | 0 | 0 | 0 | 0 | 0 | 0 | 0 | 0 | 0 | 0 | 699254 | 730186 | 640581 | 592007 | 868424 | 845955 | 796176 | 674541 | 540442 | 537484 | 618505 | 643298 | 699254 | 730186 | 640581 | 592007 | 868424 | 845955 | 796176 | 674541 | 540442 | 537484 | 618505 | 643298 | 79759.824 | 83287.995 | 73067.315 | 67526.755 | 99055.956 | 96493.062 | 90815.086 | 76940.96 | 61645.004 | 61307.581 | 70549.267 | 73377.195 | 0 | 0 | 8186853 | 8186853 | 933826 | 2020
Vintage1973 | hard coal | TRUE | 18642.3399.TN.ST | 3399 | N | . | Cumberland (TN) | Tennessee Valley Authority | 18642 | TN | ESC | SERC |  | 22 | 1 | Electric Utility | ST | BIT | COL | TVA | M | short tons | 244320 | 320548 | 372053 | 87066 | 247998 | 525176 | 647585 | 650979 | 469912 | 313372 | 104865 | 295313 | 244320 | 320548 | 372053 | 87066 | 247998 | 525176 | 647585 | 650979 | 469912 | 313372 | 104865 | 295313 | 20 | 20 | 20 | 20 | 20 | 23.9 | 23.6 | 23.3 | 24.4 | 22.7 | 22.7 | 23 | 4886400 | 6410960 | 7441060 | 1741320 | 4959960 | 12551706 | 15283006 | 15167811 | 11465853 | 7113544 | 2380436 | 6792199 | 4886400 | 6410960 | 7441060 | 1741320 | 4959960 | 12551706 | 15283006 | 15167811 | 11465853 | 7113544 | 2380436 | 6792199 | 537411.81 | 718577.17 | 814655.38 | 182744.44 | 539048.4 | 1178733.2 | 1485421.4 | 1431968.9 | 1013402.4 | 712666.15 | 231389.89 | 608289.08 | 4279187 | 4279187 | 96194255 | 96194255 | 9454308.3 | 2020
Vintage1973 | petroleum | TRUE | 18642.3399.TN.ST | 3399 | N | . | Cumberland (TN) | Tennessee Valley Authority | 18642 | TN | ESC | SERC |  | 22 | 1 | Electric Utility | ST | DFO | DFO | TVA | M | barrels | 10270 | 11886 | 13577 | 2679 | 15188 | 10719 | 6232 | 19384 | 7810 | 5325 | 5828 | 18931 | 10270 | 11886 | 13577 | 2679 | 15188 | 10719 | 6232 | 19384 | 7810 | 5325 | 5828 | 18931 | 5.7 | 5.7 | 5.7 | 5.7 | 5.7 | 5.7 | 5.7 | 5.7 | 5.7 | 5.7 | 5.7 | 5.762 | 58539 | 67750 | 77389 | 15270 | 86572 | 61098 | 35522 | 110489 | 44517 | 30353 | 33220 | 109080 | 58539 | 67750 | 77389 | 15270 | 86572 | 61098 | 35522 | 110489 | 44517 | 30353 | 33220 | 109080 | 6438.186 | 7593.831 | 8472.621 | 1602.556 | 9408.601 | 5737.754 | 3452.576 | 10431.072 | 3934.608 | 3040.847 | 3229.106 | 9768.917 | 127829 | 127829 | 729799 | 729799 | 73110.675 | 2020
Vintage1973 | hard coal | TRUE | 18642.3399.TN.ST | 3399 | N | . | Cumberland (TN) | Tennessee Valley Authority | 18642 | TN | ESC | SERC |  | 22 | 1 | Electric Utility | ST | RC | COL | TVA | M | short tons | 0 | 0 | 0 | 0 | 0 | 0 | 0 | 0 | 0 | 0 | 0 | 0 | 0 | 0 | 0 | 0 | 0 | 0 | 0 | 0 | 0 | 0 | 0 | 0 | 0 | 0 | 0 | 0 | 0 | 0 | 0 | 0 | 0 | 0 | 0 | 0 | 0 | 0 | 0 | 0 | 0 | 0 | 0 | 0 | 0 | 0 | 0 | 0 | 0 | 0 | 0 | 0 | 0 | 0 | 0 | 0 | 0 | 0 | 0 | 0 | 0 | 0 | 0 | 0 | 0 | 0 | 0 | 0 | 0 | 0 | 0 | 0 | 0 | 0 | 0 | 0 | 0 | 2020
Vintage1954 | hydro | TRUE | 18642.3400.TN.HY | 3400 | N | . | Douglas Dam | Tennessee Valley Authority | 18642 | TN | ESC | SERC |  | 22 | 1 | Electric Utility | HY | WAT | HYC | TVA | A |  | 0 | 0 | 0 | 0 | 0 | 0 | 0 | 0 | 0 | 0 | 0 | 0 | 0 | 0 | 0 | 0 | 0 | 0 | 0 | 0 | 0 | 0 | 0 | 0 | 0 | 0 | 0 | 0 | 0 | 0 | 0 | 0 | 0 | 0 | 0 | 0 | 573185 | 598540 | 525090 | 485274 | 711855 | 693437 | 652633 | 552928 | 443005 | 440580 | 506995 | 527317 | 573185 | 598540 | 525090 | 485274 | 711855 | 693437 | 652633 | 552928 | 443005 | 440580 | 506995 | 527317 | 65379.881 | 68271.957 | 59893.969 | 55352.319 | 81197.104 | 79096.275 | 74441.985 | 63069.232 | 50530.993 | 50254.404 | 57829.901 | 60147.98 | 0 | 0 | 6710839 | 6710839 | 765466 | 2020
Vintage1954 | hydro | TRUE | 18642.3401.TN.HY | 3401 | N | . | Fort Patrick Henry | Tennessee Valley Authority | 18642 | TN | ESC | SERC |  | 22 | 1 | Electric Utility | HY | WAT | HYC | TVA | A |  | 0 | 0 | 0 | 0 | 0 | 0 | 0 | 0 | 0 | 0 | 0 | 0 | 0 | 0 | 0 | 0 | 0 | 0 | 0 | 0 | 0 | 0 | 0 | 0 | 0 | 0 | 0 | 0 | 0 | 0 | 0 | 0 | 0 | 0 | 0 | 0 | 157306 | 164265 | 144107 | 133179 | 195363 | 190308 | 179110 | 151747 | 121579 | 120914 | 139141 | 144718 | 157306 | 164265 | 144107 | 133179 | 195363 | 190308 | 179110 | 151747 | 121579 | 120914 | 139141 | 144718 | 17942.985 | 18736.691 | 16437.419 | 15191 | 22283.893 | 21707.338 | 20430.005 | 17308.844 | 13867.825 | 13791.918 | 15870.952 | 16507.13 | 0 | 0 | 1841737 | 1841737 | 210076 | 2020
Vintage1949 | hydro | TRUE | 18642.3402.TN.HY | 3402 | N | . | Fort Loudoun | Tennessee Valley Authority | 18642 | TN | ESC | SERC |  | 22 | 1 | Electric Utility | HY | WAT | HYC | TVA | A |  | 0 | 0 | 0 | 0 | 0 | 0 | 0 | 0 | 0 | 0 | 0 | 0 | 0 | 0 | 0 | 0 | 0 | 0 | 0 | 0 | 0 | 0 | 0 | 0 | 0 | 0 | 0 | 0 | 0 | 0 | 0 | 0 | 0 | 0 | 0 | 0 | 946873 | 988757 | 867422 | 801647 | 1175947 | 1145522 | 1078116 | 913408 | 731822 | 727816 | 837529 | 871101 | 946873 | 988757 | 867422 | 801647 | 1175947 | 1145522 | 1078116 | 913408 | 731822 | 727816 | 837529 | 871101 | 108004.16 | 112781.72 | 98941.719 | 91439.151 | 134133.39 | 130662.93 | 122974.29 | 104187.09 | 83474.571 | 83017.66 | 95531.987 | 99361.333 | 0 | 0 | 11085960 | 11085960 | 1264510 | 2020
Vintage2000 | petroleum | TRUE | 18642.3403.TN.GT | 3403 | N | . | Gallatin (TN) | Tennessee Valley Authority | 18642 | TN | ESC | SERC |  | 22 | 1 | Electric Utility | GT | DFO | DFO | TVA | M | barrels | 0 | 463 | 109 | 0 | 0 | 0 | 0 | 0 | 0 | 648 | 0 | 875 | 0 | 463 | 109 | 0 | 0 | 0 | 0 | 0 | 0 | 648 | 0 | 875 | 0 | 5.7 | 5.7 | 0 | 0 | 0 | 0 | 0 | 0 | 5.7 | 0 | 5.762 | 0 | 2639 | 621 | 0 | 0 | 0 | 0 | 0 | 0 | 3694 | 0 | 5042 | 0 | 2639 | 621 | 0 | 0 | 0 | 0 | 0 | 0 | 3694 | 0 | 5042 | 0 | 103.865 | 45.17 | 0 | 0 | 0 | 0 | 0 | 0 | 53.599 | 0 | 73.476 | 2095 | 2095 | 11996 | 11996 | 276.11 | 2020
Vintage2000 | natural gas peaker | TRUE | 18642.3403.TN.GT | 3403 | N | . | Gallatin (TN) | Tennessee Valley Authority | 18642 | TN | ESC | SERC |  | 22 | 1 | Electric Utility | GT | NG | NG | TVA | M | mcf | 116946 | 21474 | 148205 | 93 | 3317 | 208303 | 1053629 | 249334 | 74672 | 4438 | 91948 | 9711 | 116946 | 21474 | 148205 | 93 | 3317 | 208303 | 1053629 | 249334 | 74672 | 4438 | 91948 | 9711 | 1 | 1 | 1 | 1 | 1 | 1 | 1 | 1 | 1 | 1 | 1 | 1 | 116946 | 21474 | 148205 | 93 | 3317 | 208303 | 1053629 | 249334 | 74672 | 4438 | 91948 | 9711 | 116946 | 21474 | 148205 | 93 | 3317 | 208303 | 1053629 | 249334 | 74672 | 4438 | 91948 | 9711 | 8241 | 845.135 | 10774.83 | -519 | -251 | 14471 | 76141 | 17439 | 4858 | 64.401 | 6314 | 141.524 | 1982070 | 1982070 | 1982070 | 1982070 | 138519.89 | 2020
Vintage1959 | hard coal | TRUE | 18642.3403.TN.ST | 3403 | N | . | Gallatin (TN) | Tennessee Valley Authority | 18642 | TN | ESC | SERC |  | 22 | 1 | Electric Utility | ST | BIT | COL | TVA | M | short tons | 0 | 0 | 0 | 0 | 0 | 0 | 0 | 0 | 0 | 121376 | 143417 | 154533 | 0 | 0 | 0 | 0 | 0 | 0 | 0 | 0 | 0 | 121376 | 143417 | 154533 | 0 | 0 | 0 | 0 | 0 | 0 | 0 | 0 | 0 | 20 | 20 | 20 | 0 | 0 | 0 | 0 | 0 | 0 | 0 | 0 | 0 | 2427520 | 2868340 | 3090660 | 0 | 0 | 0 | 0 | 0 | 0 | 0 | 0 | 0 | 2427520 | 2868340 | 3090660 | 0 | 0 | 0 | 0 | 0 | 0 | 0 | 0 | 0 | 204869.98 | 247907.92 | 271377.78 | 419326 | 419326 | 8386520 | 8386520 | 724155.69 | 2020
Vintage1959 | petroleum | TRUE | 18642.3403.TN.ST | 3403 | N | . | Gallatin (TN) | Tennessee Valley Authority | 18642 | TN | ESC | SERC |  | 22 | 1 | Electric Utility | ST | DFO | DFO | TVA | M | barrels | 2095 | 750 | 936 | 0 | 0 | 4331 | 3462 | 1444 | 1429 | 112 | 3729 | 1805 | 2095 | 750 | 936 | 0 | 0 | 4331 | 3462 | 1444 | 1429 | 112 | 3729 | 1805 | 5.7 | 5.7 | 5.7 | 0 | 0 | 5.7 | 5.7 | 5.7 | 5.7 | 5.7 | 5.7 | 5.762 | 11942 | 4275 | 5335 | 0 | 0 | 24687 | 19733 | 8231 | 8145 | 638 | 21255 | 10400 | 11942 | 4275 | 5335 | 0 | 0 | 24687 | 19733 | 8231 | 8145 | 638 | 21255 | 10400 | 1116.359 | 306.412 | 473.466 | -17.911 | 0 | 1969.233 | 1761.105 | 760.468 | 708.91 | 53.878 | 1837.076 | 913.216 | 20093 | 20093 | 114641 | 114641 | 9882.212 | 2020
Vintage1959 | hard coal | TRUE | 18642.3403.TN.ST | 3403 | N | . | Gallatin (TN) | Tennessee Valley Authority | 18642 | TN | ESC | SERC |  | 22 | 1 | Electric Utility | ST | SUB | COL | TVA | M | short tons | 79740 | 30959 | 47707 | 0 | 9435 | 132922 | 247085 | 257032 | 169721 | 38 | 0 | 0 | 79740 | 30959 | 47707 | 0 | 9435 | 132922 | 247085 | 257032 | 169721 | 38 | 0 | 0 | 18.4 | 17.4 | 16.9 | 0 | 16.9 | 18.6 | 18.425 | 17.8 | 18.9 | 20 | 0 | 0 | 1467216 | 538687 | 806248 | 0 | 159452 | 2472349 | 4552541 | 4575170 | 3207727 | 760 | 0 | 0 | 1467216 | 538687 | 806248 | 0 | 159452 | 2472349 | 4552541 | 4575170 | 3207727 | 760 | 0 | 0 | 137163.64 | 38610.588 | 71549.534 | -6557.089 | 10213 | 197216.77 | 406290.9 | 422713.53 | 279178.09 | 64.14 | 0 | 0 | 974639 | 974639 | 17780150 | 17780150 | 1556443.1 | 2020
Vintage1924 | hydro | TRUE | 18642.3404.TN.HY | 3404 | N | . | Great Falls (TN) | Tennessee Valley Authority | 18642 | TN | ESC | SERC |  | 22 | 1 | Electric Utility | HY | WAT | HYC | TVA | A |  | 0 | 0 | 0 | 0 | 0 | 0 | 0 | 0 | 0 | 0 | 0 | 0 | 0 | 0 | 0 | 0 | 0 | 0 | 0 | 0 | 0 | 0 | 0 | 0 | 0 | 0 | 0 | 0 | 0 | 0 | 0 | 0 | 0 | 0 | 0 | 0 | 138886 | 145030 | 127233 | 117585 | 172487 | 168024 | 158137 | 133978 | 107343 | 106755 | 122848 | 127772 | 138886 | 145030 | 127233 | 117585 | 172487 | 168024 | 158137 | 133978 | 107343 | 106755 | 122848 | 127772 | 15841.937 | 16542.704 | 14512.668 | 13412.199 | 19674.545 | 19165.502 | 18037.739 | 15282.053 | 12243.962 | 12176.943 | 14012.532 | 14574.216 | 0 | 0 | 1626078 | 1626078 | 185477 | 2020
Vintage2012 | natural gas combined cycle | TRUE | 18642.3405.TN.CA | 3405 | N | . | John Sevier | Tennessee Valley Authority | 18642 | TN | ESC | SERC |  | 22 | 1 | Electric Utility | CA | NG | NG | TVA | M | mcf | 1080816 | 1188514 | 967739 | 673384 | 894166 | 1221297 | 1299144 | 1228259 | 1165299 | 493303 | 1299028 | 1164785 | 1080816 | 1188514 | 967739 | 673384 | 894166 | 1221297 | 1299144 | 1228259 | 1165299 | 493303 | 1299028 | 1164785 | 1 | 1 | 1 | 1 | 1 | 1 | 1 | 1 | 1 | 1 | 1 | 1 | 1080816 | 1188514 | 967739 | 673384 | 894166 | 1221297 | 1299144 | 1228259 | 1165299 | 493303 | 1299028 | 1164785 | 1080816 | 1188514 | 967739 | 673384 | 894166 | 1221297 | 1299144 | 1228259 | 1165299 | 493303 | 1299028 | 1164785 | 157106 | 173306 | 131364 | 95848 | 126163 | 177461 | 189003 | 178220 | 170071 | 56751 | 190411 | 169972 | 12675734 | 12675734 | 12675734 | 12675734 | 1815676 | 2020
Vintage2012 | petroleum | TRUE | 18642.3405.TN.CT | 3405 | N | . | John Sevier | Tennessee Valley Authority | 18642 | TN | ESC | SERC |  | 22 | 1 | Electric Utility | CT | DFO | DFO | TVA | M | barrels | 0 | 0 | 0 | 0 | 0 | 0 | 0 | 0 | 0 | 0 | 0 | 0 | 0 | 0 | 0 | 0 | 0 | 0 | 0 | 0 | 0 | 0 | 0 | 0 | 0 | 0 | 0 | 0 | 0 | 0 | 0 | 0 | 0 | 0 | 0 | 0 | 0 | 0 | 0 | 0 | 0 | 0 | 0 | 0 | 0 | 0 | 0 | 0 | 0 | 0 | 0 | 0 | 0 | 0 | 0 | 0 | 0 | 0 | 0 | 0 | 0 | 0 | 0 | 0 | 0 | 0 | 0 | 0 | 0 | 0 | 0 | 0 | 0 | 0 | 0 | 0 | 0 | 2020
Vintage2012 | natural gas combined cycle | TRUE | 18642.3405.TN.CT | 3405 | N | . | John Sevier | Tennessee Valley Authority | 18642 | TN | ESC | SERC |  | 22 | 1 | Electric Utility | CT | NG | NG | TVA | M | mcf | 1905742 | 2095641 | 1706360 | 1187340 | 1576632 | 2153444 | 2290708 | 2165720 | 2054705 | 869814 | 2290504 | 2053799 | 1905742 | 2095641 | 1706360 | 1187340 | 1576632 | 2153444 | 2290708 | 2165720 | 2054705 | 869814 | 2290504 | 2053799 | 1 | 1 | 1 | 1 | 1 | 1 | 1 | 1 | 1 | 1 | 1 | 1 | 1905742 | 2095641 | 1706360 | 1187340 | 1576632 | 2153444 | 2290708 | 2165720 | 2054705 | 869814 | 2290504 | 2053799 | 1905742 | 2095641 | 1706360 | 1187340 | 1576632 | 2153444 | 2290708 | 2165720 | 2054705 | 869814 | 2290504 | 2053799 | 277016 | 305580 | 231626 | 169003 | 222456 | 312907 | 332540 | 314245 | 299876 | 100066 | 335741 | 299701 | 22350409 | 22350409 | 22350409 | 22350409 | 3200757 | 2020
Vintage2000 | petroleum | TRUE | 18642.3406.TN.GT | 3406 | N | . | Johnsonville | Tennessee Valley Authority | 18642 | TN | ESC | SERC |  | 22 | 1 | Electric Utility | GT | DFO | DFO | TVA | M | barrels | 0 | 630 | 301 | 0 | 1553 | 556 | 2725 | 84 | 466 | 311 | 0 | 383 | 0 | 630 | 301 | 0 | 1553 | 556 | 2725 | 84 | 466 | 311 | 0 | 383 | 0 | 5.7 | 5.7 | 0 | 5.7 | 5.7 | 5.7 | 5.7 | 5.7 | 5.7 | 0 | 5.762 | 0 | 3591 | 1716 | 0 | 8852 | 3169 | 15533 | 479 | 2656 | 1773 | 0 | 2207 | 0 | 3591 | 1716 | 0 | 8852 | 3169 | 15533 | 479 | 2656 | 1773 | 0 | 2207 | 0 | 288.54 | 123.238 | 0 | 669.581 | 94.062 | 1235.005 | 11.884 | 199.395 | 110.994 | 0 | 180.932 | 7009 | 7009 | 39976 | 39976 | 2913.631 | 2020
Vintage2000 | natural gas peaker | TRUE | 18642.3406.TN.GT | 3406 | N | . | Johnsonville | Tennessee Valley Authority | 18642 | TN | ESC | SERC |  | 22 | 1 | Electric Utility | GT | NG | NG | TVA | M | mcf | 605489 | 654498 | 555394 | 536853 | 673014 | 689282 | 1396812 | 770229 | 686295 | 488603 | 667165 | 752635 | 605489 | 654498 | 555394 | 536853 | 673014 | 689282 | 1396812 | 770229 | 686295 | 488603 | 667165 | 752635 | 1 | 1 | 1 | 1 | 1 | 1 | 1 | 1 | 1 | 1 | 1 | 1 | 605489 | 654498 | 555394 | 536853 | 673014 | 689282 | 1396812 | 770229 | 686295 | 488603 | 667165 | 752635 | 605489 | 654498 | 555394 | 536853 | 673014 | 689282 | 1396812 | 770229 | 686295 | 488603 | 667165 | 752635 | 47659 | 52589.46 | 39893.762 | 40592 | 50907.419 | 20457.938 | 111062 | 19117.116 | 51518.605 | 30593.006 | 42780 | 61706.068 | 8476269 | 8476269 | 8476269 | 8476269 | 568876.37 | 2020
Vintage1955 | hard coal | TRUE | 18642.3407.TN.ST | 3407 | N | . | Kingston | Tennessee Valley Authority | 18642 | TN | ESC | SERC |  | 22 | 1 | Electric Utility | ST | BIT | COL | TVA | M | short tons | 25599 | 4841 | 0 | 0 | 15858 | 45926 | 136119 | 133036 | 62216 | 36420 | 4778 | 40422 | 25599 | 4841 | 0 | 0 | 15858 | 45926 | 136119 | 133036 | 62216 | 36420 | 4778 | 40422 | 20 | 20 | 0 | 0 | 20 | 20 | 20 | 20 | 20 | 20 | 20.8 | 21 | 511980 | 96820 | 0 | 0 | 317160 | 918520 | 2722380 | 2660720 | 1244320 | 728400 | 99382 | 848862 | 511980 | 96820 | 0 | 0 | 317160 | 918520 | 2722380 | 2660720 | 1244320 | 728400 | 99382 | 848862 | 41281.454 | 6232.963 | -2673.013 | -2369.433 | 21399.288 | 71666.921 | 229244.87 | 245428.58 | 105396.67 | 64060.905 | -4097.302 | 73511.723 | 505215 | 505215 | 10148544 | 10148544 | 849083.62 | 2020
Vintage1955 | petroleum | TRUE | 18642.3407.TN.ST | 3407 | N | . | Kingston | Tennessee Valley Authority | 18642 | TN | ESC | SERC |  | 22 | 1 | Electric Utility | ST | DFO | DFO | TVA | M | barrels | 1350 | 646 | 0 | 0 | 780 | 1496 | 2400 | 1299 | 687 | 505 | 620 | 1899 | 1350 | 646 | 0 | 0 | 780 | 1496 | 2400 | 1299 | 687 | 505 | 620 | 1899 | 5.7 | 5.7 | 0 | 0 | 5.7 | 5.7 | 5.7 | 5.7 | 5.7 | 5.7 | 5.7 | 5.762 | 7695 | 3682 | 0 | 0 | 4446 | 8527 | 13680 | 7404 | 3916 | 2879 | 3534 | 10942 | 7695 | 3682 | 0 | 0 | 4446 | 8527 | 13680 | 7404 | 3916 | 2879 | 3534 | 10942 | 620.455 | 237.048 | -20.309 | -18.003 | 299.979 | 665.329 | 1151.959 | 682.983 | 331.685 | 253.157 | -145.698 | 947.584 | 11682 | 11682 | 66705 | 66705 | 5006.169 | 2020
Vintage1955 | hard coal | TRUE | 18642.3407.TN.ST | 3407 | N | . | Kingston | Tennessee Valley Authority | 18642 | TN | ESC | SERC |  | 22 | 1 | Electric Utility | ST | SUB | COL | TVA | M | short tons | 25285 | 4855 | 0 | 0 | 15865 | 46477 | 112705 | 41622 | 60559 | 35781 | 0 | 34849 | 25285 | 4855 | 0 | 0 | 15865 | 46477 | 112705 | 41622 | 60559 | 35781 | 0 | 34849 | 20 | 20 | 0 | 0 | 20 | 20 | 20 | 20 | 20 | 20 | 0 | 20 | 505700 | 97100 | 0 | 0 | 317300 | 929540 | 2254100 | 832440 | 1211180 | 715620 | 0 | 696980 | 505700 | 97100 | 0 | 0 | 317300 | 929540 | 2254100 | 832440 | 1211180 | 715620 | 0 | 696980 | 40775.091 | 6250.989 | -2589.678 | -2295.564 | 21408.733 | 72526.75 | 189812.17 | 76785.442 | 102589.64 | 62936.938 | 0 | 60358.693 | 377998 | 377998 | 7559960 | 7559960 | 628559.21 | 2020
Vintage1964 | hydro | TRUE | 18642.3408.TN.HY | 3408 | N | . | Melton Hill | Tennessee Valley Authority | 18642 | TN | ESC | SERC |  | 22 | 1 | Electric Utility | HY | WAT | HYC | TVA | A |  | 0 | 0 | 0 | 0 | 0 | 0 | 0 | 0 | 0 | 0 | 0 | 0 | 0 | 0 | 0 | 0 | 0 | 0 | 0 | 0 | 0 | 0 | 0 | 0 | 0 | 0 | 0 | 0 | 0 | 0 | 0 | 0 | 0 | 0 | 0 | 0 | 192682 | 201205 | 176514 | 163130 | 239297 | 233106 | 219389 | 185872 | 148921 | 148105 | 170431 | 177263 | 192682 | 201205 | 176514 | 163130 | 239297 | 233106 | 219389 | 185872 | 148921 | 148105 | 170431 | 177263 | 21978.097 | 22950.296 | 20133.952 | 18607.232 | 27295.213 | 26588.999 | 25024.413 | 21201.349 | 16986.495 | 16893.517 | 19440.096 | 20219.341 | 0 | 0 | 2255915 | 2255915 | 257319 | 2020
Vintage1968 | hydro | TRUE | 18642.3409.TN.HY | 3409 | N | . | Nickajack | Tennessee Valley Authority | 18642 | TN | ESC | SERC |  | 22 | 1 | Electric Utility | HY | WAT | HYC | TVA | A |  | 0 | 0 | 0 | 0 | 0 | 0 | 0 | 0 | 0 | 0 | 0 | 0 | 0 | 0 | 0 | 0 | 0 | 0 | 0 | 0 | 0 | 0 | 0 | 0 | 0 | 0 | 0 | 0 | 0 | 0 | 0 | 0 | 0 | 0 | 0 | 0 | 538344 | 562158 | 493173 | 455776 | 668585 | 651286 | 612962 | 519318 | 416077 | 413800 | 476177 | 495264 | 538344 | 562158 | 493173 | 455776 | 668585 | 651286 | 612962 | 519318 | 416077 | 413800 | 476177 | 495264 | 61405.755 | 64122.032 | 56253.302 | 51987.718 | 76261.522 | 74288.393 | 69917.014 | 59235.556 | 47459.456 | 47199.68 | 54314.699 | 56491.873 | 0 | 0 | 6302920 | 6302920 | 718937 | 2020
Vintage1936 | hydro | TRUE | 18642.3411.TN.HY | 3411 | N | . | Norris Dam | Tennessee Valley Authority | 18642 | TN | ESC | SERC |  | 22 | 1 | Electric Utility | HY | WAT | HYC | TVA | A |  | 0 | 0 | 0 | 0 | 0 | 0 | 0 | 0 | 0 | 0 | 0 | 0 | 0 | 0 | 0 | 0 | 0 | 0 | 0 | 0 | 0 | 0 | 0 | 0 | 0 | 0 | 0 | 0 | 0 | 0 | 0 | 0 | 0 | 0 | 0 | 0 | 573428 | 598794 | 525313 | 485479 | 712156 | 693731 | 652909 | 553162 | 443193 | 440767 | 507209 | 527541 | 573428 | 598794 | 525313 | 485479 | 712156 | 693731 | 652909 | 553162 | 443193 | 440767 | 507209 | 527541 | 65407.557 | 68300.854 | 59919.32 | 55375.748 | 81231.472 | 79129.754 | 74473.494 | 63095.927 | 50552.381 | 50275.675 | 57854.379 | 60173.439 | 0 | 0 | 6713682 | 6713682 | 765790 | 2020
Vintage1914 | hydro | TRUE | 18642.3412.TN.HY | 3412 | N | . | Ocoee 1 | Tennessee Valley Authority | 18642 | TN | ESC | SERC |  | 22 | 1 | Electric Utility | HY | WAT | HYC | TVA | A |  | 0 | 0 | 0 | 0 | 0 | 0 | 0 | 0 | 0 | 0 | 0 | 0 | 0 | 0 | 0 | 0 | 0 | 0 | 0 | 0 | 0 | 0 | 0 | 0 | 0 | 0 | 0 | 0 | 0 | 0 | 0 | 0 | 0 | 0 | 0 | 0 | 102476 | 107009 | 93877 | 86759 | 127267 | 123974 | 116679 | 98854 | 79202 | 78768 | 90642 | 94275 | 102476 | 107009 | 93877 | 86759 | 127267 | 123974 | 116679 | 98854 | 79202 | 78768 | 90642 | 94275 | 11688.786 | 12205.838 | 10707.999 | 9896.031 | 14516.629 | 14141.038 | 13308.931 | 11275.681 | 9034.062 | 8984.613 | 10338.98 | 10753.412 | 0 | 0 | 1199782 | 1199782 | 136852 | 2020
Vintage1913 | hydro | TRUE | 18642.3413.TN.HY | 3413 | N | . | Ocoee 2 | Tennessee Valley Authority | 18642 | TN | ESC | SERC |  | 22 | 1 | Electric Utility | HY | WAT | HYC | TVA | A |  | 0 | 0 | 0 | 0 | 0 | 0 | 0 | 0 | 0 | 0 | 0 | 0 | 0 | 0 | 0 | 0 | 0 | 0 | 0 | 0 | 0 | 0 | 0 | 0 | 0 | 0 | 0 | 0 | 0 | 0 | 0 | 0 | 0 | 0 | 0 | 0 | 122585 | 128007 | 112299 | 103783 | 152241 | 148302 | 139576 | 118252 | 94744 | 94225 | 108429 | 112775 | 122585 | 128007 | 112299 | 103783 | 152241 | 148302 | 139576 | 118252 | 94744 | 94225 | 108429 | 112775 | 13982.521 | 14601.037 | 12809.272 | 11837.968 | 17365.284 | 16915.988 | 15920.595 | 13488.352 | 10806.851 | 10747.698 | 12367.838 | 12863.596 | 0 | 0 | 1435218 | 1435218 | 163707 | 2020
Vintage1943 | hydro | TRUE | 18642.3414.TN.HY | 3414 | N | . | Ocoee 3 | Tennessee Valley Authority | 18642 | TN | ESC | SERC |  | 22 | 1 | Electric Utility | HY | WAT | HYC | TVA | A |  | 0 | 0 | 0 | 0 | 0 | 0 | 0 | 0 | 0 | 0 | 0 | 0 | 0 | 0 | 0 | 0 | 0 | 0 | 0 | 0 | 0 | 0 | 0 | 0 | 0 | 0 | 0 | 0 | 0 | 0 | 0 | 0 | 0 | 0 | 0 | 0 | 176112 | 183903 | 161335 | 149101 | 218719 | 213060 | 200523 | 169888 | 136114 | 135369 | 155775 | 162019 | 176112 | 183903 | 161335 | 149101 | 218719 | 213060 | 200523 | 169888 | 136114 | 135369 | 155775 | 162019 | 20088.102 | 20976.699 | 18402.545 | 17007.114 | 24947.977 | 24302.493 | 22872.453 | 19378.151 | 15525.751 | 15440.769 | 17768.356 | 18480.59 | 0 | 0 | 2061918 | 2061918 | 235191 | 2020
Vintage1952 | hydro | TRUE | 18642.3415.TN.HY | 3415 | N | . | Pickwick Landing Dam | Tennessee Valley Authority | 18642 | TN | ESC | SERC |  | 22 | 1 | Electric Utility | HY | WAT | HYC | TVA | A |  | 0 | 0 | 0 | 0 | 0 | 0 | 0 | 0 | 0 | 0 | 0 | 0 | 0 | 0 | 0 | 0 | 0 | 0 | 0 | 0 | 0 | 0 | 0 | 0 | 0 | 0 | 0 | 0 | 0 | 0 | 0 | 0 | 0 | 0 | 0 | 0 | 799170 | 834521 | 732113 | 676598 | 992511 | 966832 | 909940 | 770926 | 617665 | 614284 | 706883 | 735218 | 799170 | 834521 | 732113 | 676598 | 992511 | 966832 | 909940 | 770926 | 617665 | 614284 | 706883 | 735218 | 91156.588 | 95188.892 | 83507.794 | 77175.552 | 113209.91 | 110280.81 | 103791.52 | 87934.938 | 70453.367 | 70067.729 | 80629.946 | 83861.952 | 0 | 0 | 9356661 | 9356661 | 1067259 | 2020
Vintage1951 | hydro | TRUE | 18642.3416.TN.HY | 3416 | N | . | South Holston | Tennessee Valley Authority | 18642 | TN | ESC | SERC |  | 22 | 1 | Electric Utility | HY | WAT | HYC | TVA | A |  | 0 | 0 | 0 | 0 | 0 | 0 | 0 | 0 | 0 | 0 | 0 | 0 | 0 | 0 | 0 | 0 | 0 | 0 | 0 | 0 | 0 | 0 | 0 | 0 | 0 | 0 | 0 | 0 | 0 | 0 | 0 | 0 | 0 | 0 | 0 | 0 | 201069 | 209963 | 184197 | 170230 | 249713 | 243252 | 228938 | 193962 | 155402 | 154552 | 177849 | 184978 | 201069 | 209963 | 184197 | 170230 | 249713 | 243252 | 228938 | 193962 | 155402 | 154552 | 177849 | 184978 | 22934.71 | 23949.225 | 21010.298 | 19417.126 | 28483.257 | 27746.304 | 26113.619 | 22124.153 | 17725.845 | 17628.82 | 20286.24 | 21099.403 | 0 | 0 | 2354105 | 2354105 | 268519 | 2020
Vintage1987 | hydro | TRUE | 18642.3417.TN.HY | 3417 | N | . | Tims Ford | Tennessee Valley Authority | 18642 | TN | ESC | SERC |  | 22 | 1 | Electric Utility | HY | WAT | HYC | TVA | A |  | 0 | 0 | 0 | 0 | 0 | 0 | 0 | 0 | 0 | 0 | 0 | 0 | 0 | 0 | 0 | 0 | 0 | 0 | 0 | 0 | 0 | 0 | 0 | 0 | 0 | 0 | 0 | 0 | 0 | 0 | 0 | 0 | 0 | 0 | 0 | 0 | 87184 | 91041 | 79869 | 73812 | 108277 | 105475 | 99269 | 84103 | 67383 | 67014 | 77116 | 80207 | 87184 | 91041 | 79869 | 73812 | 108277 | 105475 | 99269 | 84103 | 67383 | 67014 | 77116 | 80207 | 9944.587 | 10384.488 | 9110.156 | 8419.35 | 12350.464 | 12030.918 | 11322.978 | 9593.129 | 7686.003 | 7643.933 | 8796.202 | 9148.792 | 0 | 0 | 1020750 | 1020750 | 116431 | 2020
Vintage1949 | hydro | TRUE | 18642.3418.TN.HY | 3418 | N | . | Watauga | Tennessee Valley Authority | 18642 | TN | ESC | SERC |  | 22 | 1 | Electric Utility | HY | WAT | HYC | TVA | A |  | 0 | 0 | 0 | 0 | 0 | 0 | 0 | 0 | 0 | 0 | 0 | 0 | 0 | 0 | 0 | 0 | 0 | 0 | 0 | 0 | 0 | 0 | 0 | 0 | 0 | 0 | 0 | 0 | 0 | 0 | 0 | 0 | 0 | 0 | 0 | 0 | 180646 | 188637 | 165488 | 152939 | 224349 | 218544 | 205684 | 174261 | 139618 | 138854 | 159785 | 166190 | 180646 | 188637 | 165488 | 152939 | 224349 | 218544 | 205684 | 174261 | 139618 | 138854 | 159785 | 166190 | 20605.188 | 21516.655 | 18876.241 | 17444.89 | 25590.157 | 24928.058 | 23461.207 | 19876.96 | 15925.396 | 15838.226 | 18225.727 | 18956.295 | 0 | 0 | 2114995 | 2114995 | 241245 | 2020
Vintage1944 | hydro | TRUE | 18642.3420.TN.HY | 3420 | N | . | Watts Bar Hydro | Tennessee Valley Authority | 18642 | TN | ESC | SERC |  | 22 | 1 | Electric Utility | HY | WAT | HYC | TVA | A |  | 0 | 0 | 0 | 0 | 0 | 0 | 0 | 0 | 0 | 0 | 0 | 0 | 0 | 0 | 0 | 0 | 0 | 0 | 0 | 0 | 0 | 0 | 0 | 0 | 0 | 0 | 0 | 0 | 0 | 0 | 0 | 0 | 0 | 0 | 0 | 0 | 1143876 | 1194475 | 1047895 | 968435 | 1420611 | 1383856 | 1302425 | 1103449 | 884082 | 879243 | 1011783 | 1052339 | 1143876 | 1194475 | 1047895 | 968435 | 1420611 | 1383856 | 1302425 | 1103449 | 884082 | 879243 | 1011783 | 1052339 | 130475.17 | 136246.73 | 119527.22 | 110463.7 | 162040.76 | 157848.25 | 148559.93 | 125863.93 | 100842.03 | 100290.06 | 115408.07 | 120034.14 | 0 | 0 | 13392469 | 13392469 | 1527600 | 2020
Vintage1950 | hydro | TRUE | 18642.3421.TN.HY | 3421 | N | . | Wilbur | Tennessee Valley Authority | 18642 | TN | ESC | SERC |  | 22 | 1 | Electric Utility | HY | WAT | HYC | TVA | A |  | 0 | 0 | 0 | 0 | 0 | 0 | 0 | 0 | 0 | 0 | 0 | 0 | 0 | 0 | 0 | 0 | 0 | 0 | 0 | 0 | 0 | 0 | 0 | 0 | 0 | 0 | 0 | 0 | 0 | 0 | 0 | 0 | 0 | 0 | 0 | 0 | 21382 | 22328 | 19588 | 18103 | 26555 | 25868 | 24346 | 20626 | 16526 | 16435 | 18913 | 19671 | 21382 | 22328 | 19588 | 18103 | 26555 | 25868 | 24346 | 20626 | 16526 | 16435 | 18913 | 19671 | 2438.936 | 2546.822 | 2234.289 | 2064.867 | 3028.983 | 2950.613 | 2776.989 | 2352.739 | 1885.012 | 1874.694 | 2157.291 | 2243.765 | 0 | 0 | 250341 | 250341 | 28555 | 2020
Vintage1974 | hydro | TRUE | 19462.3423.TN.HY | 3423 | N | . | Cordell Hull | USCE-Nashville District | 19462 | TN | ESC | SERC |  | 22 | 1 | Electric Utility | HY | WAT | HYC | TVA | A |  | 0 | 0 | 0 | 0 | 0 | 0 | 0 | 0 | 0 | 0 | 0 | 0 | 0 | 0 | 0 | 0 | 0 | 0 | 0 | 0 | 0 | 0 | 0 | 0 | 0 | 0 | 0 | 0 | 0 | 0 | 0 | 0 | 0 | 0 | 0 | 0 | 394824 | 412289 | 361695 | 334269 | 490343 | 477657 | 449550 | 380871 | 305153 | 303483 | 349231 | 363229 | 394824 | 412289 | 361695 | 334269 | 490343 | 477657 | 449550 | 380871 | 305153 | 303483 | 349231 | 363229 | 45035.287 | 47027.42 | 41256.454 | 38128.053 | 55930.582 | 54483.48 | 51277.489 | 43443.654 | 34807.003 | 34616.482 | 39834.673 | 41431.423 | 0 | 0 | 4622594 | 4622594 | 527272 | 2020
Vintage1953 | hydro | TRUE | 19462.3424.TN.HY | 3424 | N | . | Dale Hollow | USCE-Nashville District | 19462 | TN | ESC | SERC |  | 22 | 1 | Electric Utility | HY | WAT | HYC | TVA | A |  | 0 | 0 | 0 | 0 | 0 | 0 | 0 | 0 | 0 | 0 | 0 | 0 | 0 | 0 | 0 | 0 | 0 | 0 | 0 | 0 | 0 | 0 | 0 | 0 | 0 | 0 | 0 | 0 | 0 | 0 | 0 | 0 | 0 | 0 | 0 | 0 | 135944 | 141958 | 124537 | 115094 | 168833 | 164465 | 154787 | 131140 | 105069 | 104494 | 120246 | 125066 | 135944 | 141958 | 124537 | 115094 | 168833 | 164465 | 154787 | 131140 | 105069 | 104494 | 120246 | 125066 | 15506.353 | 16192.277 | 14205.243 | 13128.085 | 19257.775 | 18759.515 | 17655.642 | 14958.33 | 11984.596 | 11918.996 | 13715.701 | 14265.487 | 0 | 0 | 1591633 | 1591633 | 181548 | 2020
Vintage1957 | hydro | TRUE | 19462.3426.TN.HY | 3426 | N | . | Old Hickory | USCE-Nashville District | 19462 | TN | ESC | SERC |  | 22 | 1 | Electric Utility | HY | WAT | HYC | TVA | A |  | 0 | 0 | 0 | 0 | 0 | 0 | 0 | 0 | 0 | 0 | 0 | 0 | 0 | 0 | 0 | 0 | 0 | 0 | 0 | 0 | 0 | 0 | 0 | 0 | 0 | 0 | 0 | 0 | 0 | 0 | 0 | 0 | 0 | 0 | 0 | 0 | 383456 | 400418 | 351281 | 324644 | 476225 | 463903 | 436606 | 369904 | 296367 | 294744 | 339175 | 352771 | 383456 | 400418 | 351281 | 324644 | 476225 | 463903 | 436606 | 369904 | 296367 | 294744 | 339175 | 352771 | 43738.564 | 45673.337 | 40068.536 | 37030.213 | 54320.146 | 52914.71 | 49801.031 | 42192.76 | 33804.788 | 33619.753 | 38687.694 | 40238.468 | 0 | 0 | 4489494 | 4489494 | 512090 | 2020
Vintage1970 | hydro | TRUE | 19462.3428.TN.HY | 3428 | N | . | J P Priest | USCE-Nashville District | 19462 | TN | ESC | SERC |  | 22 | 1 | Electric Utility | HY | WAT | HYC | TVA | A |  | 0 | 0 | 0 | 0 | 0 | 0 | 0 | 0 | 0 | 0 | 0 | 0 | 0 | 0 | 0 | 0 | 0 | 0 | 0 | 0 | 0 | 0 | 0 | 0 | 0 | 0 | 0 | 0 | 0 | 0 | 0 | 0 | 0 | 0 | 0 | 0 | 57532 | 60076 | 52704 | 48708 | 71450 | 69601 | 65506 | 55498 | 44465 | 44222 | 50888 | 52928 | 57532 | 60076 | 52704 | 48708 | 71450 | 69601 | 65506 | 55498 | 44465 | 44222 | 50888 | 52928 | 6562.28 | 6852.561 | 6011.65 | 5555.797 | 8149.878 | 7939.015 | 7471.857 | 6330.356 | 5071.873 | 5044.112 | 5804.476 | 6037.145 | 0 | 0 | 673578 | 673578 | 76831 | 2020
Vintage1932 | hydro | TRUE | 54683.3437.TX.HY | 3437 | N | . | Eagle Pass | Maverick Cty Water Control & Improvement | 54683 | TX | WSC | TRE |  | 22 | 2 | NAICS-22 Non-Cogen | HY | WAT | HYC | ERCO | M |  | 0 | 0 | 0 | 0 | 0 | 0 | 0 | 0 | 0 | 0 | 0 | 0 | 0 | 0 | 0 | 0 | 0 | 0 | 0 | 0 | 0 | 0 | 0 | 0 | 0 | 0 | 0 | 0 | 0 | 0 | 0 | 0 | 0 | 0 | 0 | 0 | 25249 | 14544 | 26792 | 24320 | 25880 | 21164 | 17402 | 12975 | 25030 | 25793 | 25179 | 30229 | 25249 | 14544 | 26792 | 24320 | 25880 | 21164 | 17402 | 12975 | 25030 | 25793 | 25179 | 30229 | 2880 | 1659 | 3056 | 2774 | 2952 | 2414 | 1985 | 1480 | 2855 | 2942 | 2872 | 3448 | 0 | 0 | 274557 | 274557 | 31317 | 2020
Vintage2008 | natural gas peaker | TRUE | 49979.3439.TX.GT | 3439 | N | . | Laredo | Talen Texas, LLC | 49979 | TX | WSC | TRE |  | 22 | 2 | NAICS-22 Non-Cogen | GT | NG | NG | ERCO | A | mcf | 55843 | 53130 | 51773 | 46099 | 55189 | 65276 | 79418 | 76867 | 63429 | 54851 | 42963 | 47218 | 55843 | 53130 | 51773 | 46099 | 55189 | 65276 | 79418 | 76867 | 63429 | 54851 | 42963 | 47218 | 1.03 | 1.03 | 1.03 | 1.03 | 1.03 | 1.03 | 1.03 | 1.03 | 1.03 | 1.03 | 1.03 | 1.03 | 57518 | 54724 | 53326 | 47482 | 56845 | 67234 | 81801 | 79173 | 65332 | 56497 | 44252 | 48635 | 57518 | 54724 | 53326 | 47482 | 56845 | 67234 | 81801 | 79173 | 65332 | 56497 | 44252 | 48635 | 6138.207 | 5839.987 | 5690.84 | 5067.14 | 6066.294 | 7175.048 | 8729.57 | 8449.077 | 6972.016 | 6029.16 | 4722.498 | 5190.163 | 692056 | 692056 | 712819 | 712819 | 76070 | 2020
Vintage1972 | natural gas combined cycle | TRUE | 49979.3441.TX.CA | 3441 | N | . | Nueces Bay | Talen Texas, LLC | 49979 | TX | WSC | TRE |  | 22 | 2 | NAICS-22 Non-Cogen | CA | NG | NG | ERCO | M | mcf | 1004 | 13461 | 35154 | 28256 | 464442 | 516603 | 49265 | 173193 | 59579 | 57343 | 36774 | 5607 | 1004 | 13461 | 35154 | 28256 | 464442 | 516603 | 49265 | 173193 | 59579 | 57343 | 36774 | 5607 | 1.032 | 1 | 1 | 1 | 1 | 1 | 1 | 1 | 1 | 1 | 1 | 1.025 | 1036 | 13461 | 35154 | 28256 | 464442 | 516603 | 49265 | 173193 | 59579 | 57343 | 36774 | 5747 | 1036 | 13461 | 35154 | 28256 | 464442 | 516603 | 49265 | 173193 | 59579 | 57343 | 36774 | 5747 | 118 | 1640 | 3700 | 3084 | 1488 | 1461 | 5469 | 18585 | 6724 | 6215 | 4077 | 636 | 1440681 | 1440681 | 1440853 | 1440853 | 53197 | 2020
Vintage2010 | natural gas combined cycle | TRUE | 49979.3441.TX.CT | 3441 | N | . | Nueces Bay | Talen Texas, LLC | 49979 | TX | WSC | TRE |  | 22 | 2 | NAICS-22 Non-Cogen | CT | NG | NG | ERCO | M | mcf | 131530 | 506451 | 661386 | 566000 | 288973 | 286961 | 1710032 | 1875455 | 538644 | 521073 | 401616 | 85488 | 131530 | 506451 | 661386 | 566000 | 288973 | 286961 | 1710032 | 1875455 | 538644 | 521073 | 401616 | 85488 | 1.032 | 1 | 1 | 1 | 1 | 1 | 1 | 1 | 1 | 1 | 1 | 1.025 | 135739 | 506451 | 661386 | 566000 | 288973 | 286961 | 1710032 | 1875455 | 538644 | 521073 | 401616 | 87625 | 135739 | 506451 | 661386 | 566000 | 288973 | 286961 | 1710032 | 1875455 | 538644 | 521073 | 401616 | 87625 | 18111 | 72635 | 88799 | 72412 | 96660 | 106447 | 227721 | 247723 | 71594 | 69255 | 49340 | 12968 | 7573609 | 7573609 | 7579955 | 7579955 | 1133665 | 2020
Vintage1963 | natural gas combined cycle | TRUE | 60638.3443.TX.CA | 3443 | N | . | Victoria | Victoria WLE, LP | 60638 | TX | WSC | TRE |  | 22 | 2 | NAICS-22 Non-Cogen | CA | NG | NG | ERCO | AM | mcf | 13550 | 33939 | 0 | 0 | 34776 | 46104 | 84128 | 86506 | 13324 | 34759 | 23692 | 5732 | 13550 | 33939 | 0 | 0 | 34776 | 46104 | 84128 | 86506 | 13324 | 34759 | 23692 | 5732 | 1.054 | 1.054 | 0 | 0 | 1.05 | 1.034 | 1.019 | 1.019 | 1.022 | 1.049 | 1.034 | 1.036 | 14282 | 35772 | 0 | 0 | 36515 | 47672 | 85726 | 88150 | 13617 | 36462 | 24498 | 5938 | 14282 | 35772 | 0 | 0 | 36515 | 47672 | 85726 | 88150 | 13617 | 36462 | 24498 | 5938 | 14061 | 39785 | 0 | 0 | 35393 | 49754 | 51415 | 59261 | 15098 | 36058 | 27649 | 19167 | 376510 | 376510 | 388632 | 388632 | 347641 | 2020
Vintage2009 | natural gas combined cycle | TRUE | 60638.3443.TX.CT | 3443 | N | . | Victoria | Victoria WLE, LP | 60638 | TX | WSC | TRE |  | 22 | 2 | NAICS-22 Non-Cogen | CT | NG | NG | ERCO | AM | mcf | 294391 | 762284 | 0 | 0 | 727495 | 956617 | 946488 | 1094843 | 292439 | 725433 | 491293 | 396863 | 294391 | 762284 | 0 | 0 | 727495 | 956617 | 946488 | 1094843 | 292439 | 725433 | 491293 | 396863 | 1.054 | 1.054 | 0 | 0 | 1.05 | 1.034 | 1.019 | 1.019 | 1.022 | 1.049 | 1.034 | 1.036 | 310288 | 803447 | 0 | 0 | 763870 | 989142 | 964471 | 1115645 | 298873 | 760979 | 507997 | 411150 | 310288 | 803447 | 0 | 0 | 763870 | 989142 | 964471 | 1115645 | 298873 | 760979 | 507997 | 411150 | 24834 | 66891 | 0 | 0 | 64208 | 87348 | 82139 | 94704 | 26359 | 63472 | 47947 | 35647 | 6688146 | 6688146 | 6925862 | 6925862 | 593549 | 2020
Vintage1973 | petroleum | TRUE | 55983.3452.TX.ST | 3452 | N | . | Lake Hubbard | Luminant Generation Company LLC | 55983 | TX | WSC | TRE |  | 22 | 2 | NAICS-22 Non-Cogen | ST | DFO | DFO | ERCO | AM | barrels | 0 | 0 | 0 | 0 | 0 | 0 | 0 | 0 | 0 | 0 | 0 | 0 | 0 | 0 | 0 | 0 | 0 | 0 | 0 | 0 | 0 | 0 | 0 | 0 | 0 | 0 | 0 | 0 | 0 | 0 | 0 | 0 | 0 | 0 | 0 | 0 | 0 | 0 | 0 | 0 | 0 | 0 | 0 | 0 | 0 | 0 | 0 | 0 | 0 | 0 | 0 | 0 | 0 | 0 | 0 | 0 | 0 | 0 | 0 | 0 | 0 | 0 | 0 | 0 | 0 | 0 | 0 | 0 | 0 | 0 | 0 | 0 | 0 | 0 | 0 | 0 | 0 | 2020
Vintage1973 | natural gas steam turbine | TRUE | 55983.3452.TX.ST | 3452 | N | . | Lake Hubbard | Luminant Generation Company LLC | 55983 | TX | WSC | TRE |  | 22 | 2 | NAICS-22 Non-Cogen | ST | NG | NG | ERCO | AM | mcf | 0 | 0 | 125573 | 283310 | 609800 | 999684 | 1455801 | 1383224 | 170662 | 271659 | 103278 | 0 | 0 | 0 | 125573 | 283310 | 609800 | 999684 | 1455801 | 1383224 | 170662 | 271659 | 103278 | 0 | 0 | 0 | 1.002 | 1.005 | 1.009 | 1.005 | 1.004 | 1.01 | 1.002 | 1.003 | 1.005 | 0 | 0 | 0 | 125824 | 284727 | 615288 | 1004682 | 1461624 | 1397056 | 171003 | 272474 | 103794 | 0 | 0 | 0 | 125824 | 284727 | 615288 | 1004682 | 1461624 | 1397056 | 171003 | 272474 | 103794 | 0 | 0 | 0 | 9297 | 21085 | 49283 | 86013 | 122066 | 116681 | 12706 | 22186 | 8119 | 0 | 5402991 | 5402991 | 5436472 | 5436472 | 447436 | 2020
Vintage1967 | natural gas steam turbine | TRUE | 62026.3453.TX.ST | 3453 | N | . | Mountain Creek | Mountain Creek Power, LLC | 62026 | TX | WSC | TRE |  | 22 | 2 | NAICS-22 Non-Cogen | ST | NG | NG | ERCO | AM | mcf | 8451 | 0 | 50718 | 368293 | 258728 | 618425 | 1094789 | 1796987 | 175219 | 242893 | 75876 | 7160 | 8451 | 0 | 50718 | 368293 | 258728 | 618425 | 1094789 | 1796987 | 175219 | 242893 | 75876 | 7160 | 1.001 | 0 | 1.001 | 1.001 | 1.001 | 1.001 | 1.001 | 1.001 | 1.001 | 1.001 | 1.001 | 1.001 | 8459 | 0 | 50769 | 368661 | 258987 | 619043 | 1095884 | 1798784 | 175394 | 243136 | 75952 | 7167 | 8459 | 0 | 50769 | 368661 | 258987 | 619043 | 1095884 | 1798784 | 175394 | 243136 | 75952 | 7167 | 662 | 0 | 4303 | 30536 | 21188 | 53125 | 91257 | 155807 | 15166 | 18164 | 5116 | 392 | 4697539 | 4697539 | 4702236 | 4702236 | 395716 | 2020
Vintage1967 | petroleum | TRUE | 62026.3453.TX.ST | 3453 | N | . | Mountain Creek | Mountain Creek Power, LLC | 62026 | TX | WSC | TRE |  | 22 | 2 | NAICS-22 Non-Cogen | ST | RFO | RFO | ERCO | A | barrels | 0 | 0 | 0 | 0 | 0 | 0 | 0 | 0 | 0 | 0 | 0 | 0 | 0 | 0 | 0 | 0 | 0 | 0 | 0 | 0 | 0 | 0 | 0 | 0 | 0 | 0 | 0 | 0 | 0 | 0 | 0 | 0 | 0 | 0 | 0 | 0 | 0 | 0 | 0 | 0 | 0 | 0 | 0 | 0 | 0 | 0 | 0 | 0 | 0 | 0 | 0 | 0 | 0 | 0 | 0 | 0 | 0 | 0 | 0 | 0 | 0 | 0 | 0 | 0 | 0 | 0 | 0 | 0 | 0 | 0 | 0 | 0 | 0 | 0 | 0 | 0 | 0 | 2020
Vintage2011 | natural gas combined cycle | TRUE | 5701.3456.TX.CA | 3456 | N | . | Newman | El Paso Electric Co | 5701 | TX | WSC | WECC |  | 22 | 1 | Electric Utility | CA | NG | NG | EPE | M | mcf | 0 | 0 | 0 | 0 | 0 | 0 | 0 | 0 | 0 | 0 | 0 | 0 | 0 | 0 | 0 | 0 | 0 | 0 | 0 | 0 | 0 | 0 | 0 | 0 | 0 | 0 | 0 | 0 | 0 | 0 | 0 | 0 | 0 | 0 | 0 | 0 | 0 | 0 | 0 | 0 | 0 | 0 | 0 | 0 | 0 | 0 | 0 | 0 | 0 | 0 | 0 | 0 | 0 | 0 | 0 | 0 | 0 | 0 | 0 | 0 | 89037 | 21477 | 57398 | 62021 | 68685 | 89063 | 102389 | 94646 | 89591 | 58409 | 55110 | 53436 | 0 | 0 | 0 | 0 | 841262 | 2020
Vintage2009 | natural gas combined cycle | TRUE | 5701.3456.TX.CT | 3456 | N | . | Newman | El Paso Electric Co | 5701 | TX | WSC | WECC |  | 22 | 1 | Electric Utility | CT | NG | NG | EPE | M | mcf | 2002331 | 1001722 | 1143826 | 1143328 | 1413975 | 1933391 | 2289087 | 2139987 | 2049201 | 1100689 | 1014897 | 1107703 | 2002331 | 1001722 | 1143826 | 1143328 | 1413975 | 1933391 | 2289087 | 2139987 | 2049201 | 1100689 | 1014897 | 1107703 | 1.036 | 1.034 | 1.025 | 1.03 | 1.046 | 1.027 | 1.027 | 1.031 | 1.02 | 1.033 | 1.025 | 1.046 | 2074415 | 1035781 | 1172422 | 1177628 | 1479018 | 1985593 | 2350892 | 2206327 | 2090185 | 1137012 | 1040269 | 1158657 | 2074415 | 1035781 | 1172422 | 1177628 | 1479018 | 1985593 | 2350892 | 2206327 | 2090185 | 1137012 | 1040269 | 1158657 | 157541 | 42959 | 83447 | 81298 | 108923 | 145393 | 158648 | 148779 | 142070 | 84654 | 82223 | 87313 | 18340137 | 18340137 | 18908199 | 18908199 | 1323248 | 2020
Vintage1966 | petroleum | TRUE | 5701.3456.TX.ST | 3456 | N | . | Newman | El Paso Electric Co | 5701 | TX | WSC | WECC |  | 22 | 1 | Electric Utility | ST | DFO | DFO | EPE | M | barrels | 0 | 0 | 0 | 0 | 0 | 0 | 0 | 0 | 0 | 0 | 0 | 0 | 0 | 0 | 0 | 0 | 0 | 0 | 0 | 0 | 0 | 0 | 0 | 0 | 0 | 0 | 0 | 0 | 0 | 0 | 0 | 0 | 0 | 0 | 0 | 0 | 0 | 0 | 0 | 0 | 0 | 0 | 0 | 0 | 0 | 0 | 0 | 0 | 0 | 0 | 0 | 0 | 0 | 0 | 0 | 0 | 0 | 0 | 0 | 0 | 0 | 0 | 0 | 0 | 0 | 0 | 0 | 0 | 0 | 0 | 0 | 0 | 0 | 0 | 0 | 0 | 0 | 2020
Vintage1966 | natural gas steam turbine | TRUE | 5701.3456.TX.ST | 3456 | N | . | Newman | El Paso Electric Co | 5701 | TX | WSC | WECC |  | 22 | 1 | Electric Utility | ST | NG | NG | EPE | M | mcf | 29519 | 781079 | 707938 | 760042 | 1026307 | 1041610 | 1023453 | 838344 | 969348 | 906310 | 861436 | 863919 | 29519 | 781079 | 707938 | 760042 | 1026307 | 1041610 | 1023453 | 838344 | 969348 | 906310 | 861436 | 863919 | 1.033 | 1.034 | 1.029 | 1.044 | 1.05 | 1.022 | 1.024 | 1.02 | 1.02 | 1.019 | 1.02 | 1.031 | 30493 | 807636 | 728468 | 793484 | 1077622 | 1064525 | 1048016 | 855111 | 988735 | 923530 | 878665 | 890700 | 30493 | 807636 | 728468 | 793484 | 1077622 | 1064525 | 1048016 | 855111 | 988735 | 923530 | 878665 | 890700 | 2343 | 70302 | 61178 | 67211 | 92844 | 92383 | 88457 | 72037 | 82406 | 82231 | 67774 | 68105 | 9809305 | 9809305 | 10086985 | 10086985 | 847271 | 2020
Vintage1971 | natural gas steam turbine | TRUE | 55937.3457.TX.ST | 3457 | N | . | Lewis Creek | Entergy Texas Inc. | 55937 | TX | WSC | SERC |  | 22 | 1 | Electric Utility | ST | NG | NG | MISO | M | mcf | 2755911 | 2126263 | 1987475 | 1392160 | 442767 | 2276857 | 2486873 | 2696212 | 2633593 | 2191703 | 1748063 | 1955935 | 2755911 | 2126263 | 1987475 | 1392160 | 442767 | 2276857 | 2486873 | 2696212 | 2633593 | 2191703 | 1748063 | 1955935 | 1.006 | 1.004 | 1.005 | 1.004 | 1.004 | 1.004 | 1.005 | 1.003 | 1.007 | 1.004 | 0.999 | 1.003 | 2772446 | 2134768 | 1997412 | 1397729 | 444538 | 2285964 | 2499307 | 2704301 | 2652028 | 2200470 | 1746315 | 1961803 | 2772446 | 2134768 | 1997412 | 1397729 | 444538 | 2285964 | 2499307 | 2704301 | 2652028 | 2200470 | 1746315 | 1961803 | 257805 | 203333 | 187331 | 131860 | 40101 | 212387 | 234592 | 246452 | 249430 | 201459 | 159437 | 173760 | 24693812 | 24693812 | 24797081 | 24797081 | 2297947 | 2020
Vintage1979 | petroleum | TRUE | 55937.3459.TX.ST | 3459 | N | . | Sabine | Entergy Texas Inc. | 55937 | TX | WSC | SERC |  | 22 | 1 | Electric Utility | ST | DFO | DFO | MISO | M | barrels | 2 | 1 | 4 | 2 | 5 | 2 | 2 | 2 | 6 | 4 | 7 | 2 | 2 | 1 | 4 | 2 | 5 | 2 | 2 | 2 | 6 | 4 | 7 | 2 | 5.9 | 5.9 | 5.9 | 5.9 | 5.9 | 5.9 | 5.9 | 5.9 | 5.9 | 5.9 | 5.9 | 5.9 | 12 | 6 | 24 | 12 | 30 | 12 | 12 | 12 | 35 | 24 | 41 | 12 | 12 | 6 | 24 | 12 | 30 | 12 | 12 | 12 | 35 | 24 | 41 | 12 | 0.928 | 0.466 | 1.909 | 1.034 | 2.513 | 1.094 | 1.034 | 0.914 | 2.699 | 1.829 | 3.214 | 0.977 | 39 | 39 | 232 | 232 | 18.611 | 2020
Vintage1979 | natural gas steam turbine | TRUE | 55937.3459.TX.ST | 3459 | N | . | Sabine | Entergy Texas Inc. | 55937 | TX | WSC | SERC |  | 22 | 1 | Electric Utility | ST | NG | NG | MISO | M | mcf | 3095264 | 3713667 | 3234721 | 4683570 | 5603561 | 6967296 | 7291785 | 5222557 | 6178384 | 3381037 | 3063790 | 3662536 | 3095264 | 3713667 | 3234721 | 4683570 | 5603561 | 6967296 | 7291785 | 5222557 | 6178384 | 3381037 | 3063790 | 3662536 | 1.01 | 1.019 | 1.024 | 1.027 | 1.013 | 1.013 | 1.025 | 1.017 | 1.027 | 1.04 | 1.026 | 1.021 | 3126217 | 3784227 | 3312354 | 4810026 | 5676407 | 7057871 | 7474080 | 5311340 | 6345200 | 3516278 | 3143449 | 3739449 | 3126217 | 3784227 | 3312354 | 4810026 | 5676407 | 7057871 | 7474080 | 5311340 | 6345200 | 3516278 | 3143449 | 3739449 | 245906.07 | 298777.53 | 267966.09 | 421527.97 | 483477.49 | 654629.91 | 655141.97 | 411427.09 | 483862.3 | 272450.17 | 244593.79 | 309679.02 | 56098168 | 56098168 | 57296898 | 57296898 | 4749439.4 | 2020
Vintage1972 | natural gas steam turbine | TRUE | 54888.3460.TX.ST | 3460 | N | . | Cedar Bayou | NRG Texas Power LLC | 54888 | TX | WSC | TRE |  | 22 | 2 | NAICS-22 Non-Cogen | ST | NG | NG | ERCO | M | mcf | 0 | 0 | 488715 | 498871 | 2683147 | 611784 | 4568687 | 6085952 | 2780443 | 2825154 | 603395 | 0 | 0 | 0 | 488715 | 498871 | 2683147 | 611784 | 4568687 | 6085952 | 2780443 | 2825154 | 603395 | 0 | 0 | 0 | 1.02 | 1.059 | 1.02 | 1.026 | 1.024 | 1.024 | 1.03 | 1.02 | 1.02 | 0 | 0 | 0 | 498489 | 528304 | 2736810 | 627690 | 4678335 | 6232015 | 2863856 | 2881657 | 615463 | 0 | 0 | 0 | 498489 | 528304 | 2736810 | 627690 | 4678335 | 6232015 | 2863856 | 2881657 | 615463 | 0 | -1131 | -938 | 41196 | 43532 | 250872 | 47772 | 426946 | 569575 | 238932 | 242614 | 50250 | -1250 | 21146148 | 21146148 | 21662619 | 21662619 | 1908370 | 2020
Vintage1976 | natural gas peaker | TRUE | 54888.3464.TX.GT | 3464 | N | . | Greens Bayou | NRG Texas Power LLC | 54888 | TX | WSC | TRE |  | 22 | 2 | NAICS-22 Non-Cogen | GT | NG | NG | ERCO | A | mcf | 130984 | 124620 | 121437 | 108128 | 129449 | 153109 | 186281 | 180296 | 148777 | 128657 | 100774 | 110753 | 130984 | 124620 | 121437 | 108128 | 129449 | 153109 | 186281 | 180296 | 148777 | 128657 | 100774 | 110753 | 1.03 | 1.03 | 1.03 | 1.03 | 1.03 | 1.03 | 1.03 | 1.03 | 1.03 | 1.03 | 1.03 | 1.03 | 134914 | 128359 | 125080 | 111372 | 133332 | 157702 | 191869 | 185705 | 153240 | 132517 | 103797 | 114076 | 134914 | 128359 | 125080 | 111372 | 133332 | 157702 | 191869 | 185705 | 153240 | 132517 | 103797 | 114076 | 8945.223 | 8510.628 | 8293.276 | 7384.356 | 8840.425 | 10456.216 | 12721.624 | 12312.861 | 10160.336 | 8786.31 | 6882.108 | 7563.637 | 1623265 | 1623265 | 1671963 | 1671963 | 110857 | 2020
Vintage1974 | natural gas combined cycle | TRUE | 54888.3469.TX.CA | 3469 | N | . | T H Wharton | NRG Texas Power LLC | 54888 | TX | WSC | TRE |  | 22 | 2 | NAICS-22 Non-Cogen | CA | NG | NG | ERCO | M | mcf | 0 | 0 | 0 | 0 | 0 | 0 | 0 | 0 | 0 | 0 | 0 | 0 | 0 | 0 | 0 | 0 | 0 | 0 | 0 | 0 | 0 | 0 | 0 | 0 | 0 | 0 | 0 | 0 | 0 | 0 | 0 | 0 | 0 | 0 | 0 | 0 | 0 | 0 | 0 | 0 | 0 | 0 | 0 | 0 | 0 | 0 | 0 | 0 | 0 | 0 | 0 | 0 | 0 | 0 | 0 | 0 | 0 | 0 | 0 | 0 | 761 | 10548 | 26881 | 15305 | 21280 | 18896 | 36581 | 34802 | 14097 | 5539 | 7561 | 305 | 0 | 0 | 0 | 0 | 192556 | 2020
Vintage1974 | natural gas combined cycle | TRUE | 54888.3469.TX.CT | 3469 | N | . | T H Wharton | NRG Texas Power LLC | 54888 | TX | WSC | TRE |  | 22 | 2 | NAICS-22 Non-Cogen | CT | NG | NG | ERCO | M | mcf | 54925 | 414500 | 954245 | 547780 | 773728 | 617693 | 1152200 | 1098300 | 455800 | 238900 | 372900 | 44800 | 54925 | 414500 | 954245 | 547780 | 773728 | 617693 | 1152200 | 1098300 | 455800 | 238900 | 372900 | 44800 | 1.021 | 1.02 | 1.02 | 1.02 | 1.02 | 1.03 | 1.03 | 1.03 | 1.03 | 1.03 | 1.03 | 1.03 | 56078 | 422790 | 973330 | 558736 | 789203 | 636224 | 1186766 | 1131249 | 469474 | 246067 | 384087 | 46144 | 56078 | 422790 | 973330 | 558736 | 789203 | 636224 | 1186766 | 1131249 | 469474 | 246067 | 384087 | 46144 | 3916 | 30754 | 71127 | 40500 | 56603 | 46965 | 90058 | 85652 | 35612 | 16166 | 27708 | 3213 | 6725771 | 6725771 | 6900148 | 6900148 | 508274 | 2020
Vintage1975 | natural gas peaker | TRUE | 54888.3469.TX.GT | 3469 | N | . | T H Wharton | NRG Texas Power LLC | 54888 | TX | WSC | TRE |  | 22 | 2 | NAICS-22 Non-Cogen | GT | NG | NG | ERCO | M | mcf | 9473 | 68891 | 341600 | 120300 | 120643 | 113701 | 380100 | 286500 | 90600 | 203400 | 114800 | 0 | 9473 | 68891 | 341600 | 120300 | 120643 | 113701 | 380100 | 286500 | 90600 | 203400 | 114800 | 0 | 1.02 | 1.02 | 1.02 | 1.02 | 1.02 | 1.03 | 1.03 | 1.03 | 1.03 | 1.03 | 1.03 | 0 | 9662 | 70269 | 348432 | 122706 | 123056 | 117112 | 391503 | 295095 | 93318 | 209502 | 118244 | 0 | 9662 | 70269 | 348432 | 122706 | 123056 | 117112 | 391503 | 295095 | 93318 | 209502 | 118244 | 0 | 385 | 4622 | 21719 | 8826 | 8586 | 8038 | 28350 | 21214 | 6512 | 15715 | 8649 | -266 | 1850008 | 1850008 | 1898899 | 1898899 | 132350 | 2020
Vintage1967 | natural gas peaker | TRUE | 54888.3470.TX.GT | 3470 | N | . | W A Parish | NRG Texas Power LLC | 54888 | TX | WSC | TRE |  | 22 | 2 | NAICS-22 Non-Cogen | GT | NG | NG | ERCO | M | mcf | 0 | 396 | 322 | 0 | 1650 | 0 | 992 | 1373 | 0 | 2208 | 2522 | 0 | 0 | 396 | 322 | 0 | 1650 | 0 | 992 | 1373 | 0 | 2208 | 2522 | 0 | 0 | 1.04 | 1.02 | 0 | 1.03 | 0 | 1.02 | 1.03 | 0 | 1.02 | 1.03 | 0 | 0 | 412 | 328 | 0 | 1700 | 0 | 1012 | 1414 | 0 | 2252 | 2598 | 0 | 0 | 412 | 328 | 0 | 1700 | 0 | 1012 | 1414 | 0 | 2252 | 2598 | 0 | -12 | 6 | -1 | -8 | 38 | -1 | 37 | 66 | -5 | 108 | 105 | -9 | 9463 | 9463 | 9716 | 9716 | 324 | 2020
Vintage1982 | natural gas steam turbine | TRUE | 54888.3470.TX.ST | 3470 | N | . | W A Parish | NRG Texas Power LLC | 54888 | TX | WSC | TRE |  | 22 | 2 | NAICS-22 Non-Cogen | ST | NG | NG | ERCO | M | mcf | 47989 | 52410 | 363669 | 306157 | 550135 | 942614 | 3037997 | 2589670 | 675856 | 1471139 | 777577 | 225752 | 47989 | 52410 | 363669 | 306157 | 550135 | 942614 | 3037997 | 2589670 | 675856 | 1471139 | 777577 | 225752 | 1.04 | 1.041 | 1.04 | 1.048 | 1.027 | 1.02 | 1.02 | 1.02 | 1.023 | 1.02 | 1.03 | 1.03 | 49909 | 54559 | 378216 | 320853 | 564989 | 961466 | 3098757 | 2641463 | 691401 | 1500562 | 800904 | 232525 | 49909 | 54559 | 378216 | 320853 | 564989 | 961466 | 3098757 | 2641463 | 691401 | 1500562 | 800904 | 232525 | 4292.238 | 4741.205 | 34657.254 | 28955.021 | 50154.816 | 84025.481 | 272657.74 | 235356.2 | 61160.326 | 135620.11 | 71128.319 | 20820.031 | 11040965 | 11040965 | 11295604 | 11295604 | 1003568.7 | 2020
Vintage1982 | hard coal | TRUE | 54888.3470.TX.ST | 3470 | N | . | W A Parish | NRG Texas Power LLC | 54888 | TX | WSC | TRE |  | 22 | 2 | NAICS-22 Non-Cogen | ST | SUB | COL | ERCO | M | short tons | 427028 | 272061 | 433987 | 496431 | 520939 | 547457 | 686259 | 746443 | 720329 | 749728 | 584544 | 565560 | 427028 | 272061 | 433987 | 496431 | 520939 | 547457 | 686259 | 746443 | 720329 | 749728 | 584544 | 565560 | 16.465 | 16.426 | 16.192 | 16.579 | 16.6 | 16.324 | 16.433 | 16.29 | 16.256 | 16.423 | 16.266 | 15.979 | 7031016 | 4468874 | 7027118 | 8230330 | 8647587 | 8936688 | 11277294 | 12159556 | 11709668 | 12312783 | 9508193 | 9037083 | 7031016 | 4468874 | 7027118 | 8230330 | 8647587 | 8936688 | 11277294 | 12159556 | 11709668 | 12312783 | 9508193 | 9037083 | 604681.76 | 388348.8 | 643919.75 | 742737.98 | 767658.18 | 781004.52 | 992282.26 | 1083424.8 | 1035820.7 | 1112823.9 | 844422.68 | 809171.97 | 6750766 | 6750766 | 110346190 | 110346190 | 9806297.3 | 2020
Vintage1974 | petroleum | TRUE | 17698.3476.TX.ST | 3476 | N | . | Knox Lee | Southwestern Electric Power Co | 17698 | TX | WSC | MRO |  | 22 | 1 | Electric Utility | ST | DFO | DFO | SWPP | AM | barrels | 0 | 0 | 0 | 0 | 0 | 0 | 0 | 0 | 0 | 0 | 0 | 0 | 0 | 0 | 0 | 0 | 0 | 0 | 0 | 0 | 0 | 0 | 0 | 0 | 0 | 0 | 0 | 0 | 0 | 0 | 0 | 0 | 0 | 0 | 0 | 0 | 0 | 0 | 0 | 0 | 0 | 0 | 0 | 0 | 0 | 0 | 0 | 0 | 0 | 0 | 0 | 0 | 0 | 0 | 0 | 0 | 0 | 0 | 0 | 0 | 0 | 0 | 0 | 0 | 0 | 0 | 0 | 0 | 0 | 0 | 0 | 0 | 0 | 0 | 0 | 0 | 0 | 2020
Vintage1974 | natural gas steam turbine | TRUE | 17698.3476.TX.ST | 3476 | N | . | Knox Lee | Southwestern Electric Power Co | 17698 | TX | WSC | MRO |  | 22 | 1 | Electric Utility | ST | NG | NG | SWPP | AM | mcf | 0 | 35135 | 69034 | 0 | 55649 | 172432 | 339515 | 295234 | 90177 | 335571 | 30863 | 123357 | 0 | 35135 | 69034 | 0 | 55649 | 172432 | 339515 | 295234 | 90177 | 335571 | 30863 | 123357 | 0 | 1.01 | 1.02 | 0 | 1.02 | 1.02 | 1.02 | 1.02 | 1.02 | 1.02 | 1 | 1.02 | 0 | 35486 | 70415 | 0 | 56762 | 175881 | 346305 | 301139 | 91981 | 342282 | 30863 | 125824 | 0 | 35486 | 70415 | 0 | 56762 | 175881 | 346305 | 301139 | 91981 | 342282 | 30863 | 125824 | 0 | 3036 | 5820 | 0 | 4354 | 14003 | 28607 | 23801 | 8263 | 31039 | 1649 | 11826 | 1546967 | 1546967 | 1576938 | 1576938 | 132398 | 2020
Vintage1974 | petroleum | TRUE | 17698.3476.TX.ST | 3476 | N | . | Knox Lee | Southwestern Electric Power Co | 17698 | TX | WSC | MRO |  | 22 | 1 | Electric Utility | ST | RFO | RFO | SWPP | A | barrels | 0 | 0 | 0 | 0 | 0 | 0 | 0 | 0 | 0 | 0 | 0 | 0 | 0 | 0 | 0 | 0 | 0 | 0 | 0 | 0 | 0 | 0 | 0 | 0 | 0 | 0 | 0 | 0 | 0 | 0 | 0 | 0 | 0 | 0 | 0 | 0 | 0 | 0 | 0 | 0 | 0 | 0 | 0 | 0 | 0 | 0 | 0 | 0 | 0 | 0 | 0 | 0 | 0 | 0 | 0 | 0 | 0 | 0 | 0 | 0 | 0 | 0 | 0 | 0 | 0 | 0 | 0 | 0 | 0 | 0 | 0 | 0 | 0 | 0 | 0 | 0 | 0 | 2020
Vintage0 | natural gas steam turbine | TRUE | 17698.3477.TX.ST | 3477 | N | . | Lone Star | Southwestern Electric Power Co | 17698 | TX | WSC | MRO |  | 22 | 1 | Electric Utility | ST | NG | NG | SWPP | AM | mcf | 0 | 0 | 0 | 0 | 0 | 0 | 0 | 0 | 0 | 0 | 0 | 0 | 0 | 0 | 0 | 0 | 0 | 0 | 0 | 0 | 0 | 0 | 0 | 0 | 0 | 0 | 0 | 0 | 0 | 0 | 0 | 0 | 0 | 0 | 0 | 0 | 0 | 0 | 0 | 0 | 0 | 0 | 0 | 0 | 0 | 0 | 0 | 0 | 0 | 0 | 0 | 0 | 0 | 0 | 0 | 0 | 0 | 0 | 0 | 0 | 0 | 0 | 0 | 0 | 0 | 0 | 0 | 0 | 0 | 0 | 0 | 0 | 0 | 0 | 0 | 0 | 0 | 2020
Vintage1971 | petroleum | TRUE | 17698.3478.TX.ST | 3478 | N | . | Wilkes | Southwestern Electric Power Co | 17698 | TX | WSC | MRO |  | 22 | 1 | Electric Utility | ST | DFO | DFO | SWPP | AM | barrels | 0 | 0 | 0 | 0 | 0 | 0 | 0 | 0 | 0 | 0 | 0 | 0 | 0 | 0 | 0 | 0 | 0 | 0 | 0 | 0 | 0 | 0 | 0 | 0 | 0 | 0 | 0 | 0 | 0 | 0 | 0 | 0 | 0 | 0 | 0 | 0 | 0 | 0 | 0 | 0 | 0 | 0 | 0 | 0 | 0 | 0 | 0 | 0 | 0 | 0 | 0 | 0 | 0 | 0 | 0 | 0 | 0 | 0 | 0 | 0 | 0 | 0 | 0 | 0 | 0 | 0 | 0 | 0 | 0 | 0 | 0 | 0 | 0 | 0 | 0 | 0 | 0 | 2020
Vintage1971 | natural gas steam turbine | TRUE | 17698.3478.TX.ST | 3478 | N | . | Wilkes | Southwestern Electric Power Co | 17698 | TX | WSC | MRO |  | 22 | 1 | Electric Utility | ST | NG | NG | SWPP | AM | mcf | 384648 | 280190 | 330993 | 646213 | 390002 | 1324065 | 1932250 | 1388576 | 452113 | 352482 | 431555 | 237223 | 384648 | 280190 | 330993 | 646213 | 390002 | 1324065 | 1932250 | 1388576 | 452113 | 352482 | 431555 | 237223 | 1.02 | 1.02 | 1.03 | 1.02 | 1.03 | 1.03 | 1.02 | 1.02 | 1.02 | 1.02 | 1.02 | 1.01 | 392341 | 285794 | 340923 | 659137 | 401702 | 1363787 | 1970895 | 1416348 | 461155 | 359532 | 440186 | 239595 | 392341 | 285794 | 340923 | 659137 | 401702 | 1363787 | 1970895 | 1416348 | 461155 | 359532 | 440186 | 239595 | 33576 | 24426 | 31712 | 39402 | 31266 | 123654 | 167765 | 120975 | 38211 | 31848 | 35704 | 22313 | 8150310 | 8150310 | 8331395 | 8331395 | 700852 | 2020
Vintage1971 | petroleum | TRUE | 17698.3478.TX.ST | 3478 | N | . | Wilkes | Southwestern Electric Power Co | 17698 | TX | WSC | MRO |  | 22 | 1 | Electric Utility | ST | RFO | RFO | SWPP | AM | barrels | 0 | 0 | 0 | 0 | 0 | 0 | 0 | 0 | 0 | 0 | 0 | 0 | 0 | 0 | 0 | 0 | 0 | 0 | 0 | 0 | 0 | 0 | 0 | 0 | 0 | 0 | 0 | 0 | 0 | 0 | 0 | 0 | 0 | 0 | 0 | 0 | 0 | 0 | 0 | 0 | 0 | 0 | 0 | 0 | 0 | 0 | 0 | 0 | 0 | 0 | 0 | 0 | 0 | 0 | 0 | 0 | 0 | 0 | 0 | 0 | 0 | 0 | 0 | 0 | 0 | 0 | 0 | 0 | 0 | 0 | 0 | 0 | 0 | 0 | 0 | 0 | 0 | 2020
Vintage2013 | natural gas peaker | TRUE | 17718.3482.TX.GT | 3482 | N | . | Jones | Southwestern Public Service Co | 17718 | TX | WSC | MRO |  | 22 | 1 | Electric Utility | GT | NG | NG | SWPP | M | mcf | 13074 | 6929 | 315886 | 305081 | 53346 | 1355305 | 1998328 | 1672119 | 399478 | 421919 | 56072 | 390486 | 13074 | 6929 | 315886 | 305081 | 53346 | 1355305 | 1998328 | 1672119 | 399478 | 421919 | 56072 | 390486 | 1.027 | 1.028 | 1.024 | 1.022 | 1.017 | 1.02 | 1.017 | 1.019 | 1.017 | 1.016 | 1.015 | 1.016 | 13427 | 7123 | 323467 | 311793 | 54253 | 1382411 | 2032300 | 1703889 | 406269 | 428670 | 56913 | 396734 | 13427 | 7123 | 323467 | 311793 | 54253 | 1382411 | 2032300 | 1703889 | 406269 | 428670 | 56913 | 396734 | 1146 | 337 | 30577 | 29801 | 4876 | 132760 | 193471 | 162257 | 38396 | 40830 | 2570 | 38138 | 6988023 | 6988023 | 7117249 | 7117249 | 675159 | 2020
Vintage1974 | petroleum | TRUE | 17718.3482.TX.ST | 3482 | N | . | Jones | Southwestern Public Service Co | 17718 | TX | WSC | MRO |  | 22 | 1 | Electric Utility | ST | DFO | DFO | SWPP | M | barrels | 0 | 0 | 0 | 0 | 0 | 0 | 0 | 0 | 0 | 0 | 0 | 0 | 0 | 0 | 0 | 0 | 0 | 0 | 0 | 0 | 0 | 0 | 0 | 0 | 0 | 0 | 0 | 0 | 0 | 0 | 0 | 0 | 0 | 0 | 0 | 0 | 0 | 0 | 0 | 0 | 0 | 0 | 0 | 0 | 0 | 0 | 0 | 0 | 0 | 0 | 0 | 0 | 0 | 0 | 0 | 0 | 0 | 0 | 0 | 0 | 0 | 0 | 0 | 0 | 0 | 0 | 0 | 0 | 0 | 0 | 0 | 0 | 0 | 0 | 0 | 0 | 0 | 2020
Vintage1974 | natural gas steam turbine | TRUE | 17718.3482.TX.ST | 3482 | N | . | Jones | Southwestern Public Service Co | 17718 | TX | WSC | MRO |  | 22 | 1 | Electric Utility | ST | NG | NG | SWPP | M | mcf | 2440896 | 2476316 | 2002724 | 1972419 | 1401741 | 1284885 | 2087130 | 2102604 | 1887676 | 2218727 | 1011646 | 686473 | 2440896 | 2476316 | 2002724 | 1972419 | 1401741 | 1284885 | 2087130 | 2102604 | 1887676 | 2218727 | 1011646 | 686473 | 1.027 | 1.02 | 1.022 | 1.025 | 1.022 | 1.019 | 1.023 | 1.016 | 1.014 | 1.007 | 1.002 | 1.002 | 2506800 | 2525842 | 2046784 | 2021729 | 1432579 | 1309298 | 2135134 | 2136246 | 1914103 | 2234258 | 1013669 | 687846 | 2506800 | 2525842 | 2046784 | 2021729 | 1432579 | 1309298 | 2135134 | 2136246 | 1914103 | 2234258 | 1013669 | 687846 | 232772 | 241473 | 190033 | 184541 | 128562 | 112029 | 193331 | 197209 | 180542 | 208617 | 89277 | 60903 | 21573237 | 21573237 | 21964288 | 21964288 | 2019289 | 2020
Vintage1968 | natural gas steam turbine | TRUE | 17718.3484.TX.ST | 3484 | N | . | Nichols | Southwestern Public Service Co | 17718 | TX | WSC | MRO |  | 22 | 1 | Electric Utility | ST | NG | NG | SWPP | AM | mcf | 1301202 | 1426299 | 1435320 | 1643195 | 1031493 | 952540 | 1491640 | 1416186 | 1362750 | 1098621 | 585416 | 442515 | 1301202 | 1426299 | 1435320 | 1643195 | 1031493 | 952540 | 1491640 | 1416186 | 1362750 | 1098621 | 585416 | 442515 | 1.026 | 1.025 | 1.033 | 1.037 | 1.029 | 1.037 | 1.029 | 1.03 | 1.012 | 1.013 | 1.007 | 0.981 | 1335033 | 1461956 | 1482686 | 1703993 | 1061406 | 987784 | 1534898 | 1458672 | 1379103 | 1112903 | 589514 | 434107 | 1335033 | 1461956 | 1482686 | 1703993 | 1061406 | 987784 | 1534898 | 1458672 | 1379103 | 1112903 | 589514 | 434107 | 118091 | 134652 | 136489 | 155871 | 87850 | 81111 | 138754 | 127266 | 92356 | 98776 | 45722 | 35105 | 14187177 | 14187177 | 14542055 | 14542055 | 1252043 | 2020
Vintage1964 | petroleum | TRUE | 17718.3485.TX.ST | 3485 | N | . | Plant X | Southwestern Public Service Co | 17718 | TX | WSC | MRO |  | 22 | 1 | Electric Utility | ST | DFO | DFO | SWPP | AM | barrels | 6 | 0 | 0 | 0 | 0 | 0 | 0 | 0 | 0 | 0 | 49 | 9 | 6 | 0 | 0 | 0 | 0 | 0 | 0 | 0 | 0 | 0 | 49 | 9 | 5.782 | 0 | 0 | 0 | 0 | 0 | 0 | 0 | 0 | 0 | 5.783 | 5.783 | 35 | 0 | 0 | 0 | 0 | 0 | 0 | 0 | 0 | 0 | 283 | 52 | 35 | 0 | 0 | 0 | 0 | 0 | 0 | 0 | 0 | 0 | 283 | 52 | 3.115 | 0 | 0 | 0 | 0 | 0 | 0 | 0 | 0 | 0 | 22.722 | 4.352 | 64 | 64 | 370 | 370 | 30.189 | 2020
Vintage1964 | natural gas steam turbine | TRUE | 17718.3485.TX.ST | 3485 | N | . | Plant X | Southwestern Public Service Co | 17718 | TX | WSC | MRO |  | 22 | 1 | Electric Utility | ST | NG | NG | SWPP | AM | mcf | 1310919 | 1208570 | 1167090 | 864432 | 808325 | 730177 | 872675 | 301677 | 792059 | 928066 | 625700 | 566609 | 1310919 | 1208570 | 1167090 | 864432 | 808325 | 730177 | 872675 | 301677 | 792059 | 928066 | 625700 | 566609 | 1.012 | 1.02 | 1.023 | 1.028 | 1.027 | 1.023 | 1.021 | 1.015 | 1.013 | 1.011 | 1.01 | 1.008 | 1326650 | 1232741 | 1193933 | 888636 | 830150 | 746971 | 891001 | 306202 | 802356 | 938275 | 631957 | 571142 | 1326650 | 1232741 | 1193933 | 888636 | 830150 | 746971 | 891001 | 306202 | 802356 | 938275 | 631957 | 571142 | 119129.89 | 113632 | 108493 | 81193 | 74519 | 64599 | 78814 | 27484 | 70473 | 80226 | 50674.278 | 47758.648 | 10176299 | 10176299 | 10360014 | 10360014 | 916995.81 | 2020
Vintage1969 | natural gas steam turbine | TRUE | 55983.3490.TX.ST | 3490 | N | . | Graham | Luminant Generation Company LLC | 55983 | TX | WSC | TRE |  | 22 | 2 | NAICS-22 Non-Cogen | ST | NG | NG | ERCO | AM | mcf | 0 | 155943 | 123600 | 52384 | 130333 | 234645 | 641290 | 771885 | 15293 | 216350 | 117722 | 3196 | 0 | 155943 | 123600 | 52384 | 130333 | 234645 | 641290 | 771885 | 15293 | 216350 | 117722 | 3196 | 0 | 1.004 | 1.007 | 1.004 | 1.003 | 1.006 | 1.009 | 1.009 | 1.011 | 1.005 | 1.001 | 1.005 | 0 | 156567 | 124465 | 52594 | 130724 | 236053 | 647062 | 778832 | 15461 | 217432 | 117840 | 3212 | 0 | 156567 | 124465 | 52594 | 130724 | 236053 | 647062 | 778832 | 15461 | 217432 | 117840 | 3212 | 0 | 13004 | 10691 | 4313 | 10602 | 18792 | 53679 | 64934 | 1018 | 20064 | 9705 | 281 | 2462641 | 2462641 | 2480242 | 2480242 | 207083 | 2020
Vintage1977 | petroleum | TRUE | 6035.3491.TX.ST | 3491 | N | . | Handley | Exelon Power | 6035 | TX | WSC | TRE |  | 22 | 2 | NAICS-22 Non-Cogen | ST | DFO | DFO | ERCO | M | barrels | 0 | 0 | 0 | 0 | 0 | 0 | 0 | 0 | 0 | 0 | 0 | 0 | 0 | 0 | 0 | 0 | 0 | 0 | 0 | 0 | 0 | 0 | 0 | 0 | 0 | 0 | 0 | 0 | 0 | 0 | 0 | 0 | 0 | 0 | 0 | 0 | 0 | 0 | 0 | 0 | 0 | 0 | 0 | 0 | 0 | 0 | 0 | 0 | 0 | 0 | 0 | 0 | 0 | 0 | 0 | 0 | 0 | 0 | 0 | 0 | 0 | 0 | 0 | 0 | 0 | 0 | 0 | 0 | 0 | 0 | 0 | 0 | 0 | 0 | 0 | 0 | 0 | 2020
Vintage1977 | natural gas steam turbine | TRUE | 6035.3491.TX.ST | 3491 | N | . | Handley | Exelon Power | 6035 | TX | WSC | TRE |  | 22 | 2 | NAICS-22 Non-Cogen | ST | NG | NG | ERCO | M | mcf | 24400 | 220869 | 645770 | 354362 | 416432 | 954556 | 1019342 | 2416663 | 83525 | 1438310 | 58598 | 39269 | 24400 | 220869 | 645770 | 354362 | 416432 | 954556 | 1019342 | 2416663 | 83525 | 1438310 | 58598 | 39269 | 1.035 | 1.035 | 1.035 | 1.035 | 1.035 | 1.035 | 1.035 | 1.035 | 1.035 | 1.035 | 1.035 | 1.035 | 25254 | 228599 | 668372 | 366765 | 431007 | 987965 | 1055019 | 2501246 | 86448 | 1488651 | 60649 | 40643 | 25254 | 228599 | 668372 | 366765 | 431007 | 987965 | 1055019 | 2501246 | 86448 | 1488651 | 60649 | 40643 | 1807 | 14519 | 49227 | 24541 | 30664 | 64271 | 71588 | 182760 | 6829 | 113325 | 4990 | 2391 | 7672096 | 7672096 | 7940618 | 7940618 | 566912 | 2020
Vintage1988 | petroleum | TRUE | 55983.3492.TX.GT | 3492 | N | . | Morgan Creek | Luminant Generation Company LLC | 55983 | TX | WSC | TRE |  | 22 | 2 | NAICS-22 Non-Cogen | GT | DFO | DFO | ERCO | A | barrels | 35 | 79 | 35 | 51 | 56 | 49 | 40 | 30 | 51 | 37 | 34 | 43 | 35 | 79 | 35 | 51 | 56 | 49 | 40 | 30 | 51 | 37 | 34 | 43 | 5.796 | 5.796 | 5.796 | 5.796 | 5.796 | 5.796 | 5.796 | 5.796 | 5.796 | 5.796 | 5.796 | 5.796 | 203 | 458 | 203 | 296 | 325 | 284 | 232 | 174 | 296 | 214 | 197 | 249 | 203 | 458 | 203 | 296 | 325 | 284 | 232 | 174 | 296 | 214 | 197 | 249 | 13.092 | 29.134 | 13.03 | 18.756 | 20.697 | 18.095 | 14.843 | 11.029 | 19.035 | 13.54 | 12.703 | 15.966 | 540 | 540 | 3131 | 3131 | 199.92 | 2020
Vintage1988 | natural gas peaker | TRUE | 55983.3492.TX.GT | 3492 | N | . | Morgan Creek | Luminant Generation Company LLC | 55983 | TX | WSC | TRE |  | 22 | 2 | NAICS-22 Non-Cogen | GT | NG | NG | ERCO | A | mcf | 11644 | 11080 | 10797 | 9614 | 11509 | 13613 | 16562 | 16030 | 13227 | 11439 | 8960 | 9847 | 11644 | 11080 | 10797 | 9614 | 11509 | 13613 | 16562 | 16030 | 13227 | 11439 | 8960 | 9847 | 1.002 | 1.002 | 1.002 | 1.002 | 1.002 | 1.002 | 1.002 | 1.002 | 1.002 | 1.002 | 1.002 | 1.002 | 11667 | 11102 | 10819 | 9633 | 11532 | 13640 | 16595 | 16062 | 13253 | 11462 | 8978 | 9867 | 11667 | 11102 | 10819 | 9633 | 11532 | 13640 | 16595 | 16062 | 13253 | 11462 | 8978 | 9867 | 745.354 | 709.142 | 691.031 | 615.296 | 736.622 | 871.257 | 1060.02 | 1025.96 | 846.603 | 732.113 | 573.447 | 630.235 | 144322 | 144322 | 144610 | 144610 | 9237.08 | 2020
Vintage1990 | petroleum | TRUE | 55983.3494.TX.GT | 3494 | N | . | Permian Basin | Luminant Generation Company LLC | 55983 | TX | WSC | TRE |  | 22 | 2 | NAICS-22 Non-Cogen | GT | DFO | DFO | ERCO | A | barrels | 73 | 163 | 73 | 105 | 116 | 101 | 83 | 62 | 107 | 76 | 71 | 89 | 73 | 163 | 73 | 105 | 116 | 101 | 83 | 62 | 107 | 76 | 71 | 89 | 5.796 | 5.796 | 5.796 | 5.796 | 5.796 | 5.796 | 5.796 | 5.796 | 5.796 | 5.796 | 5.796 | 5.796 | 423 | 945 | 423 | 609 | 672 | 585 | 481 | 359 | 620 | 440 | 412 | 516 | 423 | 945 | 423 | 609 | 672 | 585 | 481 | 359 | 620 | 440 | 412 | 516 | 30.482 | 67.835 | 30.339 | 43.671 | 48.191 | 42.133 | 34.561 | 25.681 | 44.32 | 31.526 | 29.577 | 37.174 | 1119 | 1119 | 6485 | 6485 | 465.49 | 2020
Vintage1990 | natural gas peaker | TRUE | 55983.3494.TX.GT | 3494 | N | . | Permian Basin | Luminant Generation Company LLC | 55983 | TX | WSC | TRE |  | 22 | 2 | NAICS-22 Non-Cogen | GT | NG | NG | ERCO | A | mcf | 380253 | 361779 | 352540 | 313903 | 375799 | 444485 | 540785 | 523409 | 431907 | 373498 | 292552 | 321524 | 380253 | 361779 | 352540 | 313903 | 375799 | 444485 | 540785 | 523409 | 431907 | 373498 | 292552 | 321524 | 1.023 | 1.023 | 1.023 | 1.023 | 1.023 | 1.023 | 1.023 | 1.023 | 1.023 | 1.023 | 1.023 | 1.023 | 388999 | 370100 | 360648 | 321123 | 384442 | 454708 | 553223 | 535447 | 441841 | 382088 | 299281 | 328919 | 388999 | 370100 | 360648 | 321123 | 384442 | 454708 | 553223 | 535447 | 441841 | 382088 | 299281 | 328919 | 27919.075 | 26562.653 | 25884.273 | 23047.429 | 27591.987 | 32635.057 | 39705.659 | 38429.864 | 31711.584 | 27423.089 | 21479.856 | 23606.984 | 4712434 | 4712434 | 4820819 | 4820819 | 345997.51 | 2020
Vintage1966 | petroleum | TRUE | 55983.3504.TX.IC | 3504 | N | . | Stryker Creek | Luminant Generation Company LLC | 55983 | TX | WSC | TRE |  | 22 | 2 | NAICS-22 Non-Cogen | IC | DFO | DFO | ERCO | A | barrels | 6 | 15 | 7 | 9 | 10 | 9 | 7 | 6 | 10 | 7 | 6 | 8 | 6 | 15 | 7 | 9 | 10 | 9 | 7 | 6 | 10 | 7 | 6 | 8 | 6.2 | 6.2 | 6.2 | 6.2 | 6.2 | 6.2 | 6.2 | 6.2 | 6.2 | 6.2 | 6.2 | 6.2 | 37 | 93 | 43 | 56 | 62 | 56 | 43 | 37 | 62 | 43 | 37 | 50 | 37 | 93 | 43 | 56 | 62 | 56 | 43 | 37 | 62 | 43 | 37 | 50 | 0 | 0 | 0 | 0 | 0 | 0 | 0 | 0 | 0 | 0 | 0 | 0 | 100 | 100 | 619 | 619 | 0 | 2020
Vintage1965 | natural gas steam turbine | TRUE | 55983.3504.TX.ST | 3504 | N | . | Stryker Creek | Luminant Generation Company LLC | 55983 | TX | WSC | TRE |  | 22 | 2 | NAICS-22 Non-Cogen | ST | NG | NG | ERCO | AM | mcf | 0 | 0 | 41484 | 4036 | 176454 | 521303 | 938247 | 972252 | 53365 | 155946 | 52192 | 6937 | 0 | 0 | 41484 | 4036 | 176454 | 521303 | 938247 | 972252 | 53365 | 155946 | 52192 | 6937 | 0 | 0 | 1.005 | 1.005 | 1.012 | 1.02 | 1.012 | 1.013 | 1.013 | 1.01 | 1.01 | 1.017 | 0 | 0 | 41691 | 4056 | 178571 | 531729 | 949506 | 984891 | 54059 | 157505 | 52714 | 7055 | 0 | 0 | 41691 | 4056 | 178571 | 531729 | 949506 | 984891 | 54059 | 157505 | 52714 | 7055 | 0 | 0 | 2119 | 115 | 11921 | 39977 | 70585 | 72196 | 2857 | 9184 | 3390 | 295 | 2922216 | 2922216 | 2961777 | 2961777 | 212639 | 2020
Vintage1966 | petroleum | TRUE | 55983.3507.TX.IC | 3507 | N | . | Trinidad (TX) | Luminant Generation Company LLC | 55983 | TX | WSC | TRE |  | 22 | 2 | NAICS-22 Non-Cogen | IC | DFO | DFO | ERCO | A | barrels | 0 | 0 | 0 | 0 | 0 | 0 | 0 | 0 | 0 | 0 | 0 | 4 | 0 | 0 | 0 | 0 | 0 | 0 | 0 | 0 | 0 | 0 | 0 | 4 | 0 | 0 | 0 | 0 | 0 | 0 | 0 | 0 | 0 | 0 | 0 | 6.2 | 0 | 0 | 0 | 0 | 0 | 0 | 0 | 0 | 0 | 0 | 0 | 25 | 0 | 0 | 0 | 0 | 0 | 0 | 0 | 0 | 0 | 0 | 0 | 25 | 0 | 0 | 0 | 0 | 0 | 0 | 0 | 0 | 0 | 0 | 0 | 0 | 4 | 4 | 25 | 25 | 0 | 2020
Vintage1965 | petroleum | TRUE | 55983.3507.TX.ST | 3507 | N | . | Trinidad (TX) | Luminant Generation Company LLC | 55983 | TX | WSC | TRE |  | 22 | 2 | NAICS-22 Non-Cogen | ST | DFO | DFO | ERCO | AM | barrels | 0 | 0 | 0 | 0 | 0 | 0 | 0 | 0 | 0 | 0 | 0 | 0 | 0 | 0 | 0 | 0 | 0 | 0 | 0 | 0 | 0 | 0 | 0 | 0 | 0 | 0 | 0 | 0 | 0 | 0 | 0 | 0 | 0 | 0 | 0 | 0 | 0 | 0 | 0 | 0 | 0 | 0 | 0 | 0 | 0 | 0 | 0 | 0 | 0 | 0 | 0 | 0 | 0 | 0 | 0 | 0 | 0 | 0 | 0 | 0 | 0 | 0 | 0 | 0 | 0 | 0 | 0 | 0 | 0 | 0 | 0 | 0 | 0 | 0 | 0 | 0 | 0 | 2020
Vintage1965 | natural gas steam turbine | TRUE | 55983.3507.TX.ST | 3507 | N | . | Trinidad (TX) | Luminant Generation Company LLC | 55983 | TX | WSC | TRE |  | 22 | 2 | NAICS-22 Non-Cogen | ST | NG | NG | ERCO | AM | mcf | 2787 | 0 | 30662 | 25550 | 5129 | 70882 | 164982 | 191711 | 0 | 38360 | 20010 | 0 | 2787 | 0 | 30662 | 25550 | 5129 | 70882 | 164982 | 191711 | 0 | 38360 | 20010 | 0 | 1.013 | 0 | 1.013 | 1.013 | 1.013 | 1.013 | 1.013 | 1.013 | 0 | 1.013 | 1.013 | 0 | 2823 | 0 | 31061 | 25882 | 5196 | 71803 | 167127 | 194203 | 0 | 38859 | 20270 | 0 | 2823 | 0 | 31061 | 25882 | 5196 | 71803 | 167127 | 194203 | 0 | 38859 | 20270 | 0 | 111 | 0 | 2352 | 1899 | 351 | 6065 | 14225 | 16534 | 0 | 2199 | 1488 | 0 | 550073 | 550073 | 557224 | 557224 | 45224 | 2020
Vintage1988 | petroleum | TRUE | 1015.3548.TX.GT | 3548 | N | . | Decker Creek | Austin Energy | 1015 | TX | WSC | TRE |  | 22 | 1 | Electric Utility | GT | JF | WOO | ERCO | A | barrels | 0 | 0 | . | . | . | . | . | . | . | . | 0 | . | 0 | 0 | . | . | . | . | . | . | . | . | 0 | . | 0 | 0 | . | . | . | . | . | . | . | . | 0 | . | 0 | 0 | . | . | . | . | . | . | . | . | 0 | . | 0 | 0 | . | . | . | . | . | . | . | . | 0 | . | 0 | 0 | . | . | . | . | . | . | . | . | 0 | . | 0 | 0 | 0 | 0 | 0 | 2020
Vintage1988 | natural gas peaker | TRUE | 1015.3548.TX.GT | 3548 | N | . | Decker Creek | Austin Energy | 1015 | TX | WSC | TRE |  | 22 | 1 | Electric Utility | GT | NG | NG | ERCO | A | mcf | 29464 | 28031 | 27315 | 24322 | 29117 | 34439 | 41901 | 40555 | 33465 | 28939 | 22667 | 24912 | 29464 | 28031 | 27315 | 24322 | 29117 | 34439 | 41901 | 40555 | 33465 | 28939 | 22667 | 24912 | 1.012 | 1.012 | 1.012 | 1.012 | 1.012 | 1.012 | 1.012 | 1.012 | 1.012 | 1.012 | 1.012 | 1.012 | 29818 | 28367 | 27643 | 24614 | 29466 | 34852 | 42404 | 41042 | 33867 | 29286 | 22939 | 25211 | 29818 | 28367 | 27643 | 24614 | 29466 | 34852 | 42404 | 41042 | 33867 | 29286 | 22939 | 25211 | 2072.159 | 1971.485 | 1921.136 | 1710.584 | 2047.882 | 2422.18 | 2946.961 | 2852.272 | 2353.64 | 2035.347 | 1594.239 | 1752.115 | 365127 | 365127 | 369509 | 369509 | 25680 | 2020
Vintage1978 | petroleum | TRUE | 1015.3548.TX.ST | 3548 | N | . | Decker Creek | Austin Energy | 1015 | TX | WSC | TRE |  | 22 | 1 | Electric Utility | ST | DFO | DFO | ERCO | AM | barrels | 0 | 0 | 0 | 0 | 0 | 0 | 0 | 0 | 0 | 0 | 0 | 0 | 0 | 0 | 0 | 0 | 0 | 0 | 0 | 0 | 0 | 0 | 0 | 0 | 0 | 0 | 0 | 0 | 0 | 0 | 0 | 0 | 0 | 0 | 0 | 0 | 0 | 0 | 0 | 0 | 0 | 0 | 0 | 0 | 0 | 0 | 0 | 0 | 0 | 0 | 0 | 0 | 0 | 0 | 0 | 0 | 0 | 0 | 0 | 0 | 0 | 0 | 0 | 0 | 0 | 0 | 0 | 0 | 0 | 0 | 0 | 0 | 0 | 0 | 0 | 0 | 0 | 2020
Vintage1978 | petroleum | TRUE | 1015.3548.TX.ST | 3548 | N | . | Decker Creek | Austin Energy | 1015 | TX | WSC | TRE |  | 22 | 1 | Electric Utility | ST | JF | WOO | ERCO | A | barrels | . | . | 0 | 0 | 0 | 0 | 0 | 0 | 0 | 0 | . | 0 | . | . | 0 | 0 | 0 | 0 | 0 | 0 | 0 | 0 | . | 0 | . | . | 0 | 0 | 0 | 0 | 0 | 0 | 0 | 0 | . | 0 | . | . | 0 | 0 | 0 | 0 | 0 | 0 | 0 | 0 | . | 0 | . | . | 0 | 0 | 0 | 0 | 0 | 0 | 0 | 0 | . | 0 | . | . | 0 | 0 | 0 | 0 | 0 | 0 | 0 | 0 | . | 0 | 0 | 0 | 0 | 0 | 0 | 2020
Vintage1978 | natural gas steam turbine | TRUE | 1015.3548.TX.ST | 3548 | N | . | Decker Creek | Austin Energy | 1015 | TX | WSC | TRE |  | 22 | 1 | Electric Utility | ST | NG | NG | ERCO | AM | mcf | 0 | 28873 | 298123 | 410956 | 396916 | 1547342 | 1716907 | 1881044 | 540465 | 511515 | 0 | 671547 | 0 | 28873 | 298123 | 410956 | 396916 | 1547342 | 1716907 | 1881044 | 540465 | 511515 | 0 | 671547 | 0 | 1.03 | 1.03 | 1.02 | 1.01 | 1 | 1 | 1.01 | 1.01 | 1.01 | 0 | 1.03 | 0 | 29739 | 307067 | 419175 | 400885 | 1547342 | 1716907 | 1899854 | 545870 | 516630 | 0 | 691693 | 0 | 29739 | 307067 | 419175 | 400885 | 1547342 | 1716907 | 1899854 | 545870 | 516630 | 0 | 691693 | 0 | 1818 | 25431 | 27054 | 32704 | 125978 | 143877 | 164798 | 43412 | 42890 | 0 | 49211 | 8003688 | 8003688 | 8075162 | 8075162 | 657173 | 2020
Vintage1959 | petroleum | TRUE | 2409.3559.TX.CA | 3559 | N | . | Silas Ray | Brownsville Public Utilities Board | 2409 | TX | WSC | TRE |  | 22 | 1 | Electric Utility | CA | DFO | DFO | ERCO | AM | barrels | 0 | 0 | 0 | 0 | 0 | 0 | 0 | 0 | 0 | 0 | 0 | 0 | 0 | 0 | 0 | 0 | 0 | 0 | 0 | 0 | 0 | 0 | 0 | 0 | 0 | 0 | 0 | 0 | 0 | 0 | 0 | 0 | 0 | 0 | 0 | 0 | 0 | 0 | 0 | 0 | 0 | 0 | 0 | 0 | 0 | 0 | 0 | 0 | 0 | 0 | 0 | 0 | 0 | 0 | 0 | 0 | 0 | 0 | 0 | 0 | 0 | 0 | 0 | 0 | 0 | 0 | 0 | 0 | 0 | 0 | 0 | 0 | 0 | 0 | 0 | 0 | 0 | 2020
Vintage1959 | natural gas combined cycle | TRUE | 2409.3559.TX.CA | 3559 | N | . | Silas Ray | Brownsville Public Utilities Board | 2409 | TX | WSC | TRE |  | 22 | 1 | Electric Utility | CA | NG | NG | ERCO | AM | mcf | 0 | 0 | 0 | 0 | 0 | 0 | 0 | 0 | 0 | 0 | 0 | 0 | 0 | 0 | 0 | 0 | 0 | 0 | 0 | 0 | 0 | 0 | 0 | 0 | 0 | 0 | 0 | 0 | 0 | 0 | 0 | 0 | 0 | 0 | 0 | 0 | 0 | 0 | 0 | 0 | 0 | 0 | 0 | 0 | 0 | 0 | 0 | 0 | 0 | 0 | 0 | 0 | 0 | 0 | 0 | 0 | 0 | 0 | 0 | 0 | 0 | 1199 | 1769 | 1870 | 2257 | 2717 | 2952 | 739 | 3103 | 3451 | 62 | 52 | 0 | 0 | 0 | 0 | 20171 | 2020
Vintage1996 | petroleum | TRUE | 2409.3559.TX.CT | 3559 | N | . | Silas Ray | Brownsville Public Utilities Board | 2409 | TX | WSC | TRE |  | 22 | 1 | Electric Utility | CT | DFO | DFO | ERCO | AM | barrels | 0 | 0 | 0 | 0 | 0 | 0 | 0 | 0 | 0 | 0 | 0 | 0 | 0 | 0 | 0 | 0 | 0 | 0 | 0 | 0 | 0 | 0 | 0 | 0 | 0 | 0 | 0 | 0 | 0 | 0 | 0 | 0 | 0 | 0 | 0 | 0 | 0 | 0 | 0 | 0 | 0 | 0 | 0 | 0 | 0 | 0 | 0 | 0 | 0 | 0 | 0 | 0 | 0 | 0 | 0 | 0 | 0 | 0 | 0 | 0 | 0 | 0 | 0 | 0 | 0 | 0 | 0 | 0 | 0 | 0 | 0 | 0 | 0 | 0 | 0 | 0 | 0 | 2020
Vintage1996 | natural gas combined cycle | TRUE | 2409.3559.TX.CT | 3559 | N | . | Silas Ray | Brownsville Public Utilities Board | 2409 | TX | WSC | TRE |  | 22 | 1 | Electric Utility | CT | NG | NG | ERCO | AM | mcf | 0 | 46497 | 63380 | 72084 | 87938 | 98539 | 105216 | 139183 | 121965 | 130312 | 4773 | 6710 | 0 | 46497 | 63380 | 72084 | 87938 | 98539 | 105216 | 139183 | 121965 | 130312 | 4773 | 6710 | 0 | 1.022 | 1.017 | 1.021 | 1.019 | 1.016 | 1.016 | 1.014 | 1.018 | 1.018 | 1.018 | 1.018 | 0 | 47520 | 64457 | 73598 | 89609 | 100116 | 106899 | 141132 | 124160 | 132658 | 4859 | 6831 | 0 | 47520 | 64457 | 73598 | 89609 | 100116 | 106899 | 141132 | 124160 | 132658 | 4859 | 6831 | 0 | 3565 | 4827 | 5294 | 6487 | 7291 | 7769 | 10310 | 8986 | 9600 | 371 | 475 | 876597 | 876597 | 891839 | 891839 | 64975 | 2020
Vintage2004 | natural gas peaker | TRUE | 2409.3559.TX.GT | 3559 | N | . | Silas Ray | Brownsville Public Utilities Board | 2409 | TX | WSC | TRE |  | 22 | 1 | Electric Utility | GT | NG | NG | ERCO | A | mcf | 40432 | 38467 | 37484 | 33376 | 39957 | 47260 | 57500 | 55652 | 45923 | 39713 | 31106 | 34186 | 40432 | 38467 | 37484 | 33376 | 39957 | 47260 | 57500 | 55652 | 45923 | 39713 | 31106 | 34186 | 1.018 | 1.018 | 1.018 | 1.018 | 1.018 | 1.018 | 1.018 | 1.018 | 1.018 | 1.018 | 1.018 | 1.018 | 41160 | 39159 | 38159 | 33977 | 40676 | 48111 | 58535 | 56654 | 46750 | 40428 | 31666 | 34801 | 41160 | 39159 | 38159 | 33977 | 40676 | 48111 | 58535 | 56654 | 46750 | 40428 | 31666 | 34801 | 3772.975 | 3589.669 | 3497.993 | 3114.623 | 3728.773 | 4410.292 | 5365.811 | 5193.4 | 4285.494 | 3705.948 | 2902.781 | 3190.241 | 501056 | 501056 | 510076 | 510076 | 46758 | 2020
Vintage2001 | petroleum | TRUE | 2409.3559.TX.IC | 3559 | N | . | Silas Ray | Brownsville Public Utilities Board | 2409 | TX | WSC | TRE |  | 22 | 1 | Electric Utility | IC | DFO | DFO | ERCO | A | barrels | 0 | 0 | 0 | 0 | 0 | 0 | 0 | 0 | 0 | 0 | 0 | 0 | 0 | 0 | 0 | 0 | 0 | 0 | 0 | 0 | 0 | 0 | 0 | 0 | 0 | 0 | 0 | 0 | 0 | 0 | 0 | 0 | 0 | 0 | 0 | 0 | 0 | 0 | 0 | 0 | 0 | 0 | 0 | 0 | 0 | 0 | 0 | 0 | 0 | 0 | 0 | 0 | 0 | 0 | 0 | 0 | 0 | 0 | 0 | 0 | 0 | 0 | 0 | 0 | 0 | 0 | 0 | 0 | 0 | 0 | 0 | 0 | 0 | 0 | 0 | 0 | 0 | 2020
Vintage1975 | petroleum | TRUE | 2442.3561.TX.GT | 3561 | N | . | Bryan (TX) | City of Bryan - (TX) | 2442 | TX | WSC | TRE |  | 22 | 1 | Electric Utility | GT | DFO | DFO | ERCO | A | barrels | 0 | 0 | 0 | 0 | 0 | 0 | 0 | 0 | 0 | 0 | 0 | 0 | 0 | 0 | 0 | 0 | 0 | 0 | 0 | 0 | 0 | 0 | 0 | 0 | 0 | 0 | 0 | 0 | 0 | 0 | 0 | 0 | 0 | 0 | 0 | 0 | 0 | 0 | 0 | 0 | 0 | 0 | 0 | 0 | 0 | 0 | 0 | 0 | 0 | 0 | 0 | 0 | 0 | 0 | 0 | 0 | 0 | 0 | 0 | 0 | 0 | 0 | 0 | 0 | 0 | 0 | 0 | 0 | 0 | 0 | 0 | 0 | 0 | 0 | 0 | 0 | 0 | 2020
Vintage1975 | natural gas peaker | TRUE | 2442.3561.TX.GT | 3561 | N | . | Bryan (TX) | City of Bryan - (TX) | 2442 | TX | WSC | TRE |  | 22 | 1 | Electric Utility | GT | NG | NG | ERCO | A | mcf | 809 | 770 | 751 | 668 | 800 | 947 | 1152 | 1115 | 920 | 795 | 623 | 685 | 809 | 770 | 751 | 668 | 800 | 947 | 1152 | 1115 | 920 | 795 | 623 | 685 | 1 | 1 | 1 | 1 | 1 | 1 | 1 | 1 | 1 | 1 | 1 | 1 | 809 | 770 | 751 | 668 | 800 | 947 | 1152 | 1115 | 920 | 795 | 623 | 685 | 809 | 770 | 751 | 668 | 800 | 947 | 1152 | 1115 | 920 | 795 | 623 | 685 | 45.994 | 43.76 | 42.642 | 37.969 | 45.455 | 53.763 | 65.412 | 63.31 | 52.242 | 45.177 | 35.386 | 38.89 | 10035 | 10035 | 10035 | 10035 | 570 | 2020
Vintage2001 | natural gas peaker | TRUE | 6958.3576.TX.GT | 3576 | N | . | Ray Olinger | City of Garland - (TX) | 6958 | TX | WSC | TRE |  | 22 | 1 | Electric Utility | GT | NG | NG | ERCO | A | mcf | 3906 | 3716 | 3621 | 3224 | 3860 | 4566 | 5555 | 5377 | 4437 | 3837 | 3005 | 3303 | 3906 | 3716 | 3621 | 3224 | 3860 | 4566 | 5555 | 5377 | 4437 | 3837 | 3005 | 3303 | 1.02 | 1.02 | 1.02 | 1.02 | 1.02 | 1.02 | 1.02 | 1.02 | 1.02 | 1.02 | 1.02 | 1.02 | 3984 | 3790 | 3693 | 3288 | 3937 | 4657 | 5666 | 5485 | 4526 | 3914 | 3065 | 3369 | 3984 | 3790 | 3693 | 3288 | 3937 | 4657 | 5666 | 5485 | 4526 | 3914 | 3065 | 3369 | 296.543 | 282.134 | 274.929 | 244.797 | 293.067 | 346.632 | 421.732 | 408.181 | 336.823 | 291.273 | 228.148 | 250.741 | 48407 | 48407 | 49374 | 49374 | 3675 | 2020
Vintage1976 | natural gas steam turbine | TRUE | 6958.3576.TX.ST | 3576 | N | . | Ray Olinger | City of Garland - (TX) | 6958 | TX | WSC | TRE |  | 22 | 1 | Electric Utility | ST | NG | NG | ERCO | AM | mcf | 0 | 0 | 0 | 8737 | 7999 | 11000 | 26734 | 141767 | 8103 | 0 | 0 | 0 | 0 | 0 | 0 | 8737 | 7999 | 11000 | 26734 | 141767 | 8103 | 0 | 0 | 0 | 0 | 0 | 0 | 1.02 | 1.02 | 1.02 | 1.02 | 1.02 | 1.02 | 0 | 0 | 0 | 0 | 0 | 0 | 8912 | 8159 | 11220 | 27269 | 144602 | 8265 | 0 | 0 | 0 | 0 | 0 | 0 | 8912 | 8159 | 11220 | 27269 | 144602 | 8265 | 0 | 0 | 0 | 0 | 0 | 0 | 883 | 439 | 708 | 1551 | 10848 | 473 | 0 | 0 | 0 | 204340 | 204340 | 208427 | 208427 | 14902 | 2020
Vintage1927 | hydro | TRUE | 7751.3581.TX.HY | 3581 | N | . | Abbott TP 3 | Guadalupe Blanco River Authority | 7751 | TX | WSC | TRE |  | 22 | 1 | Electric Utility | HY | WAT | HYC | ERCO | A |  | 0 | 0 | 0 | 0 | 0 | 0 | 0 | 0 | 0 | 0 | 0 | 0 | 0 | 0 | 0 | 0 | 0 | 0 | 0 | 0 | 0 | 0 | 0 | 0 | 0 | 0 | 0 | 0 | 0 | 0 | 0 | 0 | 0 | 0 | 0 | 0 | 2796 | 5885 | 5438 | 6646 | 7254 | 3257 | 4522 | 3552 | 4656 | 4552 | 2815 | 3073 | 2796 | 5885 | 5438 | 6646 | 7254 | 3257 | 4522 | 3552 | 4656 | 4552 | 2815 | 3073 | 318.934 | 671.317 | 620.296 | 758.037 | 827.406 | 371.543 | 515.781 | 405.101 | 531.065 | 519.178 | 321.076 | 350.536 | 0 | 0 | 54446 | 54446 | 6210.27 | 2020
Vintage1927 | hydro | TRUE | 7751.3582.TX.HY | 3582 | N | . | Dunlap TP 1 | Guadalupe Blanco River Authority | 7751 | TX | WSC | TRE |  | 22 | 1 | Electric Utility | HY | WAT | HYC | ERCO | A |  | 0 | 0 | 0 | 0 | 0 | 0 | 0 | 0 | 0 | 0 | 0 | 0 | 0 | 0 | 0 | 0 | 0 | 0 | 0 | 0 | 0 | 0 | 0 | 0 | 0 | 0 | 0 | 0 | 0 | 0 | 0 | 0 | 0 | 0 | 0 | 0 | 0 | 1 | 1 | 1 | 1 | 1 | 1 | 1 | 1 | 1 | 0 | 0 | 0 | 1 | 1 | 1 | 1 | 1 | 1 | 1 | 1 | 1 | 0 | 0 | 0.05 | 0.107 | 0.099 | 0.121 | 0.132 | 0.059 | 0.082 | 0.065 | 0.085 | 0.083 | 0.051 | 0.056 | 0 | 0 | 9 | 9 | 0.99 | 2020
Vintage1931 | hydro | TRUE | 7751.3583.TX.HY | 3583 | N | . | H 4 | Guadalupe Blanco River Authority | 7751 | TX | WSC | TRE |  | 22 | 1 | Electric Utility | HY | WAT | HYC | ERCO | A |  | 0 | 0 | 0 | 0 | 0 | 0 | 0 | 0 | 0 | 0 | 0 | 0 | 0 | 0 | 0 | 0 | 0 | 0 | 0 | 0 | 0 | 0 | 0 | 0 | 0 | 0 | 0 | 0 | 0 | 0 | 0 | 0 | 0 | 0 | 0 | 0 | 2066 | 4349 | 4018 | 4910 | 5360 | 2407 | 3341 | 2624 | 3440 | 3363 | 2080 | 2271 | 2066 | 4349 | 4018 | 4910 | 5360 | 2407 | 3341 | 2624 | 3440 | 3363 | 2080 | 2271 | 235.655 | 496.023 | 458.325 | 560.099 | 611.354 | 274.526 | 381.101 | 299.321 | 392.394 | 383.61 | 237.237 | 259.005 | 0 | 0 | 40229 | 40229 | 4588.65 | 2020
Vintage1931 | hydro | TRUE | 7751.3584.TX.HY | 3584 | N | . | H 5 | Guadalupe Blanco River Authority | 7751 | TX | WSC | TRE |  | 22 | 1 | Electric Utility | HY | WAT | HYC | ERCO | A |  | 0 | 0 | 0 | 0 | 0 | 0 | 0 | 0 | 0 | 0 | 0 | 0 | 0 | 0 | 0 | 0 | 0 | 0 | 0 | 0 | 0 | 0 | 0 | 0 | 0 | 0 | 0 | 0 | 0 | 0 | 0 | 0 | 0 | 0 | 0 | 0 | 0 | 0 | 0 | 0 | 0 | 0 | 0 | 0 | 0 | 0 | 0 | 0 | 0 | 0 | 0 | 0 | 0 | 0 | 0 | 0 | 0 | 0 | 0 | 0 | 0 | 0 | 0 | 0 | 0 | 0 | 0 | 0 | 0 | 0 | 0 | 0 | 0 | 0 | 0 | 0 | 0 | 2020
Vintage1927 | hydro | TRUE | 7751.3585.TX.HY | 3585 | N | . | Nolte | Guadalupe Blanco River Authority | 7751 | TX | WSC | TRE |  | 22 | 1 | Electric Utility | HY | WAT | HYC | ERCO | A |  | 0 | 0 | 0 | 0 | 0 | 0 | 0 | 0 | 0 | 0 | 0 | 0 | 0 | 0 | 0 | 0 | 0 | 0 | 0 | 0 | 0 | 0 | 0 | 0 | 0 | 0 | 0 | 0 | 0 | 0 | 0 | 0 | 0 | 0 | 0 | 0 | 1910 | 4021 | 3716 | 4541 | 4956 | 2226 | 3090 | 2427 | 3181 | 3110 | 1923 | 2100 | 1910 | 4021 | 3716 | 4541 | 4956 | 2226 | 3090 | 2427 | 3181 | 3110 | 1923 | 2100 | 217.909 | 458.674 | 423.815 | 517.926 | 565.322 | 253.855 | 352.405 | 276.784 | 362.848 | 354.726 | 219.374 | 239.502 | 0 | 0 | 37201 | 37201 | 4243.14 | 2020
Vintage1932 | hydro | TRUE | 7751.3586.TX.HY | 3586 | N | . | TP 4 | Guadalupe Blanco River Authority | 7751 | TX | WSC | TRE |  | 22 | 1 | Electric Utility | HY | WAT | HYC | ERCO | A |  | 0 | 0 | 0 | 0 | 0 | 0 | 0 | 0 | 0 | 0 | 0 | 0 | 0 | 0 | 0 | 0 | 0 | 0 | 0 | 0 | 0 | 0 | 0 | 0 | 0 | 0 | 0 | 0 | 0 | 0 | 0 | 0 | 0 | 0 | 0 | 0 | 2374 | 4997 | 4617 | 5643 | 6159 | 2766 | 3839 | 3016 | 3953 | 3865 | 2390 | 2609 | 2374 | 4997 | 4617 | 5643 | 6159 | 2766 | 3839 | 3016 | 3953 | 3865 | 2390 | 2609 | 270.801 | 570 | 526.679 | 643.632 | 702.532 | 315.468 | 437.938 | 343.962 | 450.916 | 440.822 | 272.618 | 297.632 | 0 | 0 | 46228 | 46228 | 5273 | 2020
Vintage1940 | hydro | TRUE | 11269.3594.TX.HY | 3594 | N | . | Austin | Lower Colorado River Authority | 11269 | TX | WSC | TRE |  | 22 | 1 | Electric Utility | HY | WAT | HYC | ERCO | A |  | 0 | 0 | 0 | 0 | 0 | 0 | 0 | 0 | 0 | 0 | 0 | 0 | 0 | 0 | 0 | 0 | 0 | 0 | 0 | 0 | 0 | 0 | 0 | 0 | 0 | 0 | 0 | 0 | 0 | 0 | 0 | 0 | 0 | 0 | 0 | 0 | 6860 | 14440 | 13343 | 16305 | 17797 | 7992 | 11094 | 8714 | 11423 | 11168 | 6906 | 7540 | 6860 | 14440 | 13343 | 16305 | 17797 | 7992 | 11094 | 8714 | 11423 | 11168 | 6906 | 7540 | 782.51 | 1647.087 | 1521.907 | 1859.856 | 2030.054 | 911.586 | 1265.478 | 993.922 | 1302.977 | 1273.811 | 787.765 | 860.047 | 0 | 0 | 133582 | 133582 | 15237 | 2020
Vintage1950 | hydro | TRUE | 11269.3595.TX.HY | 3595 | N | . | Buchanan Dam (TX) | Lower Colorado River Authority | 11269 | TX | WSC | TRE |  | 22 | 1 | Electric Utility | HY | WAT | HYC | ERCO | A |  | 0 | 0 | 0 | 0 | 0 | 0 | 0 | 0 | 0 | 0 | 0 | 0 | 0 | 0 | 0 | 0 | 0 | 0 | 0 | 0 | 0 | 0 | 0 | 0 | 0 | 0 | 0 | 0 | 0 | 0 | 0 | 0 | 0 | 0 | 0 | 0 | 7752 | 16317 | 15077 | 18425 | 20111 | 9031 | 12537 | 9847 | 12908 | 12619 | 7804 | 8520 | 7752 | 16317 | 15077 | 18425 | 20111 | 9031 | 12537 | 9847 | 12908 | 12619 | 7804 | 8520 | 884.248 | 1861.228 | 1719.773 | 2101.661 | 2293.986 | 1030.104 | 1430.006 | 1123.144 | 1472.381 | 1439.422 | 890.184 | 971.863 | 0 | 0 | 150948 | 150948 | 17218 | 2020
Vintage1951 | hydro | TRUE | 11269.3597.TX.HY | 3597 | N | . | Granite Shoals | Lower Colorado River Authority | 11269 | TX | WSC | TRE |  | 22 | 1 | Electric Utility | HY | WAT | HYC | ERCO | A |  | 0 | 0 | 0 | 0 | 0 | 0 | 0 | 0 | 0 | 0 | 0 | 0 | 0 | 0 | 0 | 0 | 0 | 0 | 0 | 0 | 0 | 0 | 0 | 0 | 0 | 0 | 0 | 0 | 0 | 0 | 0 | 0 | 0 | 0 | 0 | 0 | 9337 | 19654 | 18160 | 22193 | 24224 | 10878 | 15101 | 11860 | 15548 | 15200 | 9400 | 10263 | 9337 | 19654 | 18160 | 22193 | 24224 | 10878 | 15101 | 11860 | 15548 | 15200 | 9400 | 10263 | 1065.071 | 2241.841 | 2071.459 | 2531.441 | 2763.096 | 1240.755 | 1722.435 | 1352.822 | 1773.476 | 1733.777 | 1072.222 | 1170.605 | 0 | 0 | 181818 | 181818 | 20739 | 2020
Vintage1938 | hydro | TRUE | 11269.3598.TX.HY | 3598 | N | . | Inks | Lower Colorado River Authority | 11269 | TX | WSC | TRE |  | 22 | 1 | Electric Utility | HY | WAT | HYC | ERCO | A |  | 0 | 0 | 0 | 0 | 0 | 0 | 0 | 0 | 0 | 0 | 0 | 0 | 0 | 0 | 0 | 0 | 0 | 0 | 0 | 0 | 0 | 0 | 0 | 0 | 0 | 0 | 0 | 0 | 0 | 0 | 0 | 0 | 0 | 0 | 0 | 0 | 3795 | 7988 | 7381 | 9020 | 9845 | 4421 | 6137 | 4820 | 6319 | 6178 | 3821 | 4171 | 3795 | 7988 | 7381 | 9020 | 9845 | 4421 | 6137 | 4820 | 6319 | 6178 | 3821 | 4171 | 432.879 | 911.157 | 841.908 | 1028.859 | 1123.011 | 504.283 | 700.053 | 549.831 | 720.798 | 704.663 | 435.786 | 475.772 | 0 | 0 | 73896 | 73896 | 8429 | 2020
Vintage1951 | hydro | TRUE | 11269.3599.TX.HY | 3599 | N | . | Marble Falls | Lower Colorado River Authority | 11269 | TX | WSC | TRE |  | 22 | 1 | Electric Utility | HY | WAT | HYC | ERCO | A |  | 0 | 0 | 0 | 0 | 0 | 0 | 0 | 0 | 0 | 0 | 0 | 0 | 0 | 0 | 0 | 0 | 0 | 0 | 0 | 0 | 0 | 0 | 0 | 0 | 0 | 0 | 0 | 0 | 0 | 0 | 0 | 0 | 0 | 0 | 0 | 0 | 6152 | 12948 | 11964 | 14621 | 15959 | 7166 | 9948 | 7814 | 10243 | 10014 | 6193 | 6761 | 6152 | 12948 | 11964 | 14621 | 15959 | 7166 | 9948 | 7814 | 10243 | 10014 | 6193 | 6761 | 701.676 | 1476.941 | 1364.692 | 1667.731 | 1820.347 | 817.418 | 1134.752 | 891.249 | 1168.378 | 1142.225 | 706.388 | 771.203 | 0 | 0 | 119783 | 119783 | 13663 | 2020
Vintage1941 | hydro | TRUE | 11269.3600.TX.HY | 3600 | N | . | Marshall Ford | Lower Colorado River Authority | 11269 | TX | WSC | TRE |  | 22 | 1 | Electric Utility | HY | WAT | HYC | ERCO | A |  | 0 | 0 | 0 | 0 | 0 | 0 | 0 | 0 | 0 | 0 | 0 | 0 | 0 | 0 | 0 | 0 | 0 | 0 | 0 | 0 | 0 | 0 | 0 | 0 | 0 | 0 | 0 | 0 | 0 | 0 | 0 | 0 | 0 | 0 | 0 | 0 | 26663 | 56122 | 51857 | 63372 | 69172 | 31061 | 43120 | 33867 | 44397 | 43404 | 26842 | 29305 | 26663 | 56122 | 51857 | 63372 | 69172 | 31061 | 43120 | 33867 | 44397 | 43404 | 26842 | 29305 | 3041.3 | 6401.553 | 5915.03 | 7228.503 | 7889.992 | 3542.963 | 4918.395 | 3862.97 | 5064.141 | 4950.783 | 3061.72 | 3342.65 | 0 | 0 | 519182 | 519182 | 59220 | 2020
Vintage1972 | natural gas steam turbine | TRUE | 11269.3601.TX.ST | 3601 | N | . | Sim Gideon | Lower Colorado River Authority | 11269 | TX | WSC | TRE |  | 22 | 1 | Electric Utility | ST | NG | NG | ERCO | AM | mcf | 2094 | 58661 | 320366 | 528824 | 638801 | 824435 | 2126892 | 1439720 | 145608 | 699215 | 245463 | 19954 | 2094 | 58661 | 320366 | 528824 | 638801 | 824435 | 2126892 | 1439720 | 145608 | 699215 | 245463 | 19954 | 1.03 | 1.03 | 1.02 | 1.02 | 1.02 | 1.01 | 1.01 | 1.02 | 1.01 | 1.01 | 1.01 | 1.02 | 2157 | 60421 | 326773 | 539400 | 651577 | 832679 | 2148161 | 1468514 | 147064 | 706207 | 247918 | 20353 | 2157 | 60421 | 326773 | 539400 | 651577 | 832679 | 2148161 | 1468514 | 147064 | 706207 | 247918 | 20353 | 111 | 5637 | 29746 | 49732 | 59098 | 73217 | 195780 | 132289 | 13469 | 65334 | 21220 | 1476 | 7050033 | 7050033 | 7151224 | 7151224 | 647109 | 2020
Vintage1974 | petroleum | TRUE | 11292.3602.TX.GT | 3602 | N | . | Ty Cooke | City of Lubbock - (TX) | 11292 | TX | WSC | MRO |  | 22 | 1 | Electric Utility | GT | DFO | DFO | SWPP | A | barrels | 0 | 0 | 0 | 0 | 0 | 0 | 0 | 0 | 0 | 0 | 0 | 0 | 0 | 0 | 0 | 0 | 0 | 0 | 0 | 0 | 0 | 0 | 0 | 0 | 0 | 0 | 0 | 0 | 0 | 0 | 0 | 0 | 0 | 0 | 0 | 0 | 0 | 0 | 0 | 0 | 0 | 0 | 0 | 0 | 0 | 0 | 0 | 0 | 0 | 0 | 0 | 0 | 0 | 0 | 0 | 0 | 0 | 0 | 0 | 0 | 0 | 0 | 0 | 0 | 0 | 0 | 0 | 0 | 0 | 0 | 0 | 0 | 0 | 0 | 0 | 0 | 0 | 2020
Vintage1974 | natural gas peaker | TRUE | 11292.3602.TX.GT | 3602 | N | . | Ty Cooke | City of Lubbock - (TX) | 11292 | TX | WSC | MRO |  | 22 | 1 | Electric Utility | GT | NG | NG | SWPP | A | mcf | 765 | 728 | 710 | 632 | 756 | 895 | 1088 | 1053 | 869 | 752 | 589 | 647 | 765 | 728 | 710 | 632 | 756 | 895 | 1088 | 1053 | 869 | 752 | 589 | 647 | 1.015 | 1.015 | 1.015 | 1.015 | 1.015 | 1.015 | 1.015 | 1.015 | 1.015 | 1.015 | 1.015 | 1.015 | 776 | 739 | 721 | 641 | 767 | 908 | 1104 | 1069 | 882 | 763 | 598 | 657 | 776 | 739 | 721 | 641 | 767 | 908 | 1104 | 1069 | 882 | 763 | 598 | 657 | 44.944 | 42.762 | 41.669 | 37.103 | 44.419 | 52.537 | 63.92 | 61.866 | 51.051 | 44.147 | 34.579 | 38.003 | 9484 | 9484 | 9625 | 9625 | 557 | 2020
Vintage1978 | natural gas steam turbine | TRUE | 11292.3602.TX.ST | 3602 | N | . | Ty Cooke | City of Lubbock - (TX) | 11292 | TX | WSC | MRO |  | 22 | 1 | Electric Utility | ST | NG | NG | SWPP | AM | mcf | 0 | 0 | 0 | 0 | 0 | 0 | 0 | 0 | 0 | 0 | 0 | 0 | 0 | 0 | 0 | 0 | 0 | 0 | 0 | 0 | 0 | 0 | 0 | 0 | 0 | 0 | 0 | 0 | 0 | 0 | 0 | 0 | 0 | 0 | 0 | 0 | 0 | 0 | 0 | 0 | 0 | 0 | 0 | 0 | 0 | 0 | 0 | 0 | 0 | 0 | 0 | 0 | 0 | 0 | 0 | 0 | 0 | 0 | 0 | 0 | 0 | 0 | 0 | 0 | 0 | 0 | 0 | 0 | 0 | 0 | 0 | 0 | 0 | 0 | 0 | 0 | 0 | 2020
Vintage1959 | natural gas combined cycle | TRUE | 11292.3604.TX.CA | 3604 | N | . | J Robert Massengale | City of Lubbock - (TX) | 11292 | TX | WSC | MRO |  | 22 | 1 | Electric Utility | CA | NG | NG | SWPP | AM | mcf | 0 | 0 | 0 | 0 | 0 | 0 | 0 | 0 | 0 | 0 | 0 | 0 | 0 | 0 | 0 | 0 | 0 | 0 | 0 | 0 | 0 | 0 | 0 | 0 | 0 | 0 | 0 | 0 | 0 | 0 | 0 | 0 | 0 | 0 | 0 | 0 | 0 | 0 | 0 | 0 | 0 | 0 | 0 | 0 | 0 | 0 | 0 | 0 | 0 | 0 | 0 | 0 | 0 | 0 | 0 | 0 | 0 | 0 | 0 | 0 | 56 | 0 | 0 | 0 | 0 | 0 | 908 | 2257 | 928 | 2007 | 845 | 852 | 0 | 0 | 0 | 0 | 7853 | 2020
Vintage2000 | natural gas combined cycle | TRUE | 11292.3604.TX.CT | 3604 | N | . | J Robert Massengale | City of Lubbock - (TX) | 11292 | TX | WSC | MRO |  | 22 | 1 | Electric Utility | CT | NG | NG | SWPP | AM | mcf | 4342 | 0 | 0 | 0 | 0 | 0 | 51895 | 119765 | 54928 | 113732 | 51190 | 53285 | 4342 | 0 | 0 | 0 | 0 | 0 | 51895 | 119765 | 54928 | 113732 | 51190 | 53285 | 1.033 | 0 | 0 | 0 | 0 | 0 | 1.017 | 1.018 | 1.015 | 1.009 | 1.008 | 1.016 | 4485 | 0 | 0 | 0 | 0 | 0 | 52777 | 121921 | 55752 | 114756 | 51600 | 54138 | 4485 | 0 | 0 | 0 | 0 | 0 | 52777 | 121921 | 55752 | 114756 | 51600 | 54138 | 385 | 0 | 0 | 0 | 0 | 0 | 4862 | 11639 | 5220 | 11099 | 4960 | 5205 | 449137 | 449137 | 455429 | 455429 | 43370 | 2020
Vintage2004 | natural gas peaker | TRUE | 16604.3609.TX.GT | 3609 | N | . | Leon Creek | City of San Antonio - (TX) | 16604 | TX | WSC | TRE |  | 22 | 1 | Electric Utility | GT | NG | NG | ERCO | A | mcf | 104320 | 99251 | 96716 | 86117 | 103097 | 121941 | 148360 | 143593 | 118490 | 102466 | 80259 | 88207 | 104320 | 99251 | 96716 | 86117 | 103097 | 121941 | 148360 | 143593 | 118490 | 102466 | 80259 | 88207 | 1.01 | 1.01 | 1.01 | 1.01 | 1.01 | 1.01 | 1.01 | 1.01 | 1.01 | 1.01 | 1.01 | 1.01 | 105363 | 100244 | 97683 | 86978 | 104128 | 123160 | 149844 | 145029 | 119675 | 103491 | 81062 | 89089 | 105363 | 100244 | 97683 | 86978 | 104128 | 123160 | 149844 | 145029 | 119675 | 103491 | 81062 | 89089 | 9781.753 | 9306.515 | 9068.837 | 8074.918 | 9667.154 | 11434.048 | 13911.31 | 13464.322 | 11110.499 | 9607.978 | 7525.702 | 8270.964 | 1292817 | 1292817 | 1305746 | 1305746 | 121224 | 2020
Vintage1974 | petroleum | TRUE | 16604.3611.TX.ST | 3611 | N | . | O W Sommers | City of San Antonio - (TX) | 16604 | TX | WSC | TRE |  | 22 | 1 | Electric Utility | ST | DFO | DFO | ERCO | AM | barrels | 0 | 0 | 0 | 0 | 0 | 0 | 0 | 0 | 0 | 0 | 0 | 0 | 0 | 0 | 0 | 0 | 0 | 0 | 0 | 0 | 0 | 0 | 0 | 0 | 0 | 0 | 0 | 0 | 0 | 0 | 0 | 0 | 0 | 0 | 0 | 0 | 0 | 0 | 0 | 0 | 0 | 0 | 0 | 0 | 0 | 0 | 0 | 0 | 0 | 0 | 0 | 0 | 0 | 0 | 0 | 0 | 0 | 0 | 0 | 0 | 0 | 0 | 0 | 0 | 0 | 0 | 0 | 0 | 0 | 0 | 0 | 0 | 0 | 0 | 0 | 0 | 0 | 2020
Vintage1974 | natural gas steam turbine | TRUE | 16604.3611.TX.ST | 3611 | N | . | O W Sommers | City of San Antonio - (TX) | 16604 | TX | WSC | TRE |  | 22 | 1 | Electric Utility | ST | NG | NG | ERCO | AM | mcf | 655 | 311757 | 525414 | 654039 | 506445 | 1080555 | 2426480 | 2573983 | 510812 | 1371862 | 709218 | 52801 | 655 | 311757 | 525414 | 654039 | 506445 | 1080555 | 2426480 | 2573983 | 510812 | 1371862 | 709218 | 52801 | 1.026 | 1.019 | 1.02 | 1.014 | 1.02 | 1.018 | 1.017 | 1.017 | 1.017 | 1.027 | 1.017 | 1.012 | 672 | 317680 | 535922 | 663196 | 516574 | 1100005 | 2467730 | 2617741 | 519496 | 1408902 | 721275 | 53435 | 672 | 317680 | 535922 | 663196 | 516574 | 1100005 | 2467730 | 2617741 | 519496 | 1408902 | 721275 | 53435 | -1480 | 24951 | 48267 | 53376 | 41866 | 89508 | 208218 | 221935 | 41195 | 120583 | 62825 | 3194 | 10724021 | 10724021 | 10922628 | 10922628 | 914438 | 2020
Vintage2010 | petroleum | TRUE | 16604.3612.TX.GT | 3612 | N | . | V H Braunig | City of San Antonio - (TX) | 16604 | TX | WSC | TRE |  | 22 | 1 | Electric Utility | GT | DFO | DFO | ERCO | M | barrels | 0 | 0 | 0 | 0 | 0 | 0 | 0 | 0 | 0 | 288 | 0 | 0 | 0 | 0 | 0 | 0 | 0 | 0 | 0 | 0 | 0 | 288 | 0 | 0 | 0 | 0 | 0 | 0 | 0 | 0 | 0 | 0 | 0 | 6 | 0 | 0 | 0 | 0 | 0 | 0 | 0 | 0 | 0 | 0 | 0 | 1728 | 0 | 0 | 0 | 0 | 0 | 0 | 0 | 0 | 0 | 0 | 0 | 1728 | 0 | 0 | 0 | 0 | 0 | 0 | 0 | 0 | 0 | 0 | 0 | 165.373 | 0 | 0 | 288 | 288 | 1728 | 1728 | 165.373 | 2020
Vintage2010 | natural gas peaker | TRUE | 16604.3612.TX.GT | 3612 | N | . | V H Braunig | City of San Antonio - (TX) | 16604 | TX | WSC | TRE |  | 22 | 1 | Electric Utility | GT | NG | NG | ERCO | M | mcf | 17224 | 95665 | 170884 | 88557 | 78471 | 79210 | 259395 | 235335 | 64913 | 183120 | 78802 | 79923 | 17224 | 95665 | 170884 | 88557 | 78471 | 79210 | 259395 | 235335 | 64913 | 183120 | 78802 | 79923 | 1.011 | 1.008 | 1.004 | 1.012 | 1.013 | 1.009 | 1.016 | 1.011 | 1.012 | 1.009 | 1.01 | 1.011 | 17413 | 96430 | 171568 | 89620 | 79491 | 79923 | 263545 | 237924 | 65692 | 184768 | 79590 | 80802 | 17413 | 96430 | 171568 | 89620 | 79491 | 79923 | 263545 | 237924 | 65692 | 184768 | 79590 | 80802 | 898 | 8731 | 15970 | 8286 | 7142 | 7104 | 25425 | 22911 | 5858 | 17682.627 | 7086 | 7750 | 1431499 | 1431499 | 1446766 | 1446766 | 134843.63 | 2020
Vintage1970 | petroleum | TRUE | 16604.3612.TX.ST | 3612 | N | . | V H Braunig | City of San Antonio - (TX) | 16604 | TX | WSC | TRE |  | 22 | 1 | Electric Utility | ST | DFO | DFO | ERCO | M | barrels | 0 | 0 | 0 | 0 | 0 | 0 | 0 | 0 | 0 | 0 | 0 | 0 | 0 | 0 | 0 | 0 | 0 | 0 | 0 | 0 | 0 | 0 | 0 | 0 | 0 | 0 | 0 | 0 | 0 | 0 | 0 | 0 | 0 | 0 | 0 | 0 | 0 | 0 | 0 | 0 | 0 | 0 | 0 | 0 | 0 | 0 | 0 | 0 | 0 | 0 | 0 | 0 | 0 | 0 | 0 | 0 | 0 | 0 | 0 | 0 | 0 | 0 | 0 | 0 | 0 | 0 | 0 | 0 | 0 | 0 | 0 | 0 | 0 | 0 | 0 | 0 | 0 | 2020
Vintage1970 | natural gas steam turbine | TRUE | 16604.3612.TX.ST | 3612 | N | . | V H Braunig | City of San Antonio - (TX) | 16604 | TX | WSC | TRE |  | 22 | 1 | Electric Utility | ST | NG | NG | ERCO | M | mcf | 2 | 0 | 675364 | 1016206 | 416457 | 412448 | 1393237 | 1902152 | 902069 | 1099720 | 262730 | 1065 | 2 | 0 | 675364 | 1016206 | 416457 | 412448 | 1393237 | 1902152 | 902069 | 1099720 | 262730 | 1065 | 1.011 | 0 | 1.022 | 1.02 | 1.024 | 1.024 | 1.021 | 1.018 | 1.012 | 1.016 | 1.018 | 1.035 | 2 | 0 | 690222 | 1036530 | 426452 | 422347 | 1422495 | 1936391 | 912894 | 1117316 | 267459 | 1102 | 2 | 0 | 690222 | 1036530 | 426452 | 422347 | 1422495 | 1936391 | 912894 | 1117316 | 267459 | 1102 | -688 | -722 | 63703 | 89489 | 36370 | 35617 | 125045 | 171175 | 78212 | 102158 | 22847 | -792 | 8081450 | 8081450 | 8233210 | 8233210 | 722414 | 2020
Vintage1994 | petroleum | TRUE | 2172.3628.TX.GT | 3628 | N | . | R W Miller | Brazos Electric Power Coop Inc | 2172 | TX | WSC | TRE |  | 22 | 1 | Electric Utility | GT | DFO | DFO | ERCO | M | barrels | 0 | 0 | 0 | 0 | 0 | 0 | 0 | 0 | 0 | 62 | 212 | 0 | 0 | 0 | 0 | 0 | 0 | 0 | 0 | 0 | 0 | 62 | 212 | 0 | 0 | 0 | 0 | 0 | 0 | 0 | 0 | 0 | 0 | 5.81 | 5.81 | 0 | 0 | 0 | 0 | 0 | 0 | 0 | 0 | 0 | 0 | 360 | 1232 | 0 | 0 | 0 | 0 | 0 | 0 | 0 | 0 | 0 | 0 | 360 | 1232 | 0 | 0 | 0 | 0 | 0 | 0 | 0 | 0 | 0 | 0 | 24.168 | 77.647 | 0 | 274 | 274 | 1592 | 1592 | 101.815 | 2020
Vintage1994 | natural gas peaker | TRUE | 2172.3628.TX.GT | 3628 | N | . | R W Miller | Brazos Electric Power Coop Inc | 2172 | TX | WSC | TRE |  | 22 | 1 | Electric Utility | GT | NG | NG | ERCO | M | mcf | 13451 | 38574 | 180939 | 14514 | 29403 | 6928 | 25708 | 91190 | 32916 | 83298 | 22173 | 7085 | 13451 | 38574 | 180939 | 14514 | 29403 | 6928 | 25708 | 91190 | 32916 | 83298 | 22173 | 7085 | 1.006 | 1.002 | 1.005 | 1 | 1.003 | 0.998 | 0.999 | 0.997 | 0.993 | 0.997 | 1.009 | 1.01 | 13532 | 38651 | 181844 | 14514 | 29491 | 6914 | 25682 | 90916 | 32686 | 83048 | 22373 | 7156 | 13532 | 38651 | 181844 | 14514 | 29491 | 6914 | 25682 | 90916 | 32686 | 83048 | 22373 | 7156 | 743 | 2488 | 13282 | 953 | 1968 | 473 | 1702 | 5757 | 2064 | 5571.832 | 1410.353 | 381 | 546179 | 546179 | 546807 | 546807 | 36793.185 | 2020
Vintage1975 | petroleum | TRUE | 2172.3628.TX.ST | 3628 | N | . | R W Miller | Brazos Electric Power Coop Inc | 2172 | TX | WSC | TRE |  | 22 | 1 | Electric Utility | ST | DFO | DFO | ERCO | M | barrels | 0 | 0 | 0 | 969 | 0 | 0 | 0 | 0 | 530 | 0 | 0 | 0 | 0 | 0 | 0 | 969 | 0 | 0 | 0 | 0 | 530 | 0 | 0 | 0 | 0 | 0 | 0 | 5.81 | 0 | 0 | 0 | 0 | 5.81 | 0 | 0 | 0 | 0 | 0 | 0 | 5630 | 0 | 0 | 0 | 0 | 3079 | 0 | 0 | 0 | 0 | 0 | 0 | 5630 | 0 | 0 | 0 | 0 | 3079 | 0 | 0 | 0 | 0 | 0 | 0 | 394.685 | 0 | 0 | 0 | 0 | 230.863 | 0 | 0 | 0 | 1499 | 1499 | 8709 | 8709 | 625.548 | 2020
Vintage1975 | natural gas steam turbine | TRUE | 2172.3628.TX.ST | 3628 | N | . | R W Miller | Brazos Electric Power Coop Inc | 2172 | TX | WSC | TRE |  | 22 | 1 | Electric Utility | ST | NG | NG | ERCO | M | mcf | 39380 | 148576 | 445695 | 118141 | 130858 | 72197 | 192439 | 414373 | 34348 | 133875 | 40164 | 26609 | 39380 | 148576 | 445695 | 118141 | 130858 | 72197 | 192439 | 414373 | 34348 | 133875 | 40164 | 26609 | 1.006 | 1.002 | 1.005 | 1 | 1.003 | 0.998 | 0.999 | 0.997 | 0.993 | 0.997 | 1.009 | 1.01 | 39616 | 148873 | 447923 | 118141 | 131251 | 72053 | 192247 | 413130 | 34108 | 133473 | 40525 | 26875 | 39616 | 148873 | 447923 | 118141 | 131251 | 72053 | 192247 | 413130 | 34108 | 133473 | 40525 | 26875 | 2281 | 11914 | 35805 | 8282.315 | 10441 | 5083 | 14736 | 33815 | 2557.137 | 11751 | 3526 | 2114 | 1796655 | 1796655 | 1798215 | 1798215 | 142305.45 | 2020
Vintage2010 | natural gas peaker | TRUE | 17583.3630.TX.IC | 3630 | N | . | Pearsall | South Texas Electric Coop, Inc | 17583 | TX | WSC | TRE |  | 22 | 1 | Electric Utility | IC | NG | NG | ERCO | A | mcf | 150702 | 143380 | 139718 | 124406 | 148936 | 176158 | 214323 | 207437 | 171173 | 148024 | 115944 | 127426 | 150702 | 143380 | 139718 | 124406 | 148936 | 176158 | 214323 | 207437 | 171173 | 148024 | 115944 | 127426 | 1.07 | 1.07 | 1.07 | 1.07 | 1.07 | 1.07 | 1.07 | 1.07 | 1.07 | 1.07 | 1.07 | 1.07 | 161251 | 153417 | 149498 | 133114 | 159362 | 188489 | 229326 | 221958 | 183155 | 158386 | 124060 | 136346 | 161251 | 153417 | 149498 | 133114 | 159362 | 188489 | 229326 | 221958 | 183155 | 158386 | 124060 | 136346 | 16961.767 | 16137.696 | 15725.557 | 14002.08 | 16763.05 | 19826.883 | 24122.509 | 23347.421 | 19265.842 | 16660.439 | 13049.727 | 14342.029 | 1867627 | 1867627 | 1998362 | 1998362 | 210205 | 2020
Vintage2003 | petroleum | TRUE | 17583.3631.TX.CA | 3631 | N | . | Sam Rayburn | South Texas Electric Coop, Inc | 17583 | TX | WSC | TRE |  | 22 | 1 | Electric Utility | CA | DFO | DFO | ERCO | A | barrels | 0 | 0 | 0 | 0 | 0 | 0 | 0 | 0 | 0 | 0 | 0 | 0 | 0 | 0 | 0 | 0 | 0 | 0 | 0 | 0 | 0 | 0 | 0 | 0 | 0 | 0 | 0 | 0 | 0 | 0 | 0 | 0 | 0 | 0 | 0 | 0 | 0 | 0 | 0 | 0 | 0 | 0 | 0 | 0 | 0 | 0 | 0 | 0 | 0 | 0 | 0 | 0 | 0 | 0 | 0 | 0 | 0 | 0 | 0 | 0 | 0 | 0 | 0 | 0 | 0 | 0 | 0 | 0 | 0 | 0 | 0 | 0 | 0 | 0 | 0 | 0 | 0 | 2020
Vintage2003 | natural gas combined cycle | TRUE | 17583.3631.TX.CA | 3631 | N | . | Sam Rayburn | South Texas Electric Coop, Inc | 17583 | TX | WSC | TRE |  | 22 | 1 | Electric Utility | CA | NG | NG | ERCO | AM | mcf | 0 | 0 | 0 | 0 | 0 | 0 | 0 | 0 | 0 | 0 | 0 | 0 | 0 | 0 | 0 | 0 | 0 | 0 | 0 | 0 | 0 | 0 | 0 | 0 | 0 | 0 | 0 | 0 | 0 | 0 | 0 | 0 | 0 | 0 | 0 | 0 | 0 | 0 | 0 | 0 | 0 | 0 | 0 | 0 | 0 | 0 | 0 | 0 | 0 | 0 | 0 | 0 | 0 | 0 | 0 | 0 | 0 | 0 | 0 | 0 | 528 | 1554 | 2491 | 1411 | 1587 | 2132 | 3430 | 5424 | 2861 | 446 | 0 | 0 | 0 | 0 | 0 | 0 | 21864 | 2020
Vintage2003 | petroleum | TRUE | 17583.3631.TX.CT | 3631 | N | . | Sam Rayburn | South Texas Electric Coop, Inc | 17583 | TX | WSC | TRE |  | 22 | 1 | Electric Utility | CT | DFO | DFO | ERCO | AM | barrels | 0 | 0 | 0 | 0 | 0 | 0 | 0 | 0 | 0 | 0 | 0 | 0 | 0 | 0 | 0 | 0 | 0 | 0 | 0 | 0 | 0 | 0 | 0 | 0 | 0 | 0 | 0 | 0 | 0 | 0 | 0 | 0 | 0 | 0 | 0 | 0 | 0 | 0 | 0 | 0 | 0 | 0 | 0 | 0 | 0 | 0 | 0 | 0 | 0 | 0 | 0 | 0 | 0 | 0 | 0 | 0 | 0 | 0 | 0 | 0 | 0 | 0 | 0 | 0 | 0 | 0 | 0 | 0 | 0 | 0 | 0 | 0 | 0 | 0 | 0 | 0 | 0 | 2020
Vintage2003 | natural gas combined cycle | TRUE | 17583.3631.TX.CT | 3631 | N | . | Sam Rayburn | South Texas Electric Coop, Inc | 17583 | TX | WSC | TRE |  | 22 | 1 | Electric Utility | CT | NG | NG | ERCO | AM | mcf | 27786 | 75775 | 108203 | 66471 | 79616 | 99908 | 146445 | 227925 | 120241 | 18129 | 0 | 45 | 27786 | 75775 | 108203 | 66471 | 79616 | 99908 | 146445 | 227925 | 120241 | 18129 | 0 | 45 | 1.081 | 1.08 | 1.043 | 1.041 | 1.044 | 1.044 | 1.046 | 1.041 | 1.074 | 1.073 | 0 | 1.091 | 30037 | 81837 | 112856 | 69196 | 83119 | 104304 | 153181 | 237270 | 129139 | 19452 | 0 | 49 | 30037 | 81837 | 112856 | 69196 | 83119 | 104304 | 153181 | 237270 | 129139 | 19452 | 0 | 49 | 1539 | 6208 | 9464 | 5086 | 5349 | 7268 | 11350 | 19829 | 10072 | 1268 | -285 | -462 | 970544 | 970544 | 1020440 | 1020440 | 76686 | 2020
Vintage1963 | petroleum | TRUE | 17583.3631.TX.GT | 3631 | N | . | Sam Rayburn | South Texas Electric Coop, Inc | 17583 | TX | WSC | TRE |  | 22 | 1 | Electric Utility | GT | DFO | DFO | ERCO | A | barrels | 0 | 0 | 0 | 0 | 0 | 0 | 0 | 0 | 0 | 0 | 0 | 0 | 0 | 0 | 0 | 0 | 0 | 0 | 0 | 0 | 0 | 0 | 0 | 0 | 0 | 0 | 0 | 0 | 0 | 0 | 0 | 0 | 0 | 0 | 0 | 0 | 0 | 0 | 0 | 0 | 0 | 0 | 0 | 0 | 0 | 0 | 0 | 0 | 0 | 0 | 0 | 0 | 0 | 0 | 0 | 0 | 0 | 0 | 0 | 0 | 0 | 0 | 0 | 0 | 0 | 0 | 0 | 0 | 0 | 0 | 0 | 0 | 0 | 0 | 0 | 0 | 0 | 2020
Vintage1963 | natural gas peaker | TRUE | 17583.3631.TX.GT | 3631 | N | . | Sam Rayburn | South Texas Electric Coop, Inc | 17583 | TX | WSC | TRE |  | 22 | 1 | Electric Utility | GT | NG | NG | ERCO | A | mcf | 1328 | 1262 | 1230 | 1095 | 1311 | 1551 | 1887 | 1826 | 1507 | 1303 | 1021 | 1122 | 1328 | 1262 | 1230 | 1095 | 1311 | 1551 | 1887 | 1826 | 1507 | 1303 | 1021 | 1122 | 1.051 | 1.051 | 1.051 | 1.051 | 1.051 | 1.051 | 1.051 | 1.051 | 1.051 | 1.051 | 1.051 | 1.051 | 1396 | 1326 | 1293 | 1151 | 1378 | 1630 | 1983 | 1919 | 1584 | 1369 | 1073 | 1179 | 1396 | 1326 | 1293 | 1151 | 1378 | 1630 | 1983 | 1919 | 1584 | 1369 | 1073 | 1179 | -6.132 | -5.835 | -5.686 | -5.062 | -6.061 | -7.168 | -8.722 | -8.441 | -6.966 | -6.024 | -4.718 | -5.185 | 16443 | 16443 | 17281 | 17281 | -76 | 2020
Vintage1991 | petroleum | TRUE | 17583.3631.TX.IC | 3631 | N | . | Sam Rayburn | South Texas Electric Coop, Inc | 17583 | TX | WSC | TRE |  | 22 | 1 | Electric Utility | IC | DFO | DFO | ERCO | A | barrels | 18 | 45 | 20 | 29 | 32 | 28 | 23 | 17 | 29 | 21 | 20 | 25 | 18 | 45 | 20 | 29 | 32 | 28 | 23 | 17 | 29 | 21 | 20 | 25 | 5.838 | 5.838 | 5.838 | 5.838 | 5.838 | 5.838 | 5.838 | 5.838 | 5.838 | 5.838 | 5.838 | 5.838 | 105 | 263 | 117 | 169 | 187 | 163 | 134 | 99 | 169 | 123 | 117 | 146 | 105 | 263 | 117 | 169 | 187 | 163 | 134 | 99 | 169 | 123 | 117 | 146 | 11.066 | 24.628 | 11.015 | 15.855 | 17.496 | 15.297 | 12.548 | 9.324 | 16.091 | 11.446 | 10.738 | 13.496 | 307 | 307 | 1792 | 1792 | 169 | 2020
Vintage1907 | hydro | TRUE | 1434.3643.UT.HY | 3643 | N | . | Upper Beaver | Beaver City Corporation | 1434 | UT | MTN | WECC |  | 22 | 1 | Electric Utility | HY | WAT | HYC | PACE | A |  | 0 | 0 | 0 | 0 | 0 | 0 | 0 | 0 | 0 | 0 | 0 | 0 | 0 | 0 | 0 | 0 | 0 | 0 | 0 | 0 | 0 | 0 | 0 | 0 | 0 | 0 | 0 | 0 | 0 | 0 | 0 | 0 | 0 | 0 | 0 | 0 | 5757 | 6064 | 6309 | 7097 | 8073 | 7864 | 7968 | 8022 | 5827 | 6375 | 6214 | 5771 | 5757 | 6064 | 6309 | 7097 | 8073 | 7864 | 7968 | 8022 | 5827 | 6375 | 6214 | 5771 | 656.687 | 691.656 | 719.578 | 809.533 | 920.852 | 896.983 | 908.857 | 915.024 | 664.657 | 727.143 | 708.798 | 658.232 | 0 | 0 | 81341 | 81341 | 9278 | 2020
Vintage1927 | hydro | TRUE | 14354.3646.UT.HY | 3646 | N | . | Cutler Hydro | PacifiCorp | 14354 | UT | MTN | WECC |  | 22 | 1 | Electric Utility | HY | WAT | HYC | PACE | A |  | 0 | 0 | 0 | 0 | 0 | 0 | 0 | 0 | 0 | 0 | 0 | 0 | 0 | 0 | 0 | 0 | 0 | 0 | 0 | 0 | 0 | 0 | 0 | 0 | 0 | 0 | 0 | 0 | 0 | 0 | 0 | 0 | 0 | 0 | 0 | 0 | 39585 | 41693 | 43376 | 48798 | 55508 | 54070 | 54785 | 55157 | 40065 | 43832 | 42726 | 39678 | 39585 | 41693 | 43376 | 48798 | 55508 | 54070 | 54785 | 55157 | 40065 | 43832 | 42726 | 39678 | 4515.208 | 4755.635 | 4947.622 | 5566.128 | 6331.527 | 6167.408 | 6249.053 | 6291.455 | 4570.002 | 4999.635 | 4873.5 | 4525.827 | 0 | 0 | 559273 | 559273 | 63793 | 2020
Vintage2002 | natural gas peaker | TRUE | 14354.3648.UT.GT | 3648 | N | . | Gadsby | PacifiCorp | 14354 | UT | MTN | WECC |  | 22 | 1 | Electric Utility | GT | NG | NG | PACE | M | mcf | 11007 | 10251 | 34760 | 5517 | 16270 | 16295 | 38154 | 233429 | 86386 | 28051 | 7819 | 7244 | 11007 | 10251 | 34760 | 5517 | 16270 | 16295 | 38154 | 233429 | 86386 | 28051 | 7819 | 7244 | 1.051 | 1.048 | 1.057 | 1.06 | 1.053 | 1.037 | 1.025 | 1.036 | 1.043 | 1.051 | 1.058 | 1.057 | 11568 | 10743 | 36741 | 5848 | 17132 | 16898 | 39108 | 241832 | 90101 | 29482 | 8273 | 7657 | 11568 | 10743 | 36741 | 5848 | 17132 | 16898 | 39108 | 241832 | 90101 | 29482 | 8273 | 7657 | 626 | 717 | 2938 | 131 | 1061 | 1418 | 2995 | 22291 | 8092 | 2348 | 274 | 186 | 495183 | 495183 | 515383 | 515383 | 43077 | 2020
Vintage1955 | natural gas steam turbine | TRUE | 14354.3648.UT.ST | 3648 | N | . | Gadsby | PacifiCorp | 14354 | UT | MTN | WECC |  | 22 | 1 | Electric Utility | ST | NG | NG | PACE | M | mcf | 0 | 0 | 0 | 0 | 10652 | 72009 | 362437 | 586677 | 313079 | 84640 | 0 | 0 | 0 | 0 | 0 | 0 | 10652 | 72009 | 362437 | 586677 | 313079 | 84640 | 0 | 0 | 0 | 0 | 0 | 0 | 1.053 | 1.037 | 1.025 | 1.036 | 1.043 | 1.051 | 0 | 0 | 0 | 0 | 0 | 0 | 11217 | 74673 | 371498 | 607797 | 326541 | 88957 | 0 | 0 | 0 | 0 | 0 | 0 | 11217 | 74673 | 371498 | 607797 | 326541 | 88957 | 0 | 0 | -488 | -346 | -248 | -234 | 377 | 4021 | 22530 | 39998 | 20037 | 5375 | -339 | -350 | 1429494 | 1429494 | 1480683 | 1480683 | 90333 | 2020
Vintage1896 | hydro | TRUE | 14354.3651.UT.HY | 3651 | N | . | Granite | PacifiCorp | 14354 | UT | MTN | WECC |  | 22 | 1 | Electric Utility | HY | WAT | HYC | PACE | A |  | 0 | 0 | 0 | 0 | 0 | 0 | 0 | 0 | 0 | 0 | 0 | 0 | 0 | 0 | 0 | 0 | 0 | 0 | 0 | 0 | 0 | 0 | 0 | 0 | 0 | 0 | 0 | 0 | 0 | 0 | 0 | 0 | 0 | 0 | 0 | 0 | 3701 | 3898 | 4056 | 4563 | 5190 | 5056 | 5123 | 5158 | 3746 | 4099 | 3995 | 3710 | 3701 | 3898 | 4056 | 4563 | 5190 | 5056 | 5123 | 5158 | 3746 | 4099 | 3995 | 3710 | 422.197 | 444.678 | 462.63 | 520.464 | 592.033 | 576.687 | 584.321 | 588.286 | 427.321 | 467.494 | 455.699 | 423.19 | 0 | 0 | 52295 | 52295 | 5965 | 2020
Vintage1910 | hydro | TRUE | 14354.3656.UT.HY | 3656 | N | . | Pioneer | PacifiCorp | 14354 | UT | MTN | WECC |  | 22 | 1 | Electric Utility | HY | WAT | HYC | PACE | A |  | 0 | 0 | 0 | 0 | 0 | 0 | 0 | 0 | 0 | 0 | 0 | 0 | 0 | 0 | 0 | 0 | 0 | 0 | 0 | 0 | 0 | 0 | 0 | 0 | 0 | 0 | 0 | 0 | 0 | 0 | 0 | 0 | 0 | 0 | 0 | 0 | 10736 | 11308 | 11764 | 13235 | 15055 | 14665 | 14859 | 14960 | 10867 | 11888 | 11588 | 10761 | 10736 | 11308 | 11764 | 13235 | 15055 | 14665 | 14859 | 14960 | 10867 | 11888 | 11588 | 10761 | 1224.619 | 1289.828 | 1341.899 | 1509.651 | 1717.243 | 1672.73 | 1694.874 | 1706.375 | 1239.481 | 1356.006 | 1321.795 | 1227.499 | 0 | 0 | 151686 | 151686 | 17302 | 2020
Vintage1910 | hydro | TRUE | 8366.3658.UT.HY | 3658 | N | . | Snake Creek | Heber Light & Power Company | 8366 | UT | MTN | WECC |  | 22 | 1 | Electric Utility | HY | WAT | HYC | PACE | A |  | 0 | 0 | 0 | 0 | 0 | 0 | 0 | 0 | 0 | 0 | 0 | 0 | 0 | 0 | 0 | 0 | 0 | 0 | 0 | 0 | 0 | 0 | 0 | 0 | 0 | 0 | 0 | 0 | 0 | 0 | 0 | 0 | 0 | 0 | 0 | 0 | 851 | 897 | 933 | 1050 | 1194 | 1163 | 1178 | 1186 | 862 | 943 | 919 | 853 | 851 | 897 | 933 | 1050 | 1194 | 1163 | 1178 | 1186 | 862 | 943 | 919 | 853 | 97.121 | 102.29 | 106.42 | 119.723 | 136.186 | 132.656 | 134.412 | 135.325 | 98.297 | 107.538 | 104.825 | 97.347 | 0 | 0 | 12029 | 12029 | 1372.14 | 2020
Vintage1912 | hydro | TRUE | 14354.3659.UT.HY | 3659 | N | . | Stairs | PacifiCorp | 14354 | UT | MTN | WECC |  | 22 | 1 | Electric Utility | HY | WAT | HYC | PACE | A |  | 0 | 0 | 0 | 0 | 0 | 0 | 0 | 0 | 0 | 0 | 0 | 0 | 0 | 0 | 0 | 0 | 0 | 0 | 0 | 0 | 0 | 0 | 0 | 0 | 0 | 0 | 0 | 0 | 0 | 0 | 0 | 0 | 0 | 0 | 0 | 0 | 2849 | 3000 | 3122 | 3512 | 3995 | 3891 | 3943 | 3970 | 2883 | 3154 | 3075 | 2856 | 2849 | 3000 | 3122 | 3512 | 3995 | 3891 | 3943 | 3970 | 2883 | 3154 | 3075 | 2856 | 324.948 | 342.249 | 356.066 | 400.578 | 455.662 | 443.851 | 449.726 | 452.778 | 328.89 | 359.809 | 350.732 | 325.711 | 0 | 0 | 40250 | 40250 | 4591 | 2020
Vintage1911 | hydro | TRUE | 14354.3661.UT.HY | 3661 | N | . | Weber | PacifiCorp | 14354 | UT | MTN | WECC |  | 22 | 1 | Electric Utility | HY | WAT | HYC | PACE | A |  | 0 | 0 | 0 | 0 | 0 | 0 | 0 | 0 | 0 | 0 | 0 | 0 | 0 | 0 | 0 | 0 | 0 | 0 | 0 | 0 | 0 | 0 | 0 | 0 | 0 | 0 | 0 | 0 | 0 | 0 | 0 | 0 | 0 | 0 | 0 | 0 | 7912 | 8333 | 8669 | 9753 | 11094 | 10807 | 10950 | 11024 | 8008 | 8760 | 8539 | 7930 | 7912 | 8333 | 8669 | 9753 | 11094 | 10807 | 10950 | 11024 | 8008 | 8760 | 8539 | 7930 | 902.434 | 950.486 | 988.857 | 1112.475 | 1265.452 | 1232.65 | 1248.968 | 1257.443 | 913.384 | 999.253 | 974.043 | 904.555 | 0 | 0 | 111779 | 111779 | 12750 | 2020
Vintage2012 | petroleum | TRUE | 2010.3665.UT.GT | 3665 | N | . | Bountiful City | City of Bountiful | 2010 | UT | MTN | WECC |  | 22 | 1 | Electric Utility | GT | DFO | DFO | PACE | A | barrels | 0 | 0 | 0 | 0 | 0 | 0 | 0 | 0 | 0 | 0 | 0 | 0 | 0 | 0 | 0 | 0 | 0 | 0 | 0 | 0 | 0 | 0 | 0 | 0 | 0 | 0 | 0 | 0 | 0 | 0 | 0 | 0 | 0 | 0 | 0 | 0 | 0 | 0 | 0 | 0 | 0 | 0 | 0 | 0 | 0 | 0 | 0 | 0 | 0 | 0 | 0 | 0 | 0 | 0 | 0 | 0 | 0 | 0 | 0 | 0 | 0 | 0 | 0 | 0 | 0 | 0 | 0 | 0 | 0 | 0 | 0 | 0 | 0 | 0 | 0 | 0 | 0 | 2020
Vintage2012 | natural gas peaker | TRUE | 2010.3665.UT.GT | 3665 | N | . | Bountiful City | City of Bountiful | 2010 | UT | MTN | WECC |  | 22 | 1 | Electric Utility | GT | NG | NG | PACE | A | mcf | 19784 | 18934 | 13143 | 10019 | 13170 | 16778 | 23011 | 25862 | 22486 | 18554 | 14670 | 21028 | 19784 | 18934 | 13143 | 10019 | 13170 | 16778 | 23011 | 25862 | 22486 | 18554 | 14670 | 21028 | 0.95 | 0.95 | 0.95 | 0.95 | 0.95 | 0.95 | 0.95 | 0.95 | 0.95 | 0.95 | 0.95 | 0.95 | 18795 | 17987 | 12486 | 9518 | 12512 | 15939 | 21860 | 24569 | 21362 | 17626 | 13937 | 19977 | 18795 | 17987 | 12486 | 9518 | 12512 | 15939 | 21860 | 24569 | 21362 | 17626 | 13937 | 19977 | 1638.937 | 1568.44 | 1088.731 | 829.944 | 1090.981 | 1389.849 | 1906.17 | 2142.299 | 1862.639 | 1536.927 | 1215.196 | 1741.887 | 217439 | 217439 | 206568 | 206568 | 18012 | 2020
Vintage1964 | hydro | TRUE | 2220.3666.UT.HY | 3666 | N | . | Brigham City | Brigham City Corporation | 2220 | UT | MTN | WECC |  | 22 | 1 | Electric Utility | HY | WAT | HYC | PACE | A |  | 0 | 0 | 0 | 0 | 0 | 0 | 0 | 0 | 0 | 0 | 0 | 0 | 0 | 0 | 0 | 0 | 0 | 0 | 0 | 0 | 0 | 0 | 0 | 0 | 0 | 0 | 0 | 0 | 0 | 0 | 0 | 0 | 0 | 0 | 0 | 0 | 3847 | 4051 | 4215 | 4742 | 5394 | 5254 | 5324 | 5360 | 3893 | 4259 | 4152 | 3856 | 3847 | 4051 | 4215 | 4742 | 5394 | 5254 | 5324 | 5360 | 3893 | 4259 | 4152 | 3856 | 438.758 | 462.123 | 480.779 | 540.881 | 615.258 | 599.31 | 607.243 | 611.364 | 444.084 | 485.833 | 473.576 | 439.791 | 0 | 0 | 54347 | 54347 | 6199 | 2020
Vintage1925 | hydro | TRUE | 11135.3675.UT.HY | 3675 | N | . | Hydro III | City of Logan - (UT) | 11135 | UT | MTN | WECC |  | 22 | 1 | Electric Utility | HY | WAT | HYC | PACE | A |  | 0 | 0 | 0 | 0 | 0 | 0 | 0 | 0 | 0 | 0 | 0 | 0 | 0 | 0 | 0 | 0 | 0 | 0 | 0 | 0 | 0 | 0 | 0 | 0 | 0 | 0 | 0 | 0 | 0 | 0 | 0 | 0 | 0 | 0 | 0 | 0 | 183 | 193 | 201 | 226 | 257 | 250 | 253 | 255 | 185 | 203 | 198 | 183 | 183 | 193 | 201 | 226 | 257 | 250 | 253 | 255 | 185 | 203 | 198 | 183 | 20.879 | 21.992 | 22.879 | 25.74 | 29.279 | 28.52 | 28.898 | 29.094 | 21.133 | 23.12 | 22.537 | 20.929 | 0 | 0 | 2587 | 2587 | 295 | 2020
Vintage1988 | hydro | TRUE | 11588.3676.UT.HY | 3676 | N | . | Manti Upper | City of Manti - (UT) | 11588 | UT | MTN | WECC |  | 22 | 1 | Electric Utility | HY | WAT | HYC | PACE | A |  | 0 | 0 | 0 | 0 | 0 | 0 | 0 | 0 | 0 | 0 | 0 | 0 | 0 | 0 | 0 | 0 | 0 | 0 | 0 | 0 | 0 | 0 | 0 | 0 | 0 | 0 | 0 | 0 | 0 | 0 | 0 | 0 | 0 | 0 | 0 | 0 | 1243 | 1309 | 1362 | 1532 | 1743 | 1698 | 1720 | 1732 | 1258 | 1376 | 1342 | 1246 | 1243 | 1309 | 1362 | 1532 | 1743 | 1698 | 1720 | 1732 | 1258 | 1376 | 1342 | 1246 | 141.77 | 149.319 | 155.348 | 174.768 | 198.8 | 193.647 | 196.21 | 197.542 | 143.491 | 156.981 | 153.02 | 142.104 | 0 | 0 | 17561 | 17561 | 2003 | 2020
Vintage1988 | hydro | TRUE | 17845.3688.UT.HY | 3688 | N | . | Bartholomew | City of Springville - (UT) | 17845 | UT | MTN | WECC |  | 22 | 1 | Electric Utility | HY | WAT | HYC | PACE | A |  | 0 | 0 | 0 | 0 | 0 | 0 | 0 | 0 | 0 | 0 | 0 | 0 | 0 | 0 | 0 | 0 | 0 | 0 | 0 | 0 | 0 | 0 | 0 | 0 | 0 | 0 | 0 | 0 | 0 | 0 | 0 | 0 | 0 | 0 | 0 | 0 | 0 | 0 | 0 | 0 | 0 | 0 | 0 | 0 | 0 | 0 | 0 | 0 | 0 | 0 | 0 | 0 | 0 | 0 | 0 | 0 | 0 | 0 | 0 | 0 | 0 | 0 | 0 | 0 | 0 | 0 | 0 | 0 | 0 | 0 | 0 | 0 | 0 | 0 | 0 | 0 | 0 | 2020
Vintage1983 | hydro | TRUE | 18205.3691.UT.HY | 3691 | N | . | Spanish Fork | Strawberry Water Users Assn | 18205 | UT | MTN | WECC |  | 22 | 1 | Electric Utility | HY | WAT | HYC | PACE | A |  | 0 | 0 | 0 | 0 | 0 | 0 | 0 | 0 | 0 | 0 | 0 | 0 | 0 | 0 | 0 | 0 | 0 | 0 | 0 | 0 | 0 | 0 | 0 | 0 | 0 | 0 | 0 | 0 | 0 | 0 | 0 | 0 | 0 | 0 | 0 | 0 | 5383 | 5670 | 5899 | 6636 | 7548 | 7353 | 7450 | 7501 | 5448 | 5961 | 5810 | 5396 | 5383 | 5670 | 5899 | 6636 | 7548 | 7353 | 7450 | 7501 | 5448 | 5961 | 5810 | 5396 | 614.009 | 646.703 | 672.811 | 756.919 | 861.004 | 838.685 | 849.788 | 855.554 | 621.46 | 679.884 | 662.731 | 615.452 | 0 | 0 | 76055 | 76055 | 8675 | 2020
Vintage1958 | hydro | TRUE | 20255.3697.UT.HY | 3697 | N | . | Gateway | Weber Basin Water Conserv Dist | 20255 | UT | MTN | WECC |  | 22 | 1 | Electric Utility | HY | WAT | HYC | PACE | A |  | 0 | 0 | 0 | 0 | 0 | 0 | 0 | 0 | 0 | 0 | 0 | 0 | 0 | 0 | 0 | 0 | 0 | 0 | 0 | 0 | 0 | 0 | 0 | 0 | 0 | 0 | 0 | 0 | 0 | 0 | 0 | 0 | 0 | 0 | 0 | 0 | 6499 | 6845 | 7121 | 8011 | 9113 | 8877 | 8994 | 9055 | 6578 | 7196 | 7014 | 6514 | 6499 | 6845 | 7121 | 8011 | 9113 | 8877 | 8994 | 9055 | 6578 | 7196 | 7014 | 6514 | 741.271 | 780.74 | 812.259 | 913.8 | 1039.457 | 1012.513 | 1025.917 | 1032.878 | 750.265 | 820.798 | 800.09 | 743.012 | 0 | 0 | 91817 | 91817 | 10473 | 2020
Vintage1958 | hydro | TRUE | 20255.3698.UT.HY | 3698 | N | . | Wanship | Weber Basin Water Conserv Dist | 20255 | UT | MTN | WECC |  | 22 | 1 | Electric Utility | HY | WAT | HYC | PACE | A |  | 0 | 0 | 0 | 0 | 0 | 0 | 0 | 0 | 0 | 0 | 0 | 0 | 0 | 0 | 0 | 0 | 0 | 0 | 0 | 0 | 0 | 0 | 0 | 0 | 0 | 0 | 0 | 0 | 0 | 0 | 0 | 0 | 0 | 0 | 0 | 0 | 4092 | 4310 | 4484 | 5045 | 5739 | 5590 | 5664 | 5702 | 4142 | 4531 | 4417 | 4102 | 4092 | 4310 | 4484 | 5045 | 5739 | 5590 | 5664 | 5702 | 4142 | 4531 | 4417 | 4102 | 466.788 | 491.644 | 511.491 | 575.433 | 654.561 | 637.594 | 646.035 | 650.418 | 472.453 | 516.869 | 503.828 | 467.886 | 0 | 0 | 57818 | 57818 | 6595 | 2020
Vintage1961 | hydro | TRUE | 6957.3699.UT.HY | 3699 | N | . | Boulder | Garkane Energy Coop, Inc | 6957 | UT | MTN | WECC |  | 22 | 1 | Electric Utility | HY | WAT | HYC | WACM | A |  | 0 | 0 | 0 | 0 | 0 | 0 | 0 | 0 | 0 | 0 | 0 | 0 | 0 | 0 | 0 | 0 | 0 | 0 | 0 | 0 | 0 | 0 | 0 | 0 | 0 | 0 | 0 | 0 | 0 | 0 | 0 | 0 | 0 | 0 | 0 | 0 | 13666 | 14394 | 14975 | 16847 | 19164 | 18667 | 18914 | 19043 | 13832 | 15133 | 14751 | 13698 | 13666 | 14394 | 14975 | 16847 | 19164 | 18667 | 18914 | 19043 | 13832 | 15133 | 14751 | 13698 | 1558.839 | 1641.843 | 1708.125 | 1921.659 | 2185.907 | 2129.246 | 2157.433 | 2172.072 | 1577.755 | 1726.082 | 1682.535 | 1562.504 | 0 | 0 | 193084 | 193084 | 22024 | 2020
Vintage1940 | hydro | TRUE | 12866.3704.UT.HY | 3704 | N | . | Uintah | Moon Lake Electric Assn Inc | 12866 | UT | MTN | WECC |  | 22 | 1 | Electric Utility | HY | WAT | HYC | WACM | A |  | 0 | 0 | 0 | 0 | 0 | 0 | 0 | 0 | 0 | 0 | 0 | 0 | 0 | 0 | 0 | 0 | 0 | 0 | 0 | 0 | 0 | 0 | 0 | 0 | 0 | 0 | 0 | 0 | 0 | 0 | 0 | 0 | 0 | 0 | 0 | 0 | 3659 | 3854 | 4010 | 4511 | 5131 | 4998 | 5064 | 5099 | 3704 | 4052 | 3950 | 3668 | 3659 | 3854 | 4010 | 4511 | 5131 | 4998 | 5064 | 5099 | 3704 | 4052 | 3950 | 3668 | 417.384 | 439.609 | 457.356 | 514.531 | 585.284 | 570.113 | 577.66 | 581.58 | 422.449 | 462.164 | 450.504 | 418.366 | 0 | 0 | 51700 | 51700 | 5897 | 2020
Vintage1961 | petroleum | TRUE | 7601.3708.VT.GT | 3708 | N | . | Ascutney | Green Mountain Power Corp | 7601 | VT | NEW | NPCC |  | 22 | 1 | Electric Utility | GT | DFO | DFO | ISNE | M | barrels | 36 | 58 | 54 | 72 | 38 | 44 | 176 | 41 | 103 | 51 | 0 | 46 | 36 | 58 | 54 | 72 | 38 | 44 | 176 | 41 | 103 | 51 | 0 | 46 | 5.8 | 5.8 | 5.8 | 5.8 | 5.8 | 5.8 | 5.8 | 5.8 | 5.831 | 5.8 | 0 | 5.8 | 209 | 336 | 313 | 418 | 220 | 255 | 1021 | 238 | 601 | 296 | 0 | 267 | 209 | 336 | 313 | 418 | 220 | 255 | 1021 | 238 | 601 | 296 | 0 | 267 | 13 | 15 | 13 | 22 | 12 | 11 | 44 | 10 | 15 | 9 | 0 | 11 | 719 | 719 | 4174 | 4174 | 175 | 2020
Vintage1982 | hydro | TRUE | 7601.3709.VT.HY | 3709 | N | . | Smith (VT) | Green Mountain Power Corp | 7601 | VT | NEW | NPCC |  | 22 | 1 | Electric Utility | HY | WAT | HYC | ISNE | A |  | 0 | 0 | 0 | 0 | 0 | 0 | 0 | 0 | 0 | 0 | 0 | 0 | 0 | 0 | 0 | 0 | 0 | 0 | 0 | 0 | 0 | 0 | 0 | 0 | 0 | 0 | 0 | 0 | 0 | 0 | 0 | 0 | 0 | 0 | 0 | 0 | 3194 | 2722 | 3715 | 4008 | 3612 | 1196 | 1519 | 821 | 467 | 1738 | 2050 | 2765 | 3194 | 2722 | 3715 | 4008 | 3612 | 1196 | 1519 | 821 | 467 | 1738 | 2050 | 2765 | 364.369 | 310.538 | 423.769 | 457.223 | 412.039 | 136.38 | 173.226 | 93.656 | 53.314 | 198.29 | 233.816 | 315.38 | 0 | 0 | 27807 | 27807 | 3172 | 2020
Vintage1907 | hydro | TRUE | 7601.3710.VT.HY | 3710 | N | . | Cavendish | Green Mountain Power Corp | 7601 | VT | NEW | NPCC |  | 22 | 1 | Electric Utility | HY | WAT | HYC | ISNE | A |  | 0 | 0 | 0 | 0 | 0 | 0 | 0 | 0 | 0 | 0 | 0 | 0 | 0 | 0 | 0 | 0 | 0 | 0 | 0 | 0 | 0 | 0 | 0 | 0 | 0 | 0 | 0 | 0 | 0 | 0 | 0 | 0 | 0 | 0 | 0 | 0 | 5373 | 4579 | 6249 | 6742 | 6076 | 2011 | 2554 | 1381 | 786 | 2924 | 3448 | 4650 | 5373 | 4579 | 6249 | 6742 | 6076 | 2011 | 2554 | 1381 | 786 | 2924 | 3448 | 4650 | 612.835 | 522.295 | 712.739 | 769.005 | 693.01 | 229.378 | 291.349 | 157.52 | 89.669 | 333.506 | 393.256 | 530.438 | 0 | 0 | 46773 | 46773 | 5335 | 2020
Vintage1937 | hydro | TRUE | 7601.3711.VT.HY | 3711 | N | . | Clark Falls | Green Mountain Power Corp | 7601 | VT | NEW | NPCC |  | 22 | 1 | Electric Utility | HY | WAT | HYC | ISNE | A |  | 0 | 0 | 0 | 0 | 0 | 0 | 0 | 0 | 0 | 0 | 0 | 0 | 0 | 0 | 0 | 0 | 0 | 0 | 0 | 0 | 0 | 0 | 0 | 0 | 0 | 0 | 0 | 0 | 0 | 0 | 0 | 0 | 0 | 0 | 0 | 0 | 14803 | 12616 | 17216 | 18575 | 16740 | 5541 | 7037 | 3805 | 2166 | 8056 | 9499 | 12813 | 14803 | 12616 | 17216 | 18575 | 16740 | 5541 | 7037 | 3805 | 2166 | 8056 | 9499 | 12813 | 1688.483 | 1439.027 | 1963.738 | 2118.764 | 1909.383 | 631.982 | 802.726 | 434 | 247.057 | 918.875 | 1083.5 | 1461.465 | 0 | 0 | 128867 | 128867 | 14699 | 2020
Vintage1919 | hydro | TRUE | 7601.3712.VT.HY | 3712 | N | . | Fairfax Falls | Green Mountain Power Corp | 7601 | VT | NEW | NPCC |  | 22 | 1 | Electric Utility | HY | WAT | HYC | ISNE | A |  | 0 | 0 | 0 | 0 | 0 | 0 | 0 | 0 | 0 | 0 | 0 | 0 | 0 | 0 | 0 | 0 | 0 | 0 | 0 | 0 | 0 | 0 | 0 | 0 | 0 | 0 | 0 | 0 | 0 | 0 | 0 | 0 | 0 | 0 | 0 | 0 | 18760 | 15988 | 21818 | 23540 | 21214 | 7022 | 8919 | 4822 | 2745 | 10209 | 12038 | 16237 | 18760 | 15988 | 21818 | 23540 | 21214 | 7022 | 8919 | 4822 | 2745 | 10209 | 12038 | 16237 | 2139.81 | 1823.675 | 2488.64 | 2685.103 | 2419.756 | 800.908 | 1017.292 | 550.007 | 313.095 | 1164.488 | 1373.116 | 1852.11 | 0 | 0 | 163312 | 163312 | 18628 | 2020
Vintage1920 | hydro | TRUE | 7601.3714.VT.HY | 3714 | N | . | Glen | Green Mountain Power Corp | 7601 | VT | NEW | NPCC |  | 22 | 1 | Electric Utility | HY | WAT | HYC | ISNE | A |  | 0 | 0 | 0 | 0 | 0 | 0 | 0 | 0 | 0 | 0 | 0 | 0 | 0 | 0 | 0 | 0 | 0 | 0 | 0 | 0 | 0 | 0 | 0 | 0 | 0 | 0 | 0 | 0 | 0 | 0 | 0 | 0 | 0 | 0 | 0 | 0 | 5525 | 4709 | 6425 | 6933 | 6248 | 2068 | 2627 | 1420 | 808 | 3007 | 3545 | 4782 | 5525 | 4709 | 6425 | 6933 | 6248 | 2068 | 2627 | 1420 | 808 | 3007 | 3545 | 4782 | 630.18 | 537.077 | 732.912 | 790.771 | 712.625 | 235.87 | 299.595 | 161.979 | 92.207 | 342.945 | 404.387 | 545.452 | 0 | 0 | 48097 | 48097 | 5486 | 2020
Vintage1917 | hydro | TRUE | 7601.3716.VT.HY | 3716 | N | . | Lower Middlebury | Green Mountain Power Corp | 7601 | VT | NEW | NPCC |  | 22 | 1 | Electric Utility | HY | WAT | HYC | ISNE | A |  | 0 | 0 | 0 | 0 | 0 | 0 | 0 | 0 | 0 | 0 | 0 | 0 | 0 | 0 | 0 | 0 | 0 | 0 | 0 | 0 | 0 | 0 | 0 | 0 | 0 | 0 | 0 | 0 | 0 | 0 | 0 | 0 | 0 | 0 | 0 | 0 | 2074 | 1767 | 2412 | 2602 | 2345 | 776 | 986 | 533 | 303 | 1128 | 1331 | 1795 | 2074 | 1767 | 2412 | 2602 | 2345 | 776 | 986 | 533 | 303 | 1128 | 1331 | 1795 | 236.519 | 201.575 | 275.076 | 296.791 | 267.462 | 88.526 | 112.444 | 60.794 | 34.607 | 128.714 | 151.774 | 204.718 | 0 | 0 | 18052 | 18052 | 2059 | 2020
Vintage1929 | hydro | TRUE | 7601.3717.VT.HY | 3717 | N | . | Milton | Green Mountain Power Corp | 7601 | VT | NEW | NPCC |  | 22 | 1 | Electric Utility | HY | WAT | HYC | ISNE | A |  | 0 | 0 | 0 | 0 | 0 | 0 | 0 | 0 | 0 | 0 | 0 | 0 | 0 | 0 | 0 | 0 | 0 | 0 | 0 | 0 | 0 | 0 | 0 | 0 | 0 | 0 | 0 | 0 | 0 | 0 | 0 | 0 | 0 | 0 | 0 | 0 | 36574 | 31170 | 42536 | 45894 | 41359 | 13689 | 17388 | 9401 | 5351 | 19904 | 23469 | 31656 | 36574 | 31170 | 42536 | 45894 | 41359 | 13689 | 17388 | 9401 | 5351 | 19904 | 23469 | 31656 | 4171.758 | 3555.421 | 4851.832 | 5234.856 | 4717.537 | 1561.445 | 1983.304 | 1072.289 | 610.407 | 2270.276 | 2677.016 | 3610.859 | 0 | 0 | 318391 | 318391 | 36317 | 2020
Vintage1948 | hydro | TRUE | 7601.3720.VT.HY | 3720 | N | . | Peterson | Green Mountain Power Corp | 7601 | VT | NEW | NPCC |  | 22 | 1 | Electric Utility | HY | WAT | HYC | ISNE | A |  | 0 | 0 | 0 | 0 | 0 | 0 | 0 | 0 | 0 | 0 | 0 | 0 | 0 | 0 | 0 | 0 | 0 | 0 | 0 | 0 | 0 | 0 | 0 | 0 | 0 | 0 | 0 | 0 | 0 | 0 | 0 | 0 | 0 | 0 | 0 | 0 | 5315 | 4530 | 6182 | 6670 | 6011 | 1989 | 2527 | 1366 | 778 | 2893 | 3411 | 4601 | 5315 | 4530 | 6182 | 6670 | 6011 | 1989 | 2527 | 1366 | 778 | 2893 | 3411 | 4601 | 606.289 | 516.714 | 705.124 | 760.789 | 685.606 | 226.927 | 288.236 | 155.837 | 88.711 | 329.942 | 389.054 | 524.771 | 0 | 0 | 46273 | 46273 | 5278 | 2020
Vintage1914 | hydro | TRUE | 7601.3722.VT.HY | 3722 | N | . | Pittsford | Green Mountain Power Corp | 7601 | VT | NEW | NPCC |  | 22 | 1 | Electric Utility | HY | WAT | HYC | ISNE | A |  | 0 | 0 | 0 | 0 | 0 | 0 | 0 | 0 | 0 | 0 | 0 | 0 | 0 | 0 | 0 | 0 | 0 | 0 | 0 | 0 | 0 | 0 | 0 | 0 | 0 | 0 | 0 | 0 | 0 | 0 | 0 | 0 | 0 | 0 | 0 | 0 | 7247 | 6176 | 8428 | 9094 | 8195 | 2712 | 3445 | 1863 | 1060 | 3944 | 4650 | 6273 | 7247 | 6176 | 8428 | 9094 | 8195 | 2712 | 3445 | 1863 | 1060 | 3944 | 4650 | 6273 | 826.609 | 704.486 | 961.362 | 1037.256 | 934.752 | 309.391 | 392.98 | 212.468 | 120.949 | 449.842 | 530.435 | 715.47 | 0 | 0 | 63087 | 63087 | 7196 | 2020
Vintage1962 | petroleum | TRUE | 7601.3723.VT.GT | 3723 | N | . | Rutland | Green Mountain Power Corp | 7601 | VT | NEW | NPCC |  | 22 | 1 | Electric Utility | GT | DFO | DFO | ISNE | M | barrels | 32 | 42 | 39 | 46 | 38 | 48 | 224 | 49 | 48 | 30 | 34 | 46 | 32 | 42 | 39 | 46 | 38 | 48 | 224 | 49 | 48 | 30 | 34 | 46 | 5.8 | 5.8 | 5.8 | 5.8 | 5.8 | 5.8 | 5.8 | 5.8 | 5.8 | 5.8 | 5.8 | 5.8 | 186 | 244 | 226 | 267 | 220 | 278 | 1299 | 284 | 278 | 174 | 197 | 267 | 186 | 244 | 226 | 267 | 220 | 278 | 1299 | 284 | 278 | 174 | 197 | 267 | 10 | 9 | 11 | 12 | 7 | 9 | 47 | 11 | 9 | 6 | 9 | 10 | 676 | 676 | 3920 | 3920 | 150 | 2020
Vintage1917 | hydro | TRUE | 7601.3724.VT.HY | 3724 | N | . | Salisbury | Green Mountain Power Corp | 7601 | VT | NEW | NPCC |  | 22 | 1 | Electric Utility | HY | WAT | HYC | ISNE | A |  | 0 | 0 | 0 | 0 | 0 | 0 | 0 | 0 | 0 | 0 | 0 | 0 | 0 | 0 | 0 | 0 | 0 | 0 | 0 | 0 | 0 | 0 | 0 | 0 | 0 | 0 | 0 | 0 | 0 | 0 | 0 | 0 | 0 | 0 | 0 | 0 | 2385 | 2032 | 2774 | 2992 | 2697 | 893 | 1134 | 613 | 349 | 1298 | 1530 | 2064 | 2385 | 2032 | 2774 | 2992 | 2697 | 893 | 1134 | 613 | 349 | 1298 | 1530 | 2064 | 272.014 | 231.826 | 316.357 | 341.332 | 307.6 | 101.812 | 129.319 | 69.917 | 39.801 | 148.03 | 174.551 | 235.441 | 0 | 0 | 20761 | 20761 | 2368 | 2020
Vintage1917 | hydro | TRUE | 7601.3725.VT.HY | 3725 | N | . | Silver Lake (VT) | Green Mountain Power Corp | 7601 | VT | NEW | NPCC |  | 22 | 1 | Electric Utility | HY | WAT | HYC | ISNE | A |  | 0 | 0 | 0 | 0 | 0 | 0 | 0 | 0 | 0 | 0 | 0 | 0 | 0 | 0 | 0 | 0 | 0 | 0 | 0 | 0 | 0 | 0 | 0 | 0 | 0 | 0 | 0 | 0 | 0 | 0 | 0 | 0 | 0 | 0 | 0 | 0 | 4203 | 3582 | 4889 | 5275 | 4753 | 1573 | 1998 | 1080 | 615 | 2288 | 2697 | 3638 | 4203 | 3582 | 4889 | 5275 | 4753 | 1573 | 1998 | 1080 | 615 | 2288 | 2697 | 3638 | 479.468 | 408.633 | 557.633 | 601.655 | 542.198 | 179.461 | 227.946 | 123.241 | 70.156 | 260.928 | 307.676 | 415.005 | 0 | 0 | 36591 | 36591 | 4174 | 2020
Vintage1951 | hydro | TRUE | 7601.3728.VT.HY | 3728 | N | . | Weybridge | Green Mountain Power Corp | 7601 | VT | NEW | NPCC |  | 22 | 1 | Electric Utility | HY | WAT | HYC | ISNE | A |  | 0 | 0 | 0 | 0 | 0 | 0 | 0 | 0 | 0 | 0 | 0 | 0 | 0 | 0 | 0 | 0 | 0 | 0 | 0 | 0 | 0 | 0 | 0 | 0 | 0 | 0 | 0 | 0 | 0 | 0 | 0 | 0 | 0 | 0 | 0 | 0 | 10113 | 8619 | 11762 | 12690 | 11436 | 3785 | 4808 | 2599 | 1480 | 5504 | 6490 | 8753 | 10113 | 8619 | 11762 | 12690 | 11436 | 3785 | 4808 | 2599 | 1480 | 5504 | 6490 | 8753 | 1153.533 | 983.108 | 1341.578 | 1447.488 | 1304.444 | 431.754 | 548.403 | 296.498 | 168.783 | 627.753 | 740.221 | 998.437 | 0 | 0 | 88039 | 88039 | 10042 | 2020
Vintage1944 | hydro | TRUE | 49852.3731.VT.HY | 3731 | N | . | Newport | Great Bay Hydro Corp | 49852 | VT | NEW | NPCC |  | 22 | 2 | NAICS-22 Non-Cogen | HY | WAT | HYC | ISNE | A |  | 0 | 0 | 0 | 0 | 0 | 0 | 0 | 0 | 0 | 0 | 0 | 0 | 0 | 0 | 0 | 0 | 0 | 0 | 0 | 0 | 0 | 0 | 0 | 0 | 0 | 0 | 0 | 0 | 0 | 0 | 0 | 0 | 0 | 0 | 0 | 0 | 15522 | 13229 | 18052 | 19477 | 17553 | 5810 | 7379 | 3990 | 2271 | 8447 | 9960 | 13435 | 15522 | 13229 | 18052 | 19477 | 17553 | 5810 | 7379 | 3990 | 2271 | 8447 | 9960 | 13435 | 1770.503 | 1508.927 | 2059.126 | 2221.682 | 2002.131 | 662.68 | 841.718 | 455.081 | 259.058 | 963.509 | 1136.13 | 1532.455 | 0 | 0 | 135125 | 135125 | 15413 | 2020
Vintage1972 | petroleum | TRUE | 7601.3734.VT.GT | 3734 | N | . | Berlin 5 | Green Mountain Power Corp | 7601 | VT | NEW | NPCC |  | 22 | 1 | Electric Utility | GT | DFO | DFO | ISNE | M | barrels | 0 | 0 | 0 | 0 | 0 | 0 | 0 | 0 | 0 | 0 | 0 | 0 | 0 | 0 | 0 | 0 | 0 | 0 | 0 | 0 | 0 | 0 | 0 | 0 | 0 | 0 | 0 | 0 | 0 | 0 | 0 | 0 | 0 | 0 | 0 | 0 | 0 | 0 | 0 | 0 | 0 | 0 | 0 | 0 | 0 | 0 | 0 | 0 | 0 | 0 | 0 | 0 | 0 | 0 | 0 | 0 | 0 | 0 | 0 | 0 | 0 | 0 | 0 | 0 | 0 | 0 | 0 | 0 | 0 | 0 | 0 | 0 | 0 | 0 | 0 | 0 | 0 | 2020
Vintage1972 | petroleum | TRUE | 7601.3734.VT.GT | 3734 | N | . | Berlin 5 | Green Mountain Power Corp | 7601 | VT | NEW | NPCC |  | 22 | 1 | Electric Utility | GT | JF | WOO | ISNE | M | barrels | 0 | 0 | 0 | 0 | 0 | 0 | 0 | 0 | 0 | 0 | 0 | 0 | 0 | 0 | 0 | 0 | 0 | 0 | 0 | 0 | 0 | 0 | 0 | 0 | 0 | 0 | 0 | 0 | 0 | 0 | 0 | 0 | 0 | 0 | 0 | 0 | 0 | 0 | 0 | 0 | 0 | 0 | 0 | 0 | 0 | 0 | 0 | 0 | 0 | 0 | 0 | 0 | 0 | 0 | 0 | 0 | 0 | 0 | 0 | 0 | 0 | 0 | 0 | 0 | 0 | 0 | 0 | 0 | 0 | 0 | 0 | 0 | 0 | 0 | 0 | 0 | 0 | 2020
Vintage1972 | petroleum | TRUE | 7601.3734.VT.GT | 3734 | N | . | Berlin 5 | Green Mountain Power Corp | 7601 | VT | NEW | NPCC |  | 22 | 1 | Electric Utility | GT | KER | WOO | ISNE | M | barrels | 33 | 0 | 0 | 43 | 186 | 127 | 0 | 160 | 0 | 0 | 0 | 103 | 33 | 0 | 0 | 43 | 186 | 127 | 0 | 160 | 0 | 0 | 0 | 103 | 5.8 | 0 | 0 | 5.8 | 5.8 | 5.8 | 0 | 5.8 | 0 | 0 | 0 | 5.8 | 191 | 0 | 0 | 249 | 1079 | 737 | 0 | 928 | 0 | 0 | 0 | 597 | 191 | 0 | 0 | 249 | 1079 | 737 | 0 | 928 | 0 | 0 | 0 | 597 | 1 | 0 | 0 | 9 | 69 | 50 | 0 | 55 | 0 | 0 | 0 | 35 | 652 | 652 | 3781 | 3781 | 219 | 2020
Vintage1965 | petroleum | TRUE | 7601.3735.VT.GT | 3735 | N | . | Colchester 16 | Green Mountain Power Corp | 7601 | VT | NEW | NPCC |  | 22 | 1 | Electric Utility | GT | DFO | DFO | ISNE | A | barrels | 9 | 10 | 8 | 9 | 6 | 6 | 7 | 7 | 7 | 12 | 12 | 66 | 9 | 10 | 8 | 9 | 6 | 6 | 7 | 7 | 7 | 12 | 12 | 66 | 5.8 | 5.8 | 5.8 | 5.8 | 5.8 | 5.8 | 5.8 | 5.8 | 5.8 | 5.8 | 5.8 | 5.8 | 52 | 58 | 46 | 52 | 35 | 35 | 41 | 41 | 41 | 70 | 70 | 383 | 52 | 58 | 46 | 52 | 35 | 35 | 41 | 41 | 41 | 70 | 70 | 383 | 3.554 | 3.792 | 2.947 | 3.274 | 2.291 | 2.225 | 2.644 | 2.494 | 2.828 | 4.44 | 4.471 | 25.04 | 159 | 159 | 924 | 924 | 60 | 2020
Vintage2008 | hydro | TRUE | 7601.3737.VT.HY | 3737 | N | . | Essex Junction 19 | Green Mountain Power Corp | 7601 | VT | NEW | NPCC |  | 22 | 1 | Electric Utility | HY | WAT | HYC | ISNE | M |  | 0 | 0 | 0 | 0 | 0 | 0 | 0 | 0 | 0 | 0 | 0 | 0 | 0 | 0 | 0 | 0 | 0 | 0 | 0 | 0 | 0 | 0 | 0 | 0 | 0 | 0 | 0 | 0 | 0 | 0 | 0 | 0 | 0 | 0 | 0 | 0 | 37567 | 25205 | 49577 | 49849 | 45378 | 9416 | 9012 | 6847 | 2008 | 22321 | 27230 | 27458 | 37567 | 25205 | 49577 | 49849 | 45378 | 9416 | 9012 | 6847 | 2008 | 22321 | 27230 | 27458 | 4285 | 2875 | 5655 | 5686 | 5176 | 1074 | 1028 | 781 | 229 | 2546 | 3106 | 3132 | 0 | 0 | 311868 | 311868 | 35573 | 2020
Vintage2007 | petroleum | TRUE | 7601.3737.VT.IC | 3737 | N | . | Essex Junction 19 | Green Mountain Power Corp | 7601 | VT | NEW | NPCC |  | 22 | 1 | Electric Utility | IC | DFO | DFO | ISNE | M | barrels | 7 | 0 | 0 | 0 | 7 | 48 | 37 | 40 | 10 | 2 | 0 | 0 | 7 | 0 | 0 | 0 | 7 | 48 | 37 | 40 | 10 | 2 | 0 | 0 | 5.8 | 0 | 0 | 0 | 5.8 | 5.8 | 5.8 | 5.8 | 5.8 | 5.8 | 0 | 0 | 41 | 0 | 0 | 0 | 41 | 278 | 215 | 232 | 58 | 12 | 0 | 0 | 41 | 0 | 0 | 0 | 41 | 278 | 215 | 232 | 58 | 12 | 0 | 0 | 4 | 0 | 0 | 0 | 6 | 23 | 21 | 22 | 5 | 1 | 0 | 0 | 151 | 151 | 877 | 877 | 82 | 2020
Vintage1927 | hydro | TRUE | 7601.3739.VT.HY | 3739 | N | . | Marshfield 6 | Green Mountain Power Corp | 7601 | VT | NEW | NPCC |  | 22 | 1 | Electric Utility | HY | WAT | HYC | ISNE | A |  | 0 | 0 | 0 | 0 | 0 | 0 | 0 | 0 | 0 | 0 | 0 | 0 | 0 | 0 | 0 | 0 | 0 | 0 | 0 | 0 | 0 | 0 | 0 | 0 | 0 | 0 | 0 | 0 | 0 | 0 | 0 | 0 | 0 | 0 | 0 | 0 | 7748 | 6604 | 9012 | 9723 | 8762 | 2900 | 3684 | 1992 | 1134 | 4217 | 4972 | 6707 | 7748 | 6604 | 9012 | 9723 | 8762 | 2900 | 3684 | 1992 | 1134 | 4217 | 4972 | 6707 | 883.815 | 753.24 | 1027.893 | 1109.039 | 999.442 | 330.802 | 420.176 | 227.172 | 129.319 | 480.973 | 567.144 | 764.985 | 0 | 0 | 67455 | 67455 | 7694 | 2020
Vintage1928 | hydro | TRUE | 7601.3740.VT.HY | 3740 | N | . | Middlesex 2 | Green Mountain Power Corp | 7601 | VT | NEW | NPCC |  | 22 | 1 | Electric Utility | HY | WAT | HYC | ISNE | A |  | 0 | 0 | 0 | 0 | 0 | 0 | 0 | 0 | 0 | 0 | 0 | 0 | 0 | 0 | 0 | 0 | 0 | 0 | 0 | 0 | 0 | 0 | 0 | 0 | 0 | 0 | 0 | 0 | 0 | 0 | 0 | 0 | 0 | 0 | 0 | 0 | 8611 | 7339 | 10015 | 10806 | 9738 | 3223 | 4094 | 2213 | 1260 | 4686 | 5526 | 7454 | 8611 | 7339 | 10015 | 10806 | 9738 | 3223 | 4094 | 2213 | 1260 | 4686 | 5526 | 7454 | 982.259 | 837.14 | 1142.386 | 1232.57 | 1110.765 | 367.649 | 466.978 | 252.475 | 143.723 | 534.547 | 630.315 | 850.193 | 0 | 0 | 74965 | 74965 | 8551 | 2020
Vintage1917 | hydro | TRUE | 7601.3743.VT.HY | 3743 | N | . | West Danville 15 | Green Mountain Power Corp | 7601 | VT | NEW | NPCC |  | 22 | 1 | Electric Utility | HY | WAT | HYC | ISNE | A |  | 0 | 0 | 0 | 0 | 0 | 0 | 0 | 0 | 0 | 0 | 0 | 0 | 0 | 0 | 0 | 0 | 0 | 0 | 0 | 0 | 0 | 0 | 0 | 0 | 0 | 0 | 0 | 0 | 0 | 0 | 0 | 0 | 0 | 0 | 0 | 0 | 3364 | 2867 | 3912 | 4221 | 3804 | 1259 | 1599 | 865 | 492 | 1830 | 2158 | 2911 | 3364 | 2867 | 3912 | 4221 | 3804 | 1259 | 1599 | 865 | 492 | 1830 | 2158 | 2911 | 383.668 | 326.985 | 446.213 | 481.439 | 433.862 | 143.603 | 182.4 | 98.616 | 56.138 | 208.793 | 246.2 | 332.083 | 0 | 0 | 29282 | 29282 | 3340 | 2020
Vintage1928 | hydro | TRUE | 61122.3745.VT.HY | 3745 | N | . | Bellows Falls | Great River Hydro, LLC | 61122 | VT | NEW | NPCC |  | 22 | 2 | NAICS-22 Non-Cogen | HY | WAT | HYC | ISNE | A |  | 0 | 0 | 0 | 0 | 0 | 0 | 0 | 0 | 0 | 0 | 0 | 0 | 0 | 0 | 0 | 0 | 0 | 0 | 0 | 0 | 0 | 0 | 0 | 0 | 0 | 0 | 0 | 0 | 0 | 0 | 0 | 0 | 0 | 0 | 0 | 0 | 224198 | 191075 | 260747 | 281331 | 253529 | 83915 | 106587 | 57627 | 32804 | 122009 | 143868 | 194054 | 224198 | 191075 | 260747 | 281331 | 253529 | 83915 | 106587 | 57627 | 32804 | 122009 | 143868 | 194054 | 25572.965 | 21794.81 | 29741.838 | 32089.782 | 28918.604 | 9571.689 | 12157.699 | 6573.153 | 3741.809 | 13916.84 | 16410.167 | 22134.644 | 0 | 0 | 1951744 | 1951744 | 222624 | 2020
Vintage1924 | hydro | TRUE | 61122.3746.VT.HY | 3746 | N | . | Harriman | Great River Hydro, LLC | 61122 | VT | NEW | NPCC |  | 22 | 2 | NAICS-22 Non-Cogen | HY | WAT | HYC | ISNE | A |  | 0 | 0 | 0 | 0 | 0 | 0 | 0 | 0 | 0 | 0 | 0 | 0 | 0 | 0 | 0 | 0 | 0 | 0 | 0 | 0 | 0 | 0 | 0 | 0 | 0 | 0 | 0 | 0 | 0 | 0 | 0 | 0 | 0 | 0 | 0 | 0 | 89484 | 76264 | 104072 | 112288 | 101191 | 33493 | 42542 | 23001 | 13093 | 48697 | 57422 | 77453 | 89484 | 76264 | 104072 | 112288 | 101191 | 33493 | 42542 | 23001 | 13093 | 48697 | 57422 | 77453 | 10206.946 | 8698.971 | 11870.871 | 12808.007 | 11542.293 | 3820.352 | 4852.507 | 2623.545 | 1493.47 | 5554.633 | 6549.796 | 8834.609 | 0 | 0 | 779000 | 779000 | 88856 | 2020
Vintage1927 | hydro | TRUE | 62775.3750.VT.HY | 3750 | N | . | Canaan | Central Rivers Power NH, LLC | 62775 | VT | NEW | NPCC |  | 22 | 1 | Electric Utility | HY | WAT | HYC | ISNE | A |  | 0 | 0 | 0 | 0 | 0 | 0 | 0 | 0 | 0 | 0 | 0 | 0 | 0 | 0 | 0 | 0 | 0 | 0 | 0 | 0 | 0 | 0 | 0 | 0 | 0 | 0 | 0 | 0 | 0 | 0 | 0 | 0 | 0 | 0 | 0 | 0 | 5829 | 4968 | 6779 | 7314 | 6592 | 2182 | 2771 | 1498 | 853 | 3172 | 3740 | 5045 | 5829 | 4968 | 6779 | 7314 | 6592 | 2182 | 2771 | 1498 | 853 | 3172 | 3740 | 5045 | 664.872 | 566.643 | 773.258 | 834.302 | 751.855 | 248.854 | 316.088 | 170.895 | 97.283 | 361.824 | 426.648 | 575.478 | 0 | 0 | 50743 | 50743 | 5788 | 2020
Vintage1948 | hydro | TRUE | 1299.3753.VT.HY | 3753 | N | . | West Charleston | Barton Village, Inc | 1299 | VT | NEW | NPCC |  | 22 | 1 | Electric Utility | HY | WAT | HYC | ISNE | A |  | 0 | 0 | 0 | 0 | 0 | 0 | 0 | 0 | 0 | 0 | 0 | 0 | 0 | 0 | 0 | 0 | 0 | 0 | 0 | 0 | 0 | 0 | 0 | 0 | 0 | 0 | 0 | 0 | 0 | 0 | 0 | 0 | 0 | 0 | 0 | 0 | 5171 | 4407 | 6014 | 6489 | 5848 | 1936 | 2459 | 1329 | 757 | 2814 | 3318 | 4476 | 5171 | 4407 | 6014 | 6489 | 5848 | 1936 | 2459 | 1329 | 757 | 2814 | 3318 | 4476 | 589.86 | 502.715 | 686.019 | 740.176 | 667.031 | 220.779 | 280.427 | 151.615 | 86.308 | 321.003 | 378.514 | 510.553 | 0 | 0 | 45018 | 45018 | 5135 | 2020
Vintage0 | petroleum | TRUE | 1299.3753.VT.ST | 3753 | N | . | West Charleston | Barton Village, Inc | 1299 | VT | NEW | NPCC |  | 22 | 1 | Electric Utility | ST | DFO | DFO | ISNE | A | barrels | 0 | 0 | 0 | 0 | 0 | 0 | 0 | 0 | 0 | 0 | 0 | 0 | 0 | 0 | 0 | 0 | 0 | 0 | 0 | 0 | 0 | 0 | 0 | 0 | 0 | 0 | 0 | 0 | 0 | 0 | 0 | 0 | 0 | 0 | 0 | 0 | 0 | 0 | 0 | 0 | 0 | 0 | 0 | 0 | 0 | 0 | 0 | 0 | 0 | 0 | 0 | 0 | 0 | 0 | 0 | 0 | 0 | 0 | 0 | 0 | 0 | 0 | 0 | 0 | 0 | 0 | 0 | 0 | 0 | 0 | 0 | 0 | 0 | 0 | 0 | 0 | 0 | 2020
Vintage1971 | petroleum | TRUE | 2548.3754.VT.GT | 3754 | N | . | Burlington GT | City of Burlington Electric - (VT) | 2548 | VT | NEW | NPCC |  | 22 | 1 | Electric Utility | GT | DFO | DFO | ISNE | A | barrels | 103 | 108 | 84 | 93 | 65 | 63 | 75 | 71 | 81 | 127 | 127 | 714 | 103 | 108 | 84 | 93 | 65 | 63 | 75 | 71 | 81 | 127 | 127 | 714 | 5.727 | 5.727 | 5.727 | 5.727 | 5.727 | 5.727 | 5.727 | 5.727 | 5.727 | 5.727 | 5.727 | 5.727 | 590 | 619 | 481 | 533 | 372 | 361 | 430 | 407 | 464 | 727 | 727 | 4089 | 590 | 619 | 481 | 533 | 372 | 361 | 430 | 407 | 464 | 727 | 727 | 4089 | 31.151 | 33.246 | 25.837 | 28.705 | 20.083 | 19.508 | 23.176 | 21.866 | 24.793 | 38.923 | 39.195 | 219.517 | 1711 | 1711 | 9800 | 9800 | 526 | 2020
Vintage1971 | petroleum | TRUE | 2548.3754.VT.GT | 3754 | N | . | Burlington GT | City of Burlington Electric - (VT) | 2548 | VT | NEW | NPCC |  | 22 | 1 | Electric Utility | GT | RFO | RFO | ISNE | A | barrels | 0 | 0 | 0 | 0 | 0 | 0 | 0 | 0 | 0 | 0 | 0 | 0 | 0 | 0 | 0 | 0 | 0 | 0 | 0 | 0 | 0 | 0 | 0 | 0 | 0 | 0 | 0 | 0 | 0 | 0 | 0 | 0 | 0 | 0 | 0 | 0 | 0 | 0 | 0 | 0 | 0 | 0 | 0 | 0 | 0 | 0 | 0 | 0 | 0 | 0 | 0 | 0 | 0 | 0 | 0 | 0 | 0 | 0 | 0 | 0 | 0 | 0 | 0 | 0 | 0 | 0 | 0 | 0 | 0 | 0 | 0 | 0 | 0 | 0 | 0 | 0 | 0 | 2020
Vintage1979 | hydro | TRUE | 11359.3762.VT.HY | 3762 | N | . | Great Falls (VT) | Village of Lyndonville - (VT) | 11359 | VT | NEW | NPCC |  | 22 | 1 | Electric Utility | HY | WAT | HYC | ISNE | A |  | 0 | 0 | 0 | 0 | 0 | 0 | 0 | 0 | 0 | 0 | 0 | 0 | 0 | 0 | 0 | 0 | 0 | 0 | 0 | 0 | 0 | 0 | 0 | 0 | 0 | 0 | 0 | 0 | 0 | 0 | 0 | 0 | 0 | 0 | 0 | 0 | 2614 | 2228 | 3041 | 3281 | 2956 | 979 | 1243 | 672 | 383 | 1423 | 1678 | 2263 | 2614 | 2228 | 3041 | 3281 | 2956 | 979 | 1243 | 672 | 383 | 1423 | 1678 | 2263 | 298.205 | 254.147 | 346.817 | 374.196 | 337.217 | 111.615 | 141.77 | 76.649 | 43.633 | 162.283 | 191.358 | 258.11 | 0 | 0 | 22761 | 22761 | 2596 | 2020
Vintage1924 | hydro | TRUE | 12989.3764.VT.HY | 3764 | N | . | Morrisville | Village of Morrisville - (VT) | 12989 | VT | NEW | NPCC |  | 22 | 1 | Electric Utility | HY | WAT | HYC | ISNE | A |  | 0 | 0 | 0 | 0 | 0 | 0 | 0 | 0 | 0 | 0 | 0 | 0 | 0 | 0 | 0 | 0 | 0 | 0 | 0 | 0 | 0 | 0 | 0 | 0 | 0 | 0 | 0 | 0 | 0 | 0 | 0 | 0 | 0 | 0 | 0 | 0 | 3363 | 2866 | 3911 | 4220 | 3803 | 1259 | 1599 | 864 | 492 | 1830 | 2158 | 2911 | 3363 | 2866 | 3911 | 4220 | 3803 | 1259 | 1599 | 864 | 492 | 1830 | 2158 | 2911 | 383.553 | 326.887 | 446.079 | 481.295 | 433.732 | 143.56 | 182.346 | 98.587 | 56.121 | 208.73 | 246.126 | 331.984 | 0 | 0 | 29276 | 29276 | 3339 | 2020
Vintage1947 | hydro | TRUE | 12989.3765.VT.HY | 3765 | N | . | Cadys Falls | Village of Morrisville - (VT) | 12989 | VT | NEW | NPCC |  | 22 | 1 | Electric Utility | HY | WAT | HYC | ISNE | A |  | 0 | 0 | 0 | 0 | 0 | 0 | 0 | 0 | 0 | 0 | 0 | 0 | 0 | 0 | 0 | 0 | 0 | 0 | 0 | 0 | 0 | 0 | 0 | 0 | 0 | 0 | 0 | 0 | 0 | 0 | 0 | 0 | 0 | 0 | 0 | 0 | 1819 | 1550 | 2115 | 2282 | 2057 | 681 | 865 | 467 | 266 | 990 | 1167 | 1574 | 1819 | 1550 | 2115 | 2282 | 2057 | 681 | 865 | 467 | 266 | 990 | 1167 | 1574 | 207.455 | 176.807 | 241.276 | 260.323 | 234.597 | 77.649 | 98.627 | 53.324 | 30.355 | 112.898 | 133.125 | 179.564 | 0 | 0 | 15833 | 15833 | 1806 | 2020
Vintage1912 | hydro | TRUE | 733.3772.VA.HY | 3772 | N | . | Buck Hydro | Appalachian Power Co | 733 | VA | SAT | RFC |  | 22 | 1 | Electric Utility | HY | WAT | HYC | PJM | A |  | 0 | 0 | 0 | 0 | 0 | 0 | 0 | 0 | 0 | 0 | 0 | 0 | 0 | 0 | 0 | 0 | 0 | 0 | 0 | 0 | 0 | 0 | 0 | 0 | 0 | 0 | 0 | 0 | 0 | 0 | 0 | 0 | 0 | 0 | 0 | 0 | 51965 | 57973 | 66261 | 55021 | 50566 | 33388 | 26518 | 28372 | 23715 | 19671 | 27436 | 36293 | 51965 | 57973 | 66261 | 55021 | 50566 | 33388 | 26518 | 28372 | 23715 | 19671 | 27436 | 36293 | 5927.29 | 6612.599 | 7558.048 | 6275.917 | 5767.793 | 3808.339 | 3024.791 | 3236.198 | 2705.069 | 2243.742 | 3129.451 | 4139.763 | 0 | 0 | 477179 | 477179 | 54429 | 2020
Vintage1912 | hydro | TRUE | 733.3773.VA.HY | 3773 | N | . | Byllesby 2 | Appalachian Power Co | 733 | VA | SAT | RFC |  | 22 | 1 | Electric Utility | HY | WAT | HYC | PJM | A |  | 0 | 0 | 0 | 0 | 0 | 0 | 0 | 0 | 0 | 0 | 0 | 0 | 0 | 0 | 0 | 0 | 0 | 0 | 0 | 0 | 0 | 0 | 0 | 0 | 0 | 0 | 0 | 0 | 0 | 0 | 0 | 0 | 0 | 0 | 0 | 0 | 53841 | 60066 | 68654 | 57007 | 52392 | 34593 | 27476 | 29396 | 24572 | 20381 | 28426 | 37604 | 53841 | 60066 | 68654 | 57007 | 52392 | 34593 | 27476 | 29396 | 24572 | 20381 | 28426 | 37604 | 6141.277 | 6851.328 | 7830.909 | 6502.49 | 5976.023 | 3945.828 | 3133.993 | 3353.032 | 2802.727 | 2324.746 | 3242.43 | 4289.217 | 0 | 0 | 494408 | 494408 | 56394 | 2020
Vintage1939 | hydro | TRUE | 733.3774.VA.HY | 3774 | N | . | Claytor | Appalachian Power Co | 733 | VA | SAT | RFC |  | 22 | 1 | Electric Utility | HY | WAT | HYC | PJM | A |  | 0 | 0 | 0 | 0 | 0 | 0 | 0 | 0 | 0 | 0 | 0 | 0 | 0 | 0 | 0 | 0 | 0 | 0 | 0 | 0 | 0 | 0 | 0 | 0 | 0 | 0 | 0 | 0 | 0 | 0 | 0 | 0 | 0 | 0 | 0 | 0 | 344958 | 384842 | 439865 | 365248 | 335676 | 221639 | 176038 | 188341 | 157430 | 130582 | 182129 | 240927 | 344958 | 384842 | 439865 | 365248 | 335676 | 221639 | 176038 | 188341 | 157430 | 130582 | 182129 | 240927 | 39347.347 | 43896.655 | 50172.863 | 41661.646 | 38288.551 | 25281.032 | 20079.582 | 21482.973 | 17957.154 | 14894.712 | 20774.346 | 27481.139 | 0 | 0 | 3167675 | 3167675 | 361318 | 2020
Vintage1958 | hard coal | TRUE | 733.3775.VA.ST | 3775 | N | . | Clinch River | Appalachian Power Co | 733 | VA | SAT | RFC |  | 22 | 1 | Electric Utility | ST | BIT | COL | PJM | M | short tons | 0 | 0 | 0 | 0 | 0 | 0 | 0 | . | . | 0 | 0 | 0 | 0 | 0 | 0 | 0 | 0 | 0 | 0 | . | . | 0 | 0 | 0 | 0 | 0 | 0 | 0 | 0 | 0 | 0 | . | . | 0 | 0 | 0 | 0 | 0 | 0 | 0 | 0 | 0 | 0 | . | . | 0 | 0 | 0 | 0 | 0 | 0 | 0 | 0 | 0 | 0 | . | . | 0 | 0 | 0 | 0 | 0 | 0 | 0 | 0 | 0 | 0 | . | . | 0 | 0 | 0 | 0 | 0 | 0 | 0 | 0 | 2020
Vintage1958 | petroleum | TRUE | 733.3775.VA.ST | 3775 | N | . | Clinch River | Appalachian Power Co | 733 | VA | SAT | RFC |  | 22 | 1 | Electric Utility | ST | DFO | DFO | PJM | M | barrels | 0 | 0 | 0 | 0 | 0 | 0 | 0 | . | . | 0 | 0 | 0 | 0 | 0 | 0 | 0 | 0 | 0 | 0 | . | . | 0 | 0 | 0 | 0 | 0 | 0 | 0 | 0 | 0 | 0 | . | . | 0 | 0 | 0 | 0 | 0 | 0 | 0 | 0 | 0 | 0 | . | . | 0 | 0 | 0 | 0 | 0 | 0 | 0 | 0 | 0 | 0 | . | . | 0 | 0 | 0 | 0 | 0 | 0 | 0 | 0 | 0 | 0 | . | . | 0 | 0 | 0 | 0 | 0 | 0 | 0 | 0 | 2020
Vintage1958 | natural gas steam turbine | TRUE | 733.3775.VA.ST | 3775 | N | . | Clinch River | Appalachian Power Co | 733 | VA | SAT | RFC |  | 22 | 1 | Electric Utility | ST | NG | NG | PJM | M | mcf | 0 | 0 | 0 | 0 | 110080 | 660049 | 1474109 | 441919 | 166128 | 94086 | 0 | 0 | 0 | 0 | 0 | 0 | 110080 | 660049 | 1474109 | 441919 | 166128 | 94086 | 0 | 0 | 0 | 0 | 0 | 0 | 1.045 | 1.04 | 1.03 | 1.03 | 1.03 | 1.04 | 0 | 0 | 0 | 0 | 0 | 0 | 115034 | 686451 | 1518332 | 455177 | 171112 | 97849 | 0 | 0 | 0 | 0 | 0 | 0 | 115034 | 686451 | 1518332 | 455177 | 171112 | 97849 | 0 | 0 | 0 | 0 | 0 | 0 | 9838 | 58765 | 140915 | 38655 | 14519 | 8330 | 0 | 0 | 2946371 | 2946371 | 3043955 | 3043955 | 271022 | 2020
Vintage1964 | hydro | TRUE | 733.3777.VA.HY | 3777 | N | . | Leesville | Appalachian Power Co | 733 | VA | SAT | RFC |  | 22 | 1 | Electric Utility | HY | WAT | HYC | PJM | A |  | 0 | 0 | 0 | 0 | 0 | 0 | 0 | 0 | 0 | 0 | 0 | 0 | 0 | 0 | 0 | 0 | 0 | 0 | 0 | 0 | 0 | 0 | 0 | 0 | 0 | 0 | 0 | 0 | 0 | 0 | 0 | 0 | 0 | 0 | 0 | 0 | 102086 | 113890 | 130173 | 108091 | 99339 | 65592 | 52096 | 55737 | 46590 | 38644 | 53899 | 71300 | 102086 | 113890 | 130173 | 108091 | 99339 | 65592 | 52096 | 55737 | 46590 | 38644 | 53899 | 71300 | 11644.404 | 12990.722 | 14848.095 | 12329.296 | 11331.066 | 7481.637 | 5942.327 | 6357.644 | 5314.218 | 4407.923 | 6147.934 | 8132.734 | 0 | 0 | 937437 | 937437 | 106928 | 2020
Vintage1954 | hydro | TRUE | 733.3778.VA.HY | 3778 | N | . | Niagara | Appalachian Power Co | 733 | VA | SAT | RFC |  | 22 | 1 | Electric Utility | HY | WAT | HYC | PJM | A |  | 0 | 0 | 0 | 0 | 0 | 0 | 0 | 0 | 0 | 0 | 0 | 0 | 0 | 0 | 0 | 0 | 0 | 0 | 0 | 0 | 0 | 0 | 0 | 0 | 0 | 0 | 0 | 0 | 0 | 0 | 0 | 0 | 0 | 0 | 0 | 0 | 7686 | 8574 | 9800 | 8138 | 7479 | 4938 | 3922 | 4196 | 3507 | 2909 | 4058 | 5368 | 7686 | 8574 | 9800 | 8138 | 7479 | 4938 | 3922 | 4196 | 3507 | 2909 | 4058 | 5368 | 876.643 | 977.997 | 1117.828 | 928.202 | 853.051 | 563.25 | 447.364 | 478.631 | 400.077 | 331.847 | 462.843 | 612.267 | 0 | 0 | 70575 | 70575 | 8050 | 2020
Vintage1903 | hydro | TRUE | 57280.3779.VA.HY | 3779 | N | . | Reusens | Eagle Creek Renewable Energy, LLC | 57280 | VA | SAT | RFC |  | 22 | 2 | NAICS-22 Non-Cogen | HY | WAT | HYC | PJM | A |  | 0 | 0 | 0 | 0 | 0 | 0 | 0 | 0 | 0 | 0 | 0 | 0 | 0 | 0 | 0 | 0 | 0 | 0 | 0 | 0 | 0 | 0 | 0 | 0 | 0 | 0 | 0 | 0 | 0 | 0 | 0 | 0 | 0 | 0 | 0 | 0 | 21097 | 23537 | 26902 | 22338 | 20530 | 13555 | 10766 | 11519 | 9628 | 7986 | 11139 | 14735 | 21097 | 23537 | 26902 | 22338 | 20530 | 13555 | 10766 | 11519 | 9628 | 7986 | 11139 | 14735 | 2406.461 | 2684.694 | 3068.543 | 2548.002 | 2341.706 | 1546.173 | 1228.056 | 1313.886 | 1098.249 | 910.952 | 1270.547 | 1680.731 | 0 | 0 | 193732 | 193732 | 22098 | 2020
Vintage1966 | hydro | TRUE | 733.3780.VA.HY | 3780 | N | . | Smith Mountain | Appalachian Power Co | 733 | VA | SAT | RFC |  | 22 | 1 | Electric Utility | HY | WAT | HYC | PJM | M |  | 0 | 0 | 0 | 0 | 0 | 0 | 0 | 0 | 0 | 0 | 0 | 0 | 0 | 0 | 0 | 0 | 0 | 0 | 0 | 0 | 0 | 0 | 0 | 0 | 0 | 0 | 0 | 0 | 0 | 0 | 0 | 0 | 0 | 0 | 0 | 0 | 196828 | 224567 | 213266 | 243521 | 391508 | 376490 | 436789 | 396821 | 265605 | 192988 | 207077 | 238410 | 196828 | 224567 | 213266 | 243521 | 391508 | 376490 | 436789 | 396821 | 265605 | 192988 | 207077 | 238410 | 22451 | 25615 | 24326 | 27777 | 44657 | 42944 | 49822 | 45263 | 30296 | 22013 | 23620 | 27194 | 0 | 0 | 3383870 | 3383870 | 385978 | 2020
Vintage1980 | other | TRUE | 733.3780.VA.PS | 3780 | N | . | Smith Mountain | Appalachian Power Co | 733 | VA | SAT | RFC |  | 22 | 1 | Electric Utility | PS | WAT | HPS | PJM | M | megawatthours | 28614 | 29655 | 36482 | 24916 | 22683 | 57484 | 85632 | 82221 | 59973 | 37698 | 12840 | 27348 | 28614 | 29655 | 36482 | 24916 | 22683 | 57484 | 85632 | 82221 | 59973 | 37698 | 12840 | 27348 | 0 | 0 | 0 | 0 | 0 | 0 | 0 | 0 | 0 | 0 | 0 | 0 | 0 | 0 | 0 | 0 | 0 | 0 | 0 | 0 | 0 | 0 | 0 | 0 | 0 | 0 | 0 | 0 | 0 | 0 | 0 | 0 | 0 | 0 | 0 | 0 | -20504 | -14115 | -27313 | -10970 | -1768 | -29570 | -69910 | -63688 | -42320 | -20082 | -1308 | -12646 | 505546 | 505546 | 0 | 0 | -314194 | 2020
Vintage1963 | petroleum | TRUE | 56609.3782.VA.IC | 3782 | N | . | Bayview | Calpine Mid-Atlantic Generation LLC | 56609 | VA | SAT | RFC |  | 22 | 2 | NAICS-22 Non-Cogen | IC | DFO | DFO | PJM | A | barrels | 140 | 78 | 156 | 86 | 218 | 191 | 337 | 325 | 400 | 133 | 277 | 449 | 140 | 78 | 156 | 86 | 218 | 191 | 337 | 325 | 400 | 133 | 277 | 449 | 5.79 | 5.79 | 5.79 | 5.79 | 5.79 | 5.79 | 5.79 | 5.79 | 5.79 | 5.79 | 5.79 | 5.79 | 811 | 452 | 903 | 498 | 1262 | 1106 | 1951 | 1882 | 2316 | 770 | 1604 | 2600 | 811 | 452 | 903 | 498 | 1262 | 1106 | 1951 | 1882 | 2316 | 770 | 1604 | 2600 | 79.645 | 44.244 | 88.466 | 49.073 | 123.968 | 108.589 | 191.186 | 184.539 | 227.371 | 75.47 | 157.101 | 255.348 | 2790 | 2790 | 16155 | 16155 | 1585 | 2020
Vintage1972 | petroleum | TRUE | 56609.3785.VA.GT | 3785 | N | . | Tasley | Calpine Mid-Atlantic Generation LLC | 56609 | VA | SAT | RFC |  | 22 | 2 | NAICS-22 Non-Cogen | GT | DFO | DFO | PJM | A | barrels | 75 | 41 | 82 | 46 | 116 | 101 | 178 | 172 | 212 | 70 | 146 | 238 | 75 | 41 | 82 | 46 | 116 | 101 | 178 | 172 | 212 | 70 | 146 | 238 | 5.786 | 5.786 | 5.786 | 5.786 | 5.786 | 5.786 | 5.786 | 5.786 | 5.786 | 5.786 | 5.786 | 5.786 | 434 | 237 | 474 | 266 | 671 | 584 | 1030 | 995 | 1227 | 405 | 845 | 1377 | 434 | 237 | 474 | 266 | 671 | 584 | 1030 | 995 | 1227 | 405 | 845 | 1377 | 23.919 | 13.287 | 26.568 | 14.737 | 37.229 | 32.611 | 57.416 | 55.42 | 68.283 | 22.665 | 47.18 | 76.685 | 1477 | 1477 | 8545 | 8545 | 476 | 2020
Vintage1927 | hydro | TRUE | 59927.3789.VA.HY | 3789 | N | . | Luray Hydro Station | PE Hydro Generation, LLC | 59927 | VA | SAT | RFC |  | 22 | 2 | NAICS-22 Non-Cogen | HY | WAT | HYC | PJM | A |  | 0 | 0 | 0 | 0 | 0 | 0 | 0 | 0 | 0 | 0 | 0 | 0 | 0 | 0 | 0 | 0 | 0 | 0 | 0 | 0 | 0 | 0 | 0 | 0 | 0 | 0 | 0 | 0 | 0 | 0 | 0 | 0 | 0 | 0 | 0 | 0 | 5455 | 6086 | 6956 | 5776 | 5308 | 3505 | 2784 | 2978 | 2490 | 2065 | 2880 | 3810 | 5455 | 6086 | 6956 | 5776 | 5308 | 3505 | 2784 | 2978 | 2490 | 2065 | 2880 | 3810 | 622.251 | 694.196 | 793.45 | 658.851 | 605.508 | 399.802 | 317.545 | 339.739 | 283.98 | 235.55 | 328.532 | 434.596 | 0 | 0 | 50093 | 50093 | 5714 | 2020
Vintage1923 | hydro | TRUE | 59927.3790.VA.HY | 3790 | N | . | Newport Hydro Station | PE Hydro Generation, LLC | 59927 | VA | SAT | RFC |  | 22 | 2 | NAICS-22 Non-Cogen | HY | WAT | HYC | PJM | A |  | 0 | 0 | 0 | 0 | 0 | 0 | 0 | 0 | 0 | 0 | 0 | 0 | 0 | 0 | 0 | 0 | 0 | 0 | 0 | 0 | 0 | 0 | 0 | 0 | 0 | 0 | 0 | 0 | 0 | 0 | 0 | 0 | 0 | 0 | 0 | 0 | 4652 | 5190 | 5932 | 4926 | 4527 | 2989 | 2374 | 2540 | 2123 | 1761 | 2456 | 3249 | 4652 | 5190 | 5932 | 4926 | 4527 | 2989 | 2374 | 2540 | 2123 | 1761 | 2456 | 3249 | 530.666 | 592.023 | 676.668 | 561.88 | 516.388 | 340.959 | 270.808 | 289.735 | 242.183 | 200.881 | 280.178 | 370.631 | 0 | 0 | 42719 | 42719 | 4873 | 2020
Vintage1992 | petroleum | TRUE | 19876.3797.VA.CA | 3797 | N | . | Chesterfield | Virginia Electric & Power Co | 19876 | VA | SAT | SERC |  | 22 | 1 | Electric Utility | CA | DFO | DFO | PJM | M | barrels | 0 | 0 | 0 | 0 | 0 | 0 | 0 | 0 | 0 | 0 | 0 | 0 | 0 | 0 | 0 | 0 | 0 | 0 | 0 | 0 | 0 | 0 | 0 | 0 | 0 | 0 | 0 | 0 | 0 | 0 | 0 | 0 | 0 | 0 | 0 | 0 | 0 | 0 | 0 | 0 | 0 | 0 | 0 | 0 | 0 | 0 | 0 | 0 | 0 | 0 | 0 | 0 | 0 | 0 | 0 | 0 | 0 | 0 | 0 | 0 | 0 | 0 | 0 | 0 | 0 | 0 | 0 | 0 | 0 | 0 | 0 | 0 | 0 | 0 | 0 | 0 | 0 | 2020
Vintage1992 | natural gas combined cycle | TRUE | 19876.3797.VA.CA | 3797 | N | . | Chesterfield | Virginia Electric & Power Co | 19876 | VA | SAT | SERC |  | 22 | 1 | Electric Utility | CA | NG | NG | PJM | M | mcf | 0 | 0 | 0 | 0 | 0 | 0 | 0 | 0 | 0 | 0 | 0 | 0 | 0 | 0 | 0 | 0 | 0 | 0 | 0 | 0 | 0 | 0 | 0 | 0 | 0 | 0 | 0 | 0 | 0 | 0 | 0 | 0 | 0 | 0 | 0 | 0 | 0 | 0 | 0 | 0 | 0 | 0 | 0 | 0 | 0 | 0 | 0 | 0 | 0 | 0 | 0 | 0 | 0 | 0 | 0 | 0 | 0 | 0 | 0 | 0 | 0 | 0 | 0 | 0 | 0 | 0 | 0 | 0 | 0 | 0 | 0 | 0 | 0 | 0 | 0 | 0 | 0 | 2020
Vintage1992 | petroleum | TRUE | 19876.3797.VA.CT | 3797 | N | . | Chesterfield | Virginia Electric & Power Co | 19876 | VA | SAT | SERC |  | 22 | 1 | Electric Utility | CT | DFO | DFO | PJM | M | barrels | 0 | 321 | 0 | 50 | 0 | 11 | 0 | 0 | 0 | 0 | 0 | 0 | 0 | 321 | 0 | 50 | 0 | 11 | 0 | 0 | 0 | 0 | 0 | 0 | 0 | 5.73 | 0 | 5.73 | 0 | 5.73 | 0 | 0 | 0 | 0 | 0 | 0 | 0 | 1839 | 0 | 287 | 0 | 63 | 0 | 0 | 0 | 0 | 0 | 0 | 0 | 1839 | 0 | 287 | 0 | 63 | 0 | 0 | 0 | 0 | 0 | 0 | 0 | 251.518 | 0 | 38.956 | 0 | 8.374 | 0 | 0 | 0 | 0 | 0 | 0 | 382 | 382 | 2189 | 2189 | 298.848 | 2020
Vintage1992 | natural gas combined cycle | TRUE | 19876.3797.VA.CT | 3797 | N | . | Chesterfield | Virginia Electric & Power Co | 19876 | VA | SAT | SERC |  | 22 | 1 | Electric Utility | CT | NG | NG | PJM | M | mcf | 2230856 | 2007864 | 1087971 | 849018 | 1056677 | 974271 | 968465 | 971193 | 304668 | 181801 | 1069149 | 1190930 | 2230856 | 2007864 | 1087971 | 849018 | 1056677 | 974271 | 968465 | 971193 | 304668 | 181801 | 1069149 | 1190930 | 1.04 | 1.05 | 1.05 | 1.05 | 1.06 | 1.05 | 1.05 | 1.05 | 1.05 | 1.05 | 1.05 | 1.05 | 2320090 | 2108257 | 1142370 | 891469 | 1120078 | 1022985 | 1016888 | 1019753 | 319901 | 190891 | 1122606 | 1250477 | 2320090 | 2108257 | 1142370 | 891469 | 1120078 | 1022985 | 1016888 | 1019753 | 319901 | 190891 | 1122606 | 1250477 | 320433 | 288292.48 | 156298 | 121215.04 | 149599 | 135904.63 | 133784 | 134787 | 43623 | 25980 | 154636 | 167082 | 12892863 | 12892863 | 13525765 | 13525765 | 1831634.2 | 2020
Vintage1969 | hard coal | TRUE | 19876.3797.VA.ST | 3797 | N | . | Chesterfield | Virginia Electric & Power Co | 19876 | VA | SAT | SERC |  | 22 | 1 | Electric Utility | ST | BIT | COL | PJM | M | short tons | 41709 | 0 | 0 | 0 | 0 | 39602 | 212787 | 127737 | 33243 | 344 | 70344 | 140918 | 41709 | 0 | 0 | 0 | 0 | 39602 | 212787 | 127737 | 33243 | 344 | 70344 | 140918 | 25.361 | 0 | 0 | 0 | 0 | 25.41 | 25.41 | 25.494 | 25.548 | 25.697 | 25.77 | 25.835 | 1057782 | 0 | 0 | 0 | 0 | 1006287 | 5406918 | 3256527 | 849292 | 8840 | 1812765 | 3640617 | 1057782 | 0 | 0 | 0 | 0 | 1006287 | 5406918 | 3256527 | 849292 | 8840 | 1812765 | 3640617 | 98669.727 | 0 | 0 | 0 | 0 | 96619.067 | 509580.59 | 301200.2 | 80819.434 | 223.139 | 177890.11 | 358747.43 | 666684 | 666684 | 17039028 | 17039028 | 1623749.7 | 2020
Vintage1969 | petroleum | TRUE | 19876.3797.VA.ST | 3797 | N | . | Chesterfield | Virginia Electric & Power Co | 19876 | VA | SAT | SERC |  | 22 | 1 | Electric Utility | ST | DFO | DFO | PJM | M | barrels | 7821 | 0 | 0 | 0 | 0 | 8510 | 2421 | 9885 | 1879 | 3608 | 8193 | 16017 | 7821 | 0 | 0 | 0 | 0 | 8510 | 2421 | 9885 | 1879 | 3608 | 8193 | 16017 | 5.73 | 0 | 0 | 0 | 0 | 5.73 | 5.73 | 5.73 | 5.73 | 5.73 | 5.73 | 5.721 | 44814 | 0 | 0 | 0 | 0 | 48762 | 13872 | 56641 | 10767 | 20674 | 46946 | 91633 | 44814 | 0 | 0 | 0 | 0 | 48762 | 13872 | 56641 | 10767 | 20674 | 46946 | 91633 | 4180.273 | 0 | 0 | 0 | 0 | 4681.933 | 1307.412 | 5238.8 | 1024.566 | 521.861 | 4606.891 | 9029.568 | 58334 | 58334 | 334109 | 334109 | 30591.304 | 2020
Vintage1930 | hydro | TRUE | 61891.3798.VA.HY | 3798 | N | . | Cushaw | Cushaw Hydro LLC | 61891 | VA | SAT | SERC |  | 22 | 1 | Electric Utility | HY | WAT | HYC | PJM | A |  | 0 | 0 | 0 | 0 | 0 | 0 | 0 | 0 | 0 | 0 | 0 | 0 | 0 | 0 | 0 | 0 | 0 | 0 | 0 | 0 | 0 | 0 | 0 | 0 | 0 | 0 | 0 | 0 | 0 | 0 | 0 | 0 | 0 | 0 | 0 | 0 | 27595 | 30786 | 35187 | 29218 | 26853 | 17730 | 14082 | 15067 | 12594 | 10446 | 14570 | 19273 | 27595 | 30786 | 35187 | 29218 | 26853 | 17730 | 14082 | 15067 | 12594 | 10446 | 14570 | 19273 | 3147.629 | 3511.557 | 4013.629 | 3332.766 | 3062.932 | 2022.382 | 1606.287 | 1718.552 | 1436.501 | 1191.518 | 1661.865 | 2198.382 | 0 | 0 | 253401 | 253401 | 28904 | 2020
Vintage1971 | petroleum | TRUE | 19876.3799.VA.GT | 3799 | N | . | Low Moor | Virginia Electric & Power Co | 19876 | VA | SAT | SERC |  | 22 | 1 | Electric Utility | GT | DFO | DFO | PJM | A | barrels | 18 | 10 | 20 | 11 | 28 | 25 | 43 | 42 | 51 | 17 | 36 | 58 | 18 | 10 | 20 | 11 | 28 | 25 | 43 | 42 | 51 | 17 | 36 | 58 | 5.747 | 5.747 | 5.747 | 5.747 | 5.747 | 5.747 | 5.747 | 5.747 | 5.747 | 5.747 | 5.747 | 5.747 | 103 | 57 | 115 | 63 | 161 | 144 | 247 | 241 | 293 | 98 | 207 | 333 | 103 | 57 | 115 | 63 | 161 | 144 | 247 | 241 | 293 | 98 | 207 | 333 | 5.93 | 3.294 | 6.586 | 3.653 | 9.229 | 8.084 | 14.233 | 13.739 | 16.927 | 5.619 | 11.696 | 19.01 | 359 | 359 | 2062 | 2062 | 118 | 2020
Vintage1971 | petroleum | TRUE | 19876.3800.VA.GT | 3800 | N | . | Northern Neck | Virginia Electric & Power Co | 19876 | VA | SAT | SERC |  | 22 | 1 | Electric Utility | GT | DFO | DFO | PJM | A | barrels | 1205 | 669 | 1338 | 742 | 1876 | 1643 | 2893 | 2792 | 3440 | 1142 | 2377 | 3863 | 1205 | 669 | 1338 | 742 | 1876 | 1643 | 2893 | 2792 | 3440 | 1142 | 2377 | 3863 | 5.758 | 5.758 | 5.758 | 5.758 | 5.758 | 5.758 | 5.758 | 5.758 | 5.758 | 5.758 | 5.758 | 5.758 | 6938 | 3852 | 7704 | 4272 | 10802 | 9460 | 16658 | 16076 | 19808 | 6576 | 13687 | 22243 | 6938 | 3852 | 7704 | 4272 | 10802 | 9460 | 16658 | 16076 | 19808 | 6576 | 13687 | 22243 | 369.331 | 205.168 | 410.238 | 227.561 | 574.865 | 503.554 | 886.572 | 855.747 | 1054.372 | 349.973 | 728.514 | 1184.105 | 23980 | 23980 | 138076 | 138076 | 7350 | 2020
Vintage1969 | hard coal | TRUE | 19876.3803.VA.GT | 3803 | N | . | Chesapeake | Virginia Electric & Power Co | 19876 | VA | SAT | SERC |  | 22 | 1 | Electric Utility | GT | BIT | COL | PJM | A | short tons | 0 | 0 | 0 | 0 | 0 | 0 | 0 | 0 | 0 | 0 | 0 | 0 | 0 | 0 | 0 | 0 | 0 | 0 | 0 | 0 | 0 | 0 | 0 | 0 | 0 | 0 | 0 | 0 | 0 | 0 | 0 | 0 | 0 | 0 | 0 | 0 | 0 | 0 | 0 | 0 | 0 | 0 | 0 | 0 | 0 | 0 | 0 | 0 | 0 | 0 | 0 | 0 | 0 | 0 | 0 | 0 | 0 | 0 | 0 | 0 | 0 | 0 | 0 | 0 | 0 | 0 | 0 | 0 | 0 | 0 | 0 | 0 | 0 | 0 | 0 | 0 | 0 | 2020
Vintage1969 | petroleum | TRUE | 19876.3803.VA.GT | 3803 | N | . | Chesapeake | Virginia Electric & Power Co | 19876 | VA | SAT | SERC |  | 22 | 1 | Electric Utility | GT | DFO | DFO | PJM | A | barrels | 18 | 10 | 20 | 11 | 28 | 25 | 43 | 42 | 51 | 17 | 35 | 58 | 18 | 10 | 20 | 11 | 28 | 25 | 43 | 42 | 51 | 17 | 35 | 58 | 5.761 | 5.761 | 5.761 | 5.761 | 5.761 | 5.761 | 5.761 | 5.761 | 5.761 | 5.761 | 5.761 | 5.761 | 104 | 58 | 115 | 63 | 161 | 144 | 248 | 242 | 294 | 98 | 202 | 334 | 104 | 58 | 115 | 63 | 161 | 144 | 248 | 242 | 294 | 98 | 202 | 334 | 5.98 | 3.322 | 6.642 | 3.684 | 9.307 | 8.153 | 14.354 | 13.855 | 17.071 | 5.666 | 11.795 | 19.171 | 358 | 358 | 2063 | 2063 | 119 | 2020
Vintage2003 | petroleum | TRUE | 19876.3804.VA.CA | 3804 | N | . | Possum Point | Virginia Electric & Power Co | 19876 | VA | SAT | SERC |  | 22 | 1 | Electric Utility | CA | DFO | DFO | PJM | M | barrels | 0 | 0 | 0 | 0 | 0 | . | 0 | 0 | 0 | 0 | 0 | 0 | 0 | 0 | 0 | 0 | 0 | . | 0 | 0 | 0 | 0 | 0 | 0 | 0 | 0 | 0 | 0 | 0 | . | 0 | 0 | 0 | 0 | 0 | 0 | 0 | 0 | 0 | 0 | 0 | . | 0 | 0 | 0 | 0 | 0 | 0 | 0 | 0 | 0 | 0 | 0 | . | 0 | 0 | 0 | 0 | 0 | 0 | 0 | 0 | 0 | 0 | 0 | . | 0 | 0 | 0 | 0 | 0 | 0 | 0 | 0 | 0 | 0 | 0 | 2020
Vintage2003 | natural gas combined cycle | TRUE | 19876.3804.VA.CA | 3804 | N | . | Possum Point | Virginia Electric & Power Co | 19876 | VA | SAT | SERC |  | 22 | 1 | Electric Utility | CA | NG | NG | PJM | M | mcf | 0 | 0 | 0 | 0 | 0 | . | 0 | 0 | 0 | 0 | 0 | 0 | 0 | 0 | 0 | 0 | 0 | . | 0 | 0 | 0 | 0 | 0 | 0 | 0 | 0 | 0 | 0 | 0 | . | 0 | 0 | 0 | 0 | 0 | 0 | 0 | 0 | 0 | 0 | 0 | . | 0 | 0 | 0 | 0 | 0 | 0 | 0 | 0 | 0 | 0 | 0 | . | 0 | 0 | 0 | 0 | 0 | 0 | 0 | 0 | 0 | 0 | 0 | . | 0 | 0 | 0 | 0 | 0 | 0 | 0 | 0 | 0 | 0 | 0 | 2020
Vintage2003 | petroleum | TRUE | 19876.3804.VA.CT | 3804 | N | . | Possum Point | Virginia Electric & Power Co | 19876 | VA | SAT | SERC |  | 22 | 1 | Electric Utility | CT | DFO | DFO | PJM | M | barrels | 792 | 0 | 0 | 0 | 0 | . | 0 | 0 | 0 | 0 | 0 | 0 | 792 | 0 | 0 | 0 | 0 | . | 0 | 0 | 0 | 0 | 0 | 0 | 5.69 | 0 | 0 | 0 | 0 | . | 0 | 0 | 0 | 0 | 0 | 0 | 4506 | 0 | 0 | 0 | 0 | . | 0 | 0 | 0 | 0 | 0 | 0 | 4506 | 0 | 0 | 0 | 0 | . | 0 | 0 | 0 | 0 | 0 | 0 | 613.616 | 0 | 0 | 0 | 0 | . | 0 | 0 | 0 | 0 | 0 | 0 | 792 | 792 | 4506 | 4506 | 613.616 | 2020
Vintage2003 | natural gas combined cycle | TRUE | 19876.3804.VA.CT | 3804 | N | . | Possum Point | Virginia Electric & Power Co | 19876 | VA | SAT | SERC |  | 22 | 1 | Electric Utility | CT | NG | NG | PJM | M | mcf | 1305549 | 2240770 | 2567504 | 2732096 | 2214414 | . | 2420345 | 2213169 | 2411630 | 2235431 | 418326 | 2554524 | 1305549 | 2240770 | 2567504 | 2732096 | 2214414 | . | 2420345 | 2213169 | 2411630 | 2235431 | 418326 | 2554524 | 1.052 | 1.051 | 1.054 | 1.049 | 1.047 | . | 1.047 | 1.048 | 1.052 | 1.055 | 1.055 | 1.053 | 1373438 | 2355049 | 2706149 | 2865969 | 2318491 | . | 2534101 | 2319401 | 2537035 | 2358380 | 441334 | 2689914 | 1373438 | 2355049 | 2706149 | 2865969 | 2318491 | . | 2534101 | 2319401 | 2537035 | 2358380 | 441334 | 2689914 | 187011.38 | 331066 | 384703 | 343541 | 349156 | . | 353276 | 325282 | 359062 | 333313 | 60227 | 379204 | 23313758 | 23313758 | 24499261 | 24499261 | 3405841.4 | 2020
Vintage1968 | petroleum | TRUE | 19876.3804.VA.GT | 3804 | N | . | Possum Point | Virginia Electric & Power Co | 19876 | VA | SAT | SERC |  | 22 | 1 | Electric Utility | GT | DFO | DFO | PJM | M | barrels | 0 | 0 | 0 | 0 | 404 | . | 465 | 0 | 0 | 474 | 0 | 0 | 0 | 0 | 0 | 0 | 404 | . | 465 | 0 | 0 | 474 | 0 | 0 | 0 | 0 | 0 | 0 | 5.74 | . | 5.74 | 0 | 0 | 5.74 | 0 | 0 | 0 | 0 | 0 | 0 | 2319 | . | 2669 | 0 | 0 | 2721 | 0 | 0 | 0 | 0 | 0 | 0 | 2319 | . | 2669 | 0 | 0 | 2721 | 0 | 0 | 0 | 0 | 0 | 0 | 101 | . | 153 | 0 | 0 | 149 | 0 | 0 | 1343 | 1343 | 7709 | 7709 | 403 | 2020
Vintage0 | petroleum | TRUE | 19876.3804.VA.ST | 3804 | N | . | Possum Point | Virginia Electric & Power Co | 19876 | VA | SAT | SERC |  | 22 | 1 | Electric Utility | ST | DFO | DFO | PJM | M | barrels | 0 | 0 | 0 | 0 | 0 | . | 3038 | 1802 | 0 | 0 | 0 | 0 | 0 | 0 | 0 | 0 | 0 | . | 3038 | 1802 | 0 | 0 | 0 | 0 | 0 | 0 | 0 | 0 | 0 | . | 5.74 | 5.6 | 0 | 0 | 0 | 0 | 0 | 0 | 0 | 0 | 0 | . | 17438 | 10091 | 0 | 0 | 0 | 0 | 0 | 0 | 0 | 0 | 0 | . | 17438 | 10091 | 0 | 0 | 0 | 0 | 0 | 0 | 0 | 0 | 0 | . | 884.696 | 820.331 | 0 | 0 | 0 | 0 | 4840 | 4840 | 27529 | 27529 | 1705.027 | 2020
Vintage0 | natural gas steam turbine | TRUE | 19876.3804.VA.ST | 3804 | N | . | Possum Point | Virginia Electric & Power Co | 19876 | VA | SAT | SERC |  | 22 | 1 | Electric Utility | ST | NG | NG | PJM | M | mcf | 0 | 0 | 0 | 0 | 0 | . | 0 | . | . | . | . | . | 0 | 0 | 0 | 0 | 0 | . | 0 | . | . | . | . | . | 0 | 0 | 0 | 0 | 0 | . | 0 | . | . | . | . | . | 0 | 0 | 0 | 0 | 0 | . | 0 | . | . | . | . | . | 0 | 0 | 0 | 0 | 0 | . | 0 | . | . | . | . | . | 0 | 0 | 0 | 0 | 0 | . | 0 | . | . | . | . | . | 0 | 0 | 0 | 0 | 0 | 2020
Vintage0 | petroleum | TRUE | 19876.3804.VA.ST | 3804 | N | . | Possum Point | Virginia Electric & Power Co | 19876 | VA | SAT | SERC |  | 22 | 1 | Electric Utility | ST | RFO | RFO | PJM | M | barrels | 0 | 0 | 0 | 0 | 0 | . | 7879 | 26281 | 0 | 0 | 0 | 0 | 0 | 0 | 0 | 0 | 0 | . | 7879 | 26281 | 0 | 0 | 0 | 0 | 0 | 0 | 0 | 0 | 0 | . | 6.25 | 6.25 | 0 | 0 | 0 | 0 | 0 | 0 | 0 | 0 | 0 | . | 49244 | 164256 | 0 | 0 | 0 | 0 | 0 | 0 | 0 | 0 | 0 | . | 49244 | 164256 | 0 | 0 | 0 | 0 | 0 | 0 | 0 | 0 | 0 | . | 2498.304 | 13352.669 | 0 | 0 | 0 | 0 | 34160 | 34160 | 213500 | 213500 | 15850.973 | 2020
Vintage1973 | nuclear | TRUE | 19876.3806.VA.ST | 3806 | N | 2 | Surry | Virginia Electric & Power Co | 19876 | VA | SAT | SERC |  | 22 | 1 | Electric Utility | ST | NUC | NUC | PJM | M |  | 0 | 0 | 0 | 0 | 0 | 0 | 0 | 0 | 0 | 0 | 0 | 0 | 0 | 0 | 0 | 0 | 0 | 0 | 0 | 0 | 0 | 0 | 0 | 0 | 0 | 0 | 0 | 0 | 0 | 0 | 0 | 0 | 0 | 0 | 0 | 0 | 6776954 | 6300826 | 6740842 | 5983947 | 334950 | 5475270 | 6488081 | 6528966 | 6367137 | 6660878 | 6526104 | 6734637 | 6776954 | 6300826 | 6740842 | 5983947 | 334950 | 5475270 | 6488081 | 6528966 | 6367137 | 6660878 | 6526104 | 6734637 | 648762 | 603182 | 645305 | 572847 | 32065 | 524151 | 621108 | 625022 | 609530 | 637650 | 624748 | 644711 | 0 | 0 | 70918592 | 70918592 | 6789081 | 2020
Vintage1973 | nuclear | TRUE | 19876.3806.VA.ST | 3806 | N | 1 | Surry | Virginia Electric & Power Co | 19876 | VA | SAT | SERC |  | 22 | 1 | Electric Utility | ST | NUC | NUC | PJM | M |  | 0 | 0 | 0 | 0 | 0 | 0 | 0 | 0 | 0 | 0 | 0 | 0 | 0 | 0 | 0 | 0 | 0 | 0 | 0 | 0 | 0 | 0 | 0 | 0 | 0 | 0 | 0 | 0 | 0 | 0 | 0 | 0 | 0 | 0 | 0 | 0 | 6780641 | 6319629 | 6714278 | 6459135 | 6718028 | 6358383 | 6472850 | 6494338 | 6397107 | 6881852 | 6511271 | 6770801 | 6780641 | 6319629 | 6714278 | 6459135 | 6718028 | 6358383 | 6472850 | 6494338 | 6397107 | 6881852 | 6511271 | 6770801 | 649115 | 604982 | 642762 | 618337 | 643121 | 608692 | 619650 | 621707 | 612399 | 658804 | 623328 | 648173 | 0 | 0 | 78878313 | 78878313 | 7551070 | 2020
Vintage1974 | hard coal | TRUE | 19876.3809.VA.ST | 3809 | N | . | Yorktown | Virginia Electric & Power Co | 19876 | VA | SAT | SERC |  | 22 | 1 | Electric Utility | ST | BIT | COL | PJM | M | short tons | 0 | 0 | 0 | 0 | 0 | 0 | 0 | 0 | . | . | 0 | 0 | 0 | 0 | 0 | 0 | 0 | 0 | 0 | 0 | . | . | 0 | 0 | 0 | 0 | 0 | 0 | 0 | 0 | 0 | 0 | . | . | 0 | 0 | 0 | 0 | 0 | 0 | 0 | 0 | 0 | 0 | . | . | 0 | 0 | 0 | 0 | 0 | 0 | 0 | 0 | 0 | 0 | . | . | 0 | 0 | 0 | 0 | 0 | 0 | 0 | 0 | 0 | 0 | . | . | 0 | 0 | 0 | 0 | 0 | 0 | 0 | 2020
Vintage1974 | petroleum | TRUE | 19876.3809.VA.ST | 3809 | N | . | Yorktown | Virginia Electric & Power Co | 19876 | VA | SAT | SERC |  | 22 | 1 | Electric Utility | ST | DFO | DFO | PJM | M | barrels | 0 | 0 | 0 | 0 | 0 | 0 | 144 | 79 | 64 | 0 | 0 | 0 | 0 | 0 | 0 | 0 | 0 | 0 | 144 | 79 | 64 | 0 | 0 | 0 | 0 | 0 | 0 | 0 | 0 | 0 | 5.73 | 5.73 | 5.73 | 0 | 0 | 0 | 0 | 0 | 0 | 0 | 0 | 0 | 825 | 453 | 367 | 0 | 0 | 0 | 0 | 0 | 0 | 0 | 0 | 0 | 825 | 453 | 367 | 0 | 0 | 0 | 0 | 0 | 0 | 0 | 0 | 0 | 66.476 | 0 | 29.742 | 0 | 0 | 0 | 287 | 287 | 1645 | 1645 | 96.218 | 2020
Vintage1974 | natural gas steam turbine | TRUE | 19876.3809.VA.ST | 3809 | N | . | Yorktown | Virginia Electric & Power Co | 19876 | VA | SAT | SERC |  | 22 | 1 | Electric Utility | ST | NG | NG | PJM | M | mcf | 0 | 33580 | 0 | 0 | 28580 | 17080 | 25040 | 0 | 242360 | 60590 | 0 | 0 | 0 | 33580 | 0 | 0 | 28580 | 17080 | 25040 | 0 | 242360 | 60590 | 0 | 0 | 0 | 1.04 | 0 | 0 | 1.04 | 1.04 | 1.04 | 0 | 1.04 | 1.04 | 0 | 0 | 0 | 34923 | 0 | 0 | 29723 | 17763 | 26042 | 0 | 252054 | 63014 | 0 | 0 | 0 | 34923 | 0 | 0 | 29723 | 17763 | 26042 | 0 | 252054 | 63014 | 0 | 0 | 0 | 0 | 0 | 0 | 0 | 0 | 2098.062 | 0 | 20442.561 | 6252.357 | 0 | 0 | 407230 | 407230 | 423519 | 423519 | 28792.98 | 2020
Vintage1974 | petroleum | TRUE | 19876.3809.VA.ST | 3809 | N | . | Yorktown | Virginia Electric & Power Co | 19876 | VA | SAT | SERC |  | 22 | 1 | Electric Utility | ST | RFO | RFO | PJM | M | barrels | 0 | 0 | 0 | 0 | 0 | . | 21950 | 0 | 26951 | 11030 | 0 | 0 | 0 | 0 | 0 | 0 | 0 | . | 21950 | 0 | 26951 | 11030 | 0 | 0 | 0 | 0 | 0 | 0 | 0 | . | 6.16 | 0 | 6.16 | 6.16 | 0 | 0 | 0 | 0 | 0 | 0 | 0 | . | 135212 | 0 | 166018 | 67945 | 0 | 0 | 0 | 0 | 0 | 0 | 0 | . | 135212 | 0 | 166018 | 67945 | 0 | 0 | 0 | 0 | 0 | 0 | 0 | . | 10893.462 | 0 | 13464.697 | 6741.643 | 0 | 0 | 59931 | 59931 | 369175 | 369175 | 31099.802 | 2020
Vintage1987 | hydro | TRUE | 1456.3821.VA.HY | 3821 | N | . | Snowden | Town of Bedford - (VA) | 1456 | VA | SAT | RFC |  | 22 | 1 | Electric Utility | HY | WAT | HYC | PJM | A |  | 0 | 0 | 0 | 0 | 0 | 0 | 0 | 0 | 0 | 0 | 0 | 0 | 0 | 0 | 0 | 0 | 0 | 0 | 0 | 0 | 0 | 0 | 0 | 0 | 0 | 0 | 0 | 0 | 0 | 0 | 0 | 0 | 0 | 0 | 0 | 0 | 10418 | 11622 | 13284 | 11031 | 10138 | 6694 | 5316 | 5688 | 4754 | 3944 | 5500 | 7276 | 10418 | 11622 | 13284 | 11031 | 10138 | 6694 | 5316 | 5688 | 4754 | 3944 | 5500 | 7276 | 1188.312 | 1325.703 | 1515.248 | 1258.204 | 1156.335 | 763.501 | 606.414 | 648.797 | 542.316 | 449.828 | 627.397 | 829.945 | 0 | 0 | 95665 | 95665 | 10912 | 2020
Vintage1938 | hydro | TRUE | 4794.3825.VA.HY | 3825 | N | . | Pinnacles | City of Danville - (VA) | 4794 | VA | SAT | RFC |  | 22 | 1 | Electric Utility | HY | WAT | HYC | PJM | A |  | 0 | 0 | 0 | 0 | 0 | 0 | 0 | 0 | 0 | 0 | 0 | 0 | 0 | 0 | 0 | 0 | 0 | 0 | 0 | 0 | 0 | 0 | 0 | 0 | 0 | 0 | 0 | 0 | 0 | 0 | 0 | 0 | 0 | 0 | 0 | 0 | 36641 | 40878 | 46722 | 38796 | 35655 | 23542 | 18699 | 20006 | 16722 | 13870 | 19346 | 25591 | 36641 | 40878 | 46722 | 38796 | 35655 | 23542 | 18699 | 20006 | 16722 | 13870 | 19346 | 25591 | 4179.453 | 4662.679 | 5329.334 | 4425.277 | 4066.989 | 2685.337 | 2132.842 | 2281.91 | 1907.399 | 1582.108 | 2206.64 | 2919.032 | 0 | 0 | 336468 | 336468 | 38379 | 2020
Vintage1932 | hydro | TRUE | 11770.3826.VA.HY | 3826 | N | . | Martinsville | City of Martinsville - (VA) | 11770 | VA | SAT | RFC |  | 22 | 1 | Electric Utility | HY | WAT | HYC | PJM | A |  | 0 | 0 | 0 | 0 | 0 | 0 | 0 | 0 | 0 | 0 | 0 | 0 | 0 | 0 | 0 | 0 | 0 | 0 | 0 | 0 | 0 | 0 | 0 | 0 | 0 | 0 | 0 | 0 | 0 | 0 | 0 | 0 | 0 | 0 | 0 | 0 | 409 | 456 | 521 | 433 | 398 | 263 | 209 | 223 | 186 | 155 | 216 | 285 | 409 | 456 | 521 | 433 | 398 | 263 | 209 | 223 | 186 | 155 | 216 | 285 | 46.609 | 51.998 | 59.432 | 49.35 | 45.355 | 29.947 | 23.785 | 25.448 | 21.271 | 17.644 | 24.608 | 32.553 | 0 | 0 | 3754 | 3754 | 428 | 2020
Vintage1934 | hydro | TRUE | 15619.3827.VA.HY | 3827 | N | . | Radford | City of Radford - (VA) | 15619 | VA | SAT | RFC |  | 22 | 1 | Electric Utility | HY | WAT | HYC | PJM | A |  | 0 | 0 | 0 | 0 | 0 | 0 | 0 | 0 | 0 | 0 | 0 | 0 | 0 | 0 | 0 | 0 | 0 | 0 | 0 | 0 | 0 | 0 | 0 | 0 | 0 | 0 | 0 | 0 | 0 | 0 | 0 | 0 | 0 | 0 | 0 | 0 | 3747 | 4180 | 4777 | 3967 | 3646 | 2407 | 1912 | 2046 | 1710 | 1418 | 1978 | 2617 | 3747 | 4180 | 4777 | 3967 | 3646 | 2407 | 1912 | 2046 | 1710 | 1418 | 1978 | 2617 | 427.361 | 476.772 | 544.939 | 452.497 | 415.861 | 274.583 | 218.089 | 233.332 | 195.037 | 161.775 | 225.635 | 298.479 | 0 | 0 | 34405 | 34405 | 3924.36 | 2020
Vintage2008 | hydro | TRUE | 18574.3833.VA.HY | 3833 | N | . | John H Kerr | USCE-Wilmington District | 18574 | VA | SAT | SERC |  | 22 | 1 | Electric Utility | HY | WAT | HYC | PJM | A |  | 0 | 0 | 0 | 0 | 0 | 0 | 0 | 0 | 0 | 0 | 0 | 0 | 0 | 0 | 0 | 0 | 0 | 0 | 0 | 0 | 0 | 0 | 0 | 0 | 0 | 0 | 0 | 0 | 0 | 0 | 0 | 0 | 0 | 0 | 0 | 0 | 831403 | 927529 | 1060145 | 880304 | 809031 | 534184 | 424278 | 453932 | 379432 | 314723 | 438959 | 580672 | 831403 | 927529 | 1060145 | 880304 | 809031 | 534184 | 424278 | 453932 | 379432 | 314723 | 438959 | 580672 | 94833.272 | 105797.82 | 120924.46 | 100411.09 | 92281.409 | 60931.249 | 48394.94 | 51777.331 | 43279.556 | 35898.59 | 50069.429 | 66233.852 | 0 | 0 | 7634592 | 7634592 | 870833 | 2020
Vintage1953 | hydro | TRUE | 18574.3834.VA.HY | 3834 | N | . | Philpott Lake | USCE-Wilmington District | 18574 | VA | SAT | RFC |  | 22 | 1 | Electric Utility | HY | WAT | HYC | PJM | A |  | 0 | 0 | 0 | 0 | 0 | 0 | 0 | 0 | 0 | 0 | 0 | 0 | 0 | 0 | 0 | 0 | 0 | 0 | 0 | 0 | 0 | 0 | 0 | 0 | 0 | 0 | 0 | 0 | 0 | 0 | 0 | 0 | 0 | 0 | 0 | 0 | 13747 | 15336 | 17529 | 14556 | 13377 | 8833 | 7015 | 7506 | 6274 | 5204 | 7258 | 9601 | 13747 | 15336 | 17529 | 14556 | 13377 | 8833 | 7015 | 7506 | 6274 | 5204 | 7258 | 9601 | 1568.043 | 1749.34 | 1999.455 | 1660.272 | 1525.849 | 1007.483 | 800.198 | 856.125 | 715.616 | 593.574 | 827.885 | 1095.16 | 0 | 0 | 126236 | 126236 | 14399 | 2020
Vintage1973 | petroleum | TRUE | 19099.3845.WA.ST | 3845 | N | . | Transalta Centralia Generation | TransAlta Centralia Gen LLC | 19099 | WA | PACC | WECC |  | 22 | 2 | NAICS-22 Non-Cogen | ST | DFO | DFO | BPAT | M | barrels | 2168 | 547 | 963 | 0 | 133 | 0 | 3222 | 3183 | 0 | 27 | 931 | 0 | 2168 | 547 | 963 | 0 | 133 | 0 | 3222 | 3183 | 0 | 27 | 931 | 0 | 6 | 6 | 6 | 0 | 6 | 0 | 6 | 6 | 0 | 6 | 6 | 0 | 13008 | 3282 | 5778 | 0 | 798 | 0 | 19332 | 19098 | 0 | 162 | 5586 | 0 | 13008 | 3282 | 5778 | 0 | 798 | 0 | 19332 | 19098 | 0 | 162 | 5586 | 0 | 1156.028 | 277.899 | 486.295 | 0 | 0 | 0 | 1667.627 | 1708.176 | 0 | 14.612 | 508.535 | 0 | 11174 | 11174 | 67044 | 67044 | 5819.172 | 2020
Vintage1973 | hard coal | TRUE | 19099.3845.WA.ST | 3845 | N | . | Transalta Centralia Generation | TransAlta Centralia Gen LLC | 19099 | WA | PACC | WECC |  | 22 | 2 | NAICS-22 Non-Cogen | ST | RC | COL | BPAT | M | short tons | 387361 | 245304 | 164003 | 0 | 0 | 0 | 133584 | 398586 | 520794 | 489636 | 544193 | 592192 | 387361 | 245304 | 164003 | 0 | 0 | 0 | 133584 | 398586 | 520794 | 489636 | 544193 | 592192 | 16.208 | 16.1 | 16.48 | 0 | 0 | 0 | 17.173 | 16.691 | 16.915 | 16.758 | 16.5 | 16.905 | 6278347 | 3949394 | 2702769 | 0 | 0 | 0 | 2294038 | 6652799 | 8809231 | 8205320 | 8979185 | 10011006 | 6278347 | 3949394 | 2702769 | 0 | 0 | 0 | 2294038 | 6652799 | 8809231 | 8205320 | 8979185 | 10011006 | 557959.97 | 334410.1 | 227473.71 | 0 | 0 | 0 | 197889.48 | 595044.04 | 790788 | 740105.39 | 817442.47 | 880953 | 3475653 | 3475653 | 57882089 | 57882089 | 5142066.1 | 2020
Vintage1973 | hard coal | TRUE | 19099.3845.WA.ST | 3845 | N | . | Transalta Centralia Generation | TransAlta Centralia Gen LLC | 19099 | WA | PACC | WECC |  | 22 | 2 | NAICS-22 Non-Cogen | ST | SUB | COL | BPAT | M | short tons | 0 | 0 | 0 | 0 | 0 | 0 | 0 | 0 | 0 | 0 | 0 | 0 | 0 | 0 | 0 | 0 | 0 | 0 | 0 | 0 | 0 | 0 | 0 | 0 | 0 | 0 | 0 | 0 | 0 | 0 | 0 | 0 | 0 | 0 | 0 | 0 | 0 | 0 | 0 | 0 | 0 | 0 | 0 | 0 | 0 | 0 | 0 | 0 | 0 | 0 | 0 | 0 | 0 | 0 | 0 | 0 | 0 | 0 | 0 | 0 | 0 | 0 | 0 | 0 | 0 | 0 | 0 | 0 | 0 | 0 | 0 | 0 | 0 | 0 | 0 | 0 | 0 | 2020
Vintage1973 | hard coal | TRUE | 19099.3845.WA.ST | 3845 | N | . | Transalta Centralia Generation | TransAlta Centralia Gen LLC | 19099 | WA | PACC | WECC |  | 22 | 2 | NAICS-22 Non-Cogen | ST | WC | WOC | BPAT | M | short tons | 0 | 0 | 0 | 0 | 0 | 0 | 389 | 446 | 0 | 0 | 0 | 0 | 0 | 0 | 0 | 0 | 0 | 0 | 389 | 446 | 0 | 0 | 0 | 0 | 0 | 0 | 0 | 0 | 0 | 0 | 14.48 | 16.69 | 0 | 0 | 0 | 0 | 0 | 0 | 0 | 0 | 0 | 0 | 5633 | 7444 | 0 | 0 | 0 | 0 | 0 | 0 | 0 | 0 | 0 | 0 | 5633 | 7444 | 0 | 0 | 0 | 0 | 0 | 0 | 0 | 0 | 0 | 0 | 485.893 | 665.788 | 0 | 0 | 0 | 0 | 835 | 835 | 13077 | 13077 | 1151.681 | 2020
Vintage1958 | hydro | TRUE | 14354.3847.WA.HY | 3847 | N | . | Merwin | PacifiCorp | 14354 | WA | PACC | WECC |  | 22 | 1 | Electric Utility | HY | WAT | HYC | PACW | A |  | 0 | 0 | 0 | 0 | 0 | 0 | 0 | 0 | 0 | 0 | 0 | 0 | 0 | 0 | 0 | 0 | 0 | 0 | 0 | 0 | 0 | 0 | 0 | 0 | 0 | 0 | 0 | 0 | 0 | 0 | 0 | 0 | 0 | 0 | 0 | 0 | 343565 | 381274 | 294492 | 258937 | 467574 | 474501 | 440011 | 337229 | 243419 | 248977 | 315649 | 329922 | 343565 | 381274 | 294492 | 258937 | 467574 | 474501 | 440011 | 337229 | 243419 | 248977 | 315649 | 329922 | 39188.464 | 43489.722 | 33590.952 | 29535.438 | 53333.357 | 54123.562 | 50189.516 | 38465.71 | 27765.406 | 28399.336 | 36004.27 | 37632.267 | 0 | 0 | 4135550 | 4135550 | 471718 | 2020
Vintage1958 | hydro | TRUE | 14354.3850.WA.HY | 3850 | N | . | Swift 1 | PacifiCorp | 14354 | WA | PACC | WECC |  | 22 | 1 | Electric Utility | HY | WAT | HYC | PACW | M |  | 0 | 0 | 0 | 0 | 0 | 0 | 0 | 0 | 0 | 0 | 0 | 0 | 0 | 0 | 0 | 0 | 0 | 0 | 0 | 0 | 0 | 0 | 0 | 0 | 0 | 0 | 0 | 0 | 0 | 0 | 0 | 0 | 0 | 0 | 0 | 0 | 890350 | 878462 | 193461 | 375403 | 539986 | 300524 | 257355 | 99339 | 84417 | 326746 | 421561 | 626770 | 890350 | 878462 | 193461 | 375403 | 539986 | 300524 | 257355 | 99339 | 84417 | 326746 | 421561 | 626770 | 101557 | 100201 | 22067 | 42820 | 61593 | 34279 | 29355 | 11331 | 9629 | 37270 | 48085 | 71492 | 0 | 0 | 4994374 | 4994374 | 569679 | 2020
Vintage1953 | hydro | TRUE | 14354.3852.WA.HY | 3852 | N | . | Yale | PacifiCorp | 14354 | WA | PACC | WECC |  | 22 | 1 | Electric Utility | HY | WAT | HYC | PACW | A |  | 0 | 0 | 0 | 0 | 0 | 0 | 0 | 0 | 0 | 0 | 0 | 0 | 0 | 0 | 0 | 0 | 0 | 0 | 0 | 0 | 0 | 0 | 0 | 0 | 0 | 0 | 0 | 0 | 0 | 0 | 0 | 0 | 0 | 0 | 0 | 0 | 366490 | 406715 | 314142 | 276215 | 498773 | 506163 | 469372 | 359731 | 259662 | 265590 | 336712 | 351937 | 366490 | 406715 | 314142 | 276215 | 498773 | 506163 | 469372 | 359731 | 259662 | 265590 | 336712 | 351937 | 41803.365 | 46391.631 | 35832.352 | 31506.229 | 56892.095 | 57735.028 | 53538.477 | 41032.384 | 29618.089 | 30294.319 | 38406.702 | 40143.329 | 0 | 0 | 4411502 | 4411502 | 503194 | 2020
Vintage1969 | petroleum | TRUE | 15500.3853.WA.IC | 3853 | N | . | Crystal Mountain | Puget Sound Energy Inc | 15500 | WA | PACC | WECC |  | 22 | 1 | Electric Utility | IC | DFO | DFO | PSEI | M | barrels | 166 | 317 | 28 | 13 | 0 | 0 | 0 | 28 | 529 | 80 | 17 | 15 | 166 | 317 | 28 | 13 | 0 | 0 | 0 | 28 | 529 | 80 | 17 | 15 | 5.805 | 5.792 | 5.792 | 5.792 | 0 | 0 | 0 | 5.792 | 5.792 | 5.792 | 5.792 | 5.792 | 964 | 1836 | 162 | 75 | 0 | 0 | 0 | 162 | 3064 | 463 | 98 | 87 | 964 | 1836 | 162 | 75 | 0 | 0 | 0 | 162 | 3064 | 463 | 98 | 87 | 92 | 165 | 14 | 5 | 0 | 0 | 0 | 14 | 199 | 29 | 9 | 8 | 1193 | 1193 | 6911 | 6911 | 535 | 2020
Vintage1929 | hydro | TRUE | 59866.3854.WA.HY | 3854 | N | . | Electron | Electron Hydro LLC | 59866 | WA | PACC | WECC |  | 22 | 2 | NAICS-22 Non-Cogen | HY | WAT | HYC | PSEI | A |  | 0 | 0 | 0 | 0 | 0 | 0 | 0 | 0 | 0 | 0 | 0 | 0 | 0 | 0 | 0 | 0 | 0 | 0 | 0 | 0 | 0 | 0 | 0 | 0 | 0 | 0 | 0 | 0 | 0 | 0 | 0 | 0 | 0 | 0 | 0 | 0 | 37113 | 41187 | 31812 | 27972 | 50509 | 51258 | 47532 | 36429 | 26295 | 26896 | 34098 | 35640 | 37113 | 41187 | 31812 | 27972 | 50509 | 51258 | 47532 | 36429 | 26295 | 26896 | 34098 | 35640 | 4233.304 | 4697.946 | 3628.639 | 3190.545 | 5761.298 | 5846.659 | 5421.687 | 4155.231 | 2999.338 | 3067.818 | 3889.336 | 4065.199 | 0 | 0 | 446741 | 446741 | 50957 | 2020
Vintage2013 | hydro | TRUE | 15500.3855.WA.HY | 3855 | N | . | Lower Baker | Puget Sound Energy Inc | 15500 | WA | PACC | WECC |  | 22 | 1 | Electric Utility | HY | WAT | HYC | PSEI | A |  | 0 | 0 | 0 | 0 | 0 | 0 | 0 | 0 | 0 | 0 | 0 | 0 | 0 | 0 | 0 | 0 | 0 | 0 | 0 | 0 | 0 | 0 | 0 | 0 | 0 | 0 | 0 | 0 | 0 | 0 | 0 | 0 | 0 | 0 | 0 | 0 | 279464 | 310137 | 239546 | 210625 | 380335 | 385970 | 357915 | 274310 | 198003 | 202523 | 256756 | 268366 | 279464 | 310137 | 239546 | 210625 | 380335 | 385970 | 357915 | 274310 | 198003 | 202523 | 256756 | 268366 | 31876.775 | 35375.515 | 27323.634 | 24024.788 | 43382.548 | 44025.319 | 40825.278 | 31288.871 | 22585.004 | 23100.657 | 29286.681 | 30610.93 | 0 | 0 | 3363950 | 3363950 | 383706 | 2020
Vintage2013 | hydro | TRUE | 15500.3860.WA.HY | 3860 | N | . | Snoqualmie | Puget Sound Energy Inc | 15500 | WA | PACC | WECC |  | 22 | 1 | Electric Utility | HY | WAT | HYC | PSEI | A |  | 0 | 0 | 0 | 0 | 0 | 0 | 0 | 0 | 0 | 0 | 0 | 0 | 0 | 0 | 0 | 0 | 0 | 0 | 0 | 0 | 0 | 0 | 0 | 0 | 0 | 0 | 0 | 0 | 0 | 0 | 0 | 0 | 0 | 0 | 0 | 0 | 38554 | 42786 | 33047 | 29057 | 52470 | 53247 | 49377 | 37843 | 27316 | 27940 | 35421 | 37023 | 38554 | 42786 | 33047 | 29057 | 52470 | 53247 | 49377 | 37843 | 27316 | 27940 | 35421 | 37023 | 4397.629 | 4880.307 | 3769.492 | 3314.392 | 5984.934 | 6073.609 | 5632.14 | 4316.525 | 3115.764 | 3186.902 | 4040.308 | 4222.998 | 0 | 0 | 464081 | 464081 | 52935 | 2020
Vintage1959 | hydro | TRUE | 15500.3861.WA.HY | 3861 | N | . | Upper Baker | Puget Sound Energy Inc | 15500 | WA | PACC | WECC |  | 22 | 1 | Electric Utility | HY | WAT | HYC | PSEI | A |  | 0 | 0 | 0 | 0 | 0 | 0 | 0 | 0 | 0 | 0 | 0 | 0 | 0 | 0 | 0 | 0 | 0 | 0 | 0 | 0 | 0 | 0 | 0 | 0 | 0 | 0 | 0 | 0 | 0 | 0 | 0 | 0 | 0 | 0 | 0 | 0 | 263723 | 292669 | 226054 | 198762 | 358913 | 364230 | 337756 | 258859 | 186850 | 191116 | 242295 | 253250 | 263723 | 292669 | 226054 | 198762 | 358913 | 364230 | 337756 | 258859 | 186850 | 191116 | 242295 | 253250 | 30081.335 | 33383.011 | 25784.647 | 22671.607 | 40939.054 | 41545.621 | 38525.82 | 29526.545 | 21312.918 | 21799.527 | 27637.127 | 28886.788 | 0 | 0 | 3174477 | 3174477 | 362094 | 2020
Vintage1911 | hydro | TRUE | 20169.3866.WA.HY | 3866 | N | . | Little Falls (WA) | Avista Corp | 20169 | WA | PACC | WECC |  | 22 | 1 | Electric Utility | HY | WAT | HYC | AVA | A |  | 0 | 0 | 0 | 0 | 0 | 0 | 0 | 0 | 0 | 0 | 0 | 0 | 0 | 0 | 0 | 0 | 0 | 0 | 0 | 0 | 0 | 0 | 0 | 0 | 0 | 0 | 0 | 0 | 0 | 0 | 0 | 0 | 0 | 0 | 0 | 0 | 154794 | 171784 | 132684 | 116664 | 210666 | 213787 | 198248 | 151939 | 109673 | 112177 | 142216 | 148647 | 154794 | 171784 | 132684 | 116664 | 210666 | 213787 | 198248 | 151939 | 109673 | 112177 | 142216 | 148647 | 17656.4 | 19594.336 | 15134.436 | 13307.22 | 24029.395 | 24385.423 | 22612.935 | 17330.763 | 12509.731 | 12795.348 | 16221.759 | 16955.254 | 0 | 0 | 1863279 | 1863279 | 212533 | 2020
Vintage1924 | hydro | TRUE | 20169.3867.WA.HY | 3867 | N | . | Long Lake | Avista Corp | 20169 | WA | PACC | WECC |  | 22 | 1 | Electric Utility | HY | WAT | HYC | AVA | A |  | 0 | 0 | 0 | 0 | 0 | 0 | 0 | 0 | 0 | 0 | 0 | 0 | 0 | 0 | 0 | 0 | 0 | 0 | 0 | 0 | 0 | 0 | 0 | 0 | 0 | 0 | 0 | 0 | 0 | 0 | 0 | 0 | 0 | 0 | 0 | 0 | 366111 | 406294 | 313817 | 275929 | 498257 | 505639 | 468886 | 359358 | 259393 | 265315 | 336363 | 351572 | 366111 | 406294 | 313817 | 275929 | 498257 | 505639 | 468886 | 359358 | 259393 | 265315 | 336363 | 351572 | 41760.082 | 46343.597 | 35795.252 | 31473.608 | 56833.189 | 57675.25 | 53483.044 | 40989.9 | 29587.423 | 30262.953 | 38366.937 | 40101.765 | 0 | 0 | 4406934 | 4406934 | 502673 | 2020
Vintage2006 | hydro | TRUE | 9143.3868.WA.HY | 3868 | N | . | Meyers Falls | Hydro Technology Systems Inc | 9143 | WA | PACC | WECC |  | 22 | 2 | NAICS-22 Non-Cogen | HY | WAT | HYC | AVA | A |  | 0 | 0 | 0 | 0 | 0 | 0 | 0 | 0 | 0 | 0 | 0 | 0 | 0 | 0 | 0 | 0 | 0 | 0 | 0 | 0 | 0 | 0 | 0 | 0 | 0 | 0 | 0 | 0 | 0 | 0 | 0 | 0 | 0 | 0 | 0 | 0 | 8335 | 9250 | 7144 | 6282 | 11343 | 11512 | 10675 | 8181 | 5905 | 6040 | 7658 | 8004 | 8335 | 9250 | 7144 | 6282 | 11343 | 11512 | 10675 | 8181 | 5905 | 6040 | 7658 | 8004 | 950.722 | 1055.072 | 814.925 | 716.537 | 1293.881 | 1313.052 | 1217.611 | 933.188 | 673.596 | 688.975 | 873.473 | 912.968 | 0 | 0 | 100329 | 100329 | 11444 | 2020
Vintage1994 | hydro | TRUE | 20169.3869.WA.HY | 3869 | N | . | Nine Mile | Avista Corp | 20169 | WA | PACC | WECC |  | 22 | 1 | Electric Utility | HY | WAT | HYC | AVA | A |  | 0 | 0 | 0 | 0 | 0 | 0 | 0 | 0 | 0 | 0 | 0 | 0 | 0 | 0 | 0 | 0 | 0 | 0 | 0 | 0 | 0 | 0 | 0 | 0 | 0 | 0 | 0 | 0 | 0 | 0 | 0 | 0 | 0 | 0 | 0 | 0 | 85889 | 95317 | 73621 | 64733 | 116891 | 118623 | 110001 | 84305 | 60854 | 62243 | 78911 | 82479 | 85889 | 95317 | 73621 | 64733 | 116891 | 118623 | 110001 | 84305 | 60854 | 62243 | 78911 | 82479 | 9796.907 | 10872.2 | 8397.56 | 7383.703 | 13333.057 | 13530.604 | 12547.113 | 9616.224 | 6941.204 | 7099.684 | 9000.877 | 9407.867 | 0 | 0 | 1033867 | 1033867 | 117927 | 2020
Vintage1955 | hydro | TRUE | 3295.3878.WA.HY | 3878 | N | . | Yelm | City of Centralia - (WA) | 3295 | WA | PACC | WECC |  | 22 | 1 | Electric Utility | HY | WAT | HYC | BPAT | A |  | 0 | 0 | 0 | 0 | 0 | 0 | 0 | 0 | 0 | 0 | 0 | 0 | 0 | 0 | 0 | 0 | 0 | 0 | 0 | 0 | 0 | 0 | 0 | 0 | 0 | 0 | 0 | 0 | 0 | 0 | 0 | 0 | 0 | 0 | 0 | 0 | 29123 | 32319 | 24963 | 21949 | 39635 | 40222 | 37298 | 28586 | 20634 | 21105 | 26757 | 27966 | 29123 | 32319 | 24963 | 21949 | 39635 | 40222 | 37298 | 28586 | 20634 | 21105 | 26757 | 27966 | 3321.879 | 3686.482 | 2847.396 | 2503.623 | 4520.895 | 4587.878 | 4254.402 | 3260.613 | 2353.583 | 2407.319 | 3051.965 | 3189.965 | 0 | 0 | 350557 | 350557 | 39986 | 2020
Vintage1974 | hydro | TRUE | 3413.3883.WA.HY | 3883 | N | . | Rocky Reach | PUD No 1 of Chelan County | 3413 | WA | PACC | WECC |  | 22 | 1 | Electric Utility | HY | WAT | HYC | CHPD | M |  | 0 | 0 | 0 | 0 | 0 | 0 | 0 | 0 | 0 | 0 | 0 | 0 | 0 | 0 | 0 | 0 | 0 | 0 | 0 | 0 | 0 | 0 | 0 | 0 | 0 | 0 | 0 | 0 | 0 | 0 | 0 | 0 | 0 | 0 | 0 | 0 | 4035038 | 4562285 | 3580469 | 3535670 | 6162666 | 5226430 | 5356900 | 4502705 | 3055790 | 3021617 | 4287764 | 4364362 | 4035038 | 4562285 | 3580469 | 3535670 | 6162666 | 5226430 | 5356900 | 4502705 | 3055790 | 3021617 | 4287764 | 4364362 | 460253 | 520393 | 408403 | 403293 | 702939 | 596148 | 611030 | 513597 | 348556 | 344658 | 489080 | 497817 | 0 | 0 | 51691696 | 51691696 | 5896167 | 2020
Vintage1969 | hydro | TRUE | 5326.3886.WA.HY | 3886 | N | . | Wells | PUD No 1 of Douglas County | 5326 | WA | PACC | WECC |  | 22 | 1 | Electric Utility | HY | WAT | HYC | DOPD | M |  | 0 | 0 | 0 | 0 | 0 | 0 | 0 | 0 | 0 | 0 | 0 | 0 | 0 | 0 | 0 | 0 | 0 | 0 | 0 | 0 | 0 | 0 | 0 | 0 | 0 | 0 | 0 | 0 | 0 | 0 | 0 | 0 | 0 | 0 | 0 | 0 | 3251566 | 3462544 | 2680019 | 2480158 | 4296610 | 4066897 | 3898851 | 3459555 | 2256135 | 2224407 | 3144618 | 3152035 | 3251566 | 3462544 | 2680019 | 2480158 | 4296610 | 4066897 | 3898851 | 3459555 | 2256135 | 2224407 | 3144618 | 3152035 | 370887 | 394952 | 305694 | 282897 | 490089 | 463887 | 444719 | 394611 | 257344 | 253725 | 358688 | 359534 | 0 | 0 | 38373395 | 38373395 | 4377027 | 2020
Vintage1961 | hydro | TRUE | 14624.3887.WA.HY | 3887 | N | . | Priest Rapids | PUD No 2 of Grant County | 14624 | WA | PACC | WECC |  | 22 | 1 | Electric Utility | HY | WAT | HYC | BPAT | M |  | 0 | 0 | 0 | 0 | 0 | 0 | 0 | 0 | 0 | 0 | 0 | 0 | 0 | 0 | 0 | 0 | 0 | 0 | 0 | 0 | 0 | 0 | 0 | 0 | 0 | 0 | 0 | 0 | 0 | 0 | 0 | 0 | 0 | 0 | 0 | 0 | 3832503 | 4044752 | 3115915 | 2801688 | 4362222 | 4032943 | 4153331 | 3589280 | 2583319 | 2465736 | 3148300 | 3792078 | 3832503 | 4044752 | 3115915 | 2801688 | 4362222 | 4032943 | 4153331 | 3589280 | 2583319 | 2465736 | 3148300 | 3792078 | 437151 | 461361 | 355414 | 319572 | 497573 | 460014 | 473746 | 409408 | 294664 | 281252 | 359108 | 432540 | 0 | 0 | 41922067 | 41922067 | 4781803 | 2020
Vintage2020 | hydro | TRUE | 14624.3888.WA.HY | 3888 | N | . | Wanapum | PUD No 2 of Grant County | 14624 | WA | PACC | WECC |  | 22 | 1 | Electric Utility | HY | WAT | HYC | GCPD | M |  | 0 | 0 | 0 | 0 | 0 | 0 | 0 | 0 | 0 | 0 | 0 | 0 | 0 | 0 | 0 | 0 | 0 | 0 | 0 | 0 | 0 | 0 | 0 | 0 | 0 | 0 | 0 | 0 | 0 | 0 | 0 | 0 | 0 | 0 | 0 | 0 | 3980569 | 4367527 | 3249629 | 2911082 | 4549021 | 4355156 | 4566257 | 4045146 | 2713579 | 2522283 | 3750268 | 3975721 | 3980569 | 4367527 | 3249629 | 2911082 | 4549021 | 4355156 | 4566257 | 4045146 | 2713579 | 2522283 | 3750268 | 3975721 | 454040 | 498178 | 370666 | 332050 | 518880 | 496767 | 520846 | 461406 | 309522 | 287702 | 427771 | 453487 | 0 | 0 | 44986238 | 44986238 | 5131315 | 2020
Vintage1955 | hydro | TRUE | 14653.3891.WA.HY | 3891 | N | . | Box Canyon | PUD No 1 of Pend Oreille County | 14653 | WA | PACC | WECC |  | 22 | 1 | Electric Utility | HY | WAT | HYC | AVA | A |  | 0 | 0 | 0 | 0 | 0 | 0 | 0 | 0 | 0 | 0 | 0 | 0 | 0 | 0 | 0 | 0 | 0 | 0 | 0 | 0 | 0 | 0 | 0 | 0 | 0 | 0 | 0 | 0 | 0 | 0 | 0 | 0 | 0 | 0 | 0 | 0 | 326777 | 362644 | 280102 | 246284 | 444726 | 451315 | 418511 | 320751 | 231525 | 236811 | 300226 | 313801 | 326777 | 362644 | 280102 | 246284 | 444726 | 451315 | 418511 | 320751 | 231525 | 236811 | 300226 | 313801 | 37273.56 | 41364.643 | 31949.566 | 28092.22 | 50727.279 | 51478.872 | 47737.058 | 36586.124 | 26408.679 | 27011.633 | 34244.96 | 35793.406 | 0 | 0 | 3933473 | 3933473 | 448668 | 2020
Vintage1973 | hydro | TRUE | 19400.3895.OR.HY | 3895 | N | . | The Dalles | USACE Northwestern Division | 19400 | OR | PACC | WECC |  | 22 | 1 | Electric Utility | HY | WAT | HYC | BPAT | M |  | 0 | 0 | 0 | 0 | 0 | 0 | 0 | 0 | 0 | 0 | 0 | 0 | 0 | 0 | 0 | 0 | 0 | 0 | 0 | 0 | 0 | 0 | 0 | 0 | 0 | 0 | 0 | 0 | 0 | 0 | 0 | 0 | 0 | 0 | 0 | 0 | 5425861 | 6403110 | 5054868 | 3828321 | 6486993 | 6315054 | 4542165 | 3496323 | 3489774 | 3632387 | 4855305 | 5254431 | 5425861 | 6403110 | 5054868 | 3828321 | 6486993 | 6315054 | 4542165 | 3496323 | 3489774 | 3632387 | 4855305 | 5254431 | 618896 | 730365 | 576579 | 436674 | 739933 | 720321 | 518098 | 398805 | 398058 | 414325 | 553816 | 599342 | 0 | 0 | 58784592 | 58784592 | 6705212 | 2020
Vintage1947 | hydro | TRUE | 18429.3913.WA.HY | 3913 | N | . | Alder | City of Tacoma - (WA) | 18429 | WA | PACC | WECC |  | 22 | 1 | Electric Utility | HY | WAT | HYC | TPWR | A |  | 0 | 0 | 0 | 0 | 0 | 0 | 0 | 0 | 0 | 0 | 0 | 0 | 0 | 0 | 0 | 0 | 0 | 0 | 0 | 0 | 0 | 0 | 0 | 0 | 0 | 0 | 0 | 0 | 0 | 0 | 0 | 0 | 0 | 0 | 0 | 0 | 154222 | 171149 | 132194 | 116233 | 209888 | 212997 | 197515 | 151378 | 109268 | 111762 | 141691 | 148098 | 154222 | 171149 | 132194 | 116233 | 209888 | 212997 | 197515 | 151378 | 109268 | 111762 | 141691 | 148098 | 17591.185 | 19521.964 | 15078.536 | 13258.069 | 23940.642 | 24295.355 | 22529.413 | 17266.751 | 12463.525 | 12748.088 | 16161.843 | 16892.629 | 0 | 0 | 1856395 | 1856395 | 211748 | 2020
Vintage1926 | hydro | TRUE | 18429.3914.WA.HY | 3914 | N | . | Cushman 1 | City of Tacoma - (WA) | 18429 | WA | PACC | WECC |  | 22 | 1 | Electric Utility | HY | WAT | HYC | TPWR | A |  | 0 | 0 | 0 | 0 | 0 | 0 | 0 | 0 | 0 | 0 | 0 | 0 | 0 | 0 | 0 | 0 | 0 | 0 | 0 | 0 | 0 | 0 | 0 | 0 | 0 | 0 | 0 | 0 | 0 | 0 | 0 | 0 | 0 | 0 | 0 | 0 | 76395 | 84780 | 65483 | 57577 | 103969 | 105510 | 97841 | 74986 | 54127 | 55362 | 70188 | 73361 | 76395 | 84780 | 65483 | 57577 | 103969 | 105510 | 97841 | 74986 | 54127 | 55362 | 70188 | 73361 | 8713.927 | 9670.355 | 7469.269 | 6567.487 | 11859.181 | 12034.891 | 11160.118 | 8553.218 | 6173.903 | 6314.864 | 8005.893 | 8367.894 | 0 | 0 | 919579 | 919579 | 104891 | 2020
Vintage2013 | hydro | TRUE | 18429.3915.WA.HY | 3915 | N | . | Cushman 2 | City of Tacoma - (WA) | 18429 | WA | PACC | WECC |  | 22 | 1 | Electric Utility | HY | WAT | HYC | TPWR | A |  | 0 | 0 | 0 | 0 | 0 | 0 | 0 | 0 | 0 | 0 | 0 | 0 | 0 | 0 | 0 | 0 | 0 | 0 | 0 | 0 | 0 | 0 | 0 | 0 | 0 | 0 | 0 | 0 | 0 | 0 | 0 | 0 | 0 | 0 | 0 | 0 | 110731 | 122885 | 94915 | 83456 | 150699 | 152932 | 141816 | 108689 | 78454 | 80245 | 101734 | 106334 | 110731 | 122885 | 94915 | 83456 | 150699 | 152932 | 141816 | 108689 | 78454 | 80245 | 101734 | 106334 | 12630.466 | 14016.764 | 10826.384 | 9519.29 | 17189.374 | 17444.057 | 16176.112 | 12397.522 | 8948.807 | 9153.123 | 11604.198 | 12128.903 | 0 | 0 | 1332890 | 1332890 | 152035 | 2020
Vintage1945 | hydro | TRUE | 18429.3916.WA.HY | 3916 | N | . | LaGrande | City of Tacoma - (WA) | 18429 | WA | PACC | WECC |  | 22 | 1 | Electric Utility | HY | WAT | HYC | TPWR | A |  | 0 | 0 | 0 | 0 | 0 | 0 | 0 | 0 | 0 | 0 | 0 | 0 | 0 | 0 | 0 | 0 | 0 | 0 | 0 | 0 | 0 | 0 | 0 | 0 | 0 | 0 | 0 | 0 | 0 | 0 | 0 | 0 | 0 | 0 | 0 | 0 | 252736 | 280476 | 216636 | 190481 | 343960 | 349056 | 323685 | 248075 | 179066 | 183154 | 232201 | 242700 | 252736 | 280476 | 216636 | 190481 | 343960 | 349056 | 323685 | 248075 | 179066 | 183154 | 232201 | 242700 | 28828.133 | 31992.26 | 24710.447 | 21727.097 | 39233.514 | 39814.812 | 36920.816 | 28296.456 | 20425.012 | 20891.349 | 26485.752 | 27683.352 | 0 | 0 | 3042226 | 3042226 | 347009 | 2020
Vintage1983 | hydro | TRUE | 18429.3917.WA.HY | 3917 | N | . | Mayfield | City of Tacoma - (WA) | 18429 | WA | PACC | WECC |  | 22 | 1 | Electric Utility | HY | WAT | HYC | TPWR | A |  | 0 | 0 | 0 | 0 | 0 | 0 | 0 | 0 | 0 | 0 | 0 | 0 | 0 | 0 | 0 | 0 | 0 | 0 | 0 | 0 | 0 | 0 | 0 | 0 | 0 | 0 | 0 | 0 | 0 | 0 | 0 | 0 | 0 | 0 | 0 | 0 | 528457 | 586460 | 452975 | 398286 | 719201 | 729857 | 676806 | 518711 | 374417 | 382966 | 485518 | 507472 | 528457 | 586460 | 452975 | 398286 | 719201 | 729857 | 676806 | 518711 | 374417 | 382966 | 485518 | 507472 | 60277.979 | 66893.989 | 51668.134 | 45430.119 | 82035.037 | 83250.497 | 77199.319 | 59166.273 | 42707.534 | 43682.617 | 55380.194 | 57884.308 | 0 | 0 | 6361126 | 6361126 | 725576 | 2020
Vintage1968 | hydro | TRUE | 18429.3918.WA.HY | 3918 | N | . | Mossyrock | City of Tacoma - (WA) | 18429 | WA | PACC | WECC |  | 22 | 1 | Electric Utility | HY | WAT | HYC | TPWR | M |  | 0 | 0 | 0 | 0 | 0 | 0 | 0 | 0 | 0 | 0 | 0 | 0 | 0 | 0 | 0 | 0 | 0 | 0 | 0 | 0 | 0 | 0 | 0 | 0 | 0 | 0 | 0 | 0 | 0 | 0 | 0 | 0 | 0 | 0 | 0 | 0 | 1290809 | 1936411 | 791546 | 611411 | 942084 | 941023 | 547999 | 479467 | 422035 | 403037 | 512773 | 855221 | 1290809 | 1936411 | 791546 | 611411 | 942084 | 941023 | 547999 | 479467 | 422035 | 403037 | 512773 | 855221 | 147235 | 220875 | 90287 | 69740 | 107458 | 107337 | 62507 | 54690 | 48139 | 45972 | 58489 | 97550 | 0 | 0 | 9733816 | 9733816 | 1110279 | 2020
Vintage1979 | hydro | TRUE | 19400.3921.WA.HY | 3921 | N | . | Chief Joseph | USACE Northwestern Division | 19400 | WA | PACC | WECC |  | 22 | 1 | Electric Utility | HY | WAT | HYC | BPAT | M |  | 0 | 0 | 0 | 0 | 0 | 0 | 0 | 0 | 0 | 0 | 0 | 0 | 0 | 0 | 0 | 0 | 0 | 0 | 0 | 0 | 0 | 0 | 0 | 0 | 0 | 0 | 0 | 0 | 0 | 0 | 0 | 0 | 0 | 0 | 0 | 0 | 8575424 | 9171308 | 7063344 | 6525559 | 12243957 | 11699842 | 11676241 | 9521812 | 5815484 | 5695683 | 7621495 | 8394552 | 8575424 | 9171308 | 7063344 | 6525559 | 12243957 | 11699842 | 11676241 | 9521812 | 5815484 | 5695683 | 7621495 | 8394552 | 978148 | 1046117 | 805674 | 744332 | 1396596 | 1334532 | 1331840 | 1086097 | 663338 | 649673 | 869339 | 957517 | 0 | 0 | 104004701 | 104004701 | 11863203 | 2020
Vintage1976 | hydro | TRUE | 19400.3925.WA.HY | 3925 | N | . | Ice Harbor | USACE Northwestern Division | 19400 | WA | PACC | WECC |  | 22 | 1 | Electric Utility | HY | WAT | HYC | BPAT | M |  | 0 | 0 | 0 | 0 | 0 | 0 | 0 | 0 | 0 | 0 | 0 | 0 | 0 | 0 | 0 | 0 | 0 | 0 | 0 | 0 | 0 | 0 | 0 | 0 | 0 | 0 | 0 | 0 | 0 | 0 | 0 | 0 | 0 | 0 | 0 | 0 | 1133328 | 1560009 | 1596225 | 948291 | 1263404 | 1059816 | 1542624 | 931441 | 1026800 | 862831 | 844727 | 1028378 | 1133328 | 1560009 | 1596225 | 948291 | 1263404 | 1059816 | 1542624 | 931441 | 1026800 | 862831 | 844727 | 1028378 | 129272 | 177941 | 182072 | 108166 | 144109 | 120887 | 175958 | 106244 | 117121 | 98418 | 96353 | 117301 | 0 | 0 | 13797874 | 13797874 | 1573842 | 2020
Vintage1978 | hydro | TRUE | 19400.3926.WA.HY | 3926 | N | . | Little Goose | USACE Northwestern Division | 19400 | WA | PACC | WECC |  | 22 | 1 | Electric Utility | HY | WAT | HYC | BPAT | M |  | 0 | 0 | 0 | 0 | 0 | 0 | 0 | 0 | 0 | 0 | 0 | 0 | 0 | 0 | 0 | 0 | 0 | 0 | 0 | 0 | 0 | 0 | 0 | 0 | 0 | 0 | 0 | 0 | 0 | 0 | 0 | 0 | 0 | 0 | 0 | 0 | 1080918 | 1498052 | 1532068 | 1008801 | 1802758 | 1884554 | 1497535 | 884713 | 969499 | 818452 | 817768 | 982044 | 1080918 | 1498052 | 1532068 | 1008801 | 1802758 | 1884554 | 1497535 | 884713 | 969499 | 818452 | 817768 | 982044 | 123294 | 170874 | 174754 | 115068 | 205630 | 214960 | 170815 | 100914 | 110585 | 93356 | 93278 | 112016 | 0 | 0 | 14777162 | 14777162 | 1685544 | 2020
Vintage1979 | hydro | TRUE | 19400.3927.WA.HY | 3927 | N | . | Lower Monumental | USACE Northwestern Division | 19400 | WA | PACC | WECC |  | 22 | 1 | Electric Utility | HY | WAT | HYC | BPAT | M |  | 0 | 0 | 0 | 0 | 0 | 0 | 0 | 0 | 0 | 0 | 0 | 0 | 0 | 0 | 0 | 0 | 0 | 0 | 0 | 0 | 0 | 0 | 0 | 0 | 0 | 0 | 0 | 0 | 0 | 0 | 0 | 0 | 0 | 0 | 0 | 0 | 1105571 | 1638105 | 1608368 | 847988 | 1532857 | 1774414 | 1368765 | 743485 | 1040941 | 874798 | 823993 | 995019 | 1105571 | 1638105 | 1608368 | 847988 | 1532857 | 1774414 | 1368765 | 743485 | 1040941 | 874798 | 823993 | 995019 | 126106 | 186849 | 183457 | 96725 | 174844 | 202397 | 156127 | 84805 | 118734 | 99783 | 93988 | 113496 | 0 | 0 | 14354304 | 14354304 | 1637311 | 2020
Vintage1964 | hydro | TRUE | 20160.3929.WA.HY | 3929 | N | . | Packwood | Energy Northwest | 20160 | WA | PACC | WECC |  | 22 | 1 | Electric Utility | HY | WAT | HYC | BPAT | A |  | 0 | 0 | 0 | 0 | 0 | 0 | 0 | 0 | 0 | 0 | 0 | 0 | 0 | 0 | 0 | 0 | 0 | 0 | 0 | 0 | 0 | 0 | 0 | 0 | 0 | 0 | 0 | 0 | 0 | 0 | 0 | 0 | 0 | 0 | 0 | 0 | 69734 | 77388 | 59774 | 52557 | 94905 | 96311 | 89310 | 68448 | 49408 | 50536 | 64068 | 66965 | 69734 | 77388 | 59774 | 52557 | 94905 | 96311 | 89310 | 68448 | 49408 | 50536 | 64068 | 66965 | 7954.199 | 8827.238 | 6818.055 | 5994.895 | 10825.229 | 10985.62 | 10187.115 | 7807.499 | 5635.627 | 5764.297 | 7307.893 | 7638.333 | 0 | 0 | 839404 | 839404 | 95746 | 2020
Vintage1973 | hard coal | TRUE | 733.3935.WV.ST | 3935 | N | . | John E Amos | Appalachian Power Co | 733 | WV | SAT | RFC |  | 22 | 1 | Electric Utility | ST | BIT | COL | PJM | M | short tons | 167850 | 348627 | 500224 | 428352 | 442517 | 346210 | 394740 | 610575 | 402626 | 349469 | 137235 | 146306 | 167850 | 348627 | 500224 | 428352 | 442517 | 346210 | 394740 | 610575 | 402626 | 349469 | 137235 | 146306 | 24.561 | 24.81 | 24.488 | 24.699 | 24.387 | 24.534 | 24.787 | 24.739 | 24.837 | 24.895 | 24.436 | 24.403 | 4122564 | 8649436 | 12249485 | 10579866 | 10791662 | 8493916 | 9784420 | 15105015 | 10000022 | 8700031 | 3353474 | 3570305 | 4122564 | 8649436 | 12249485 | 10579866 | 10791662 | 8493916 | 9784420 | 15105015 | 10000022 | 8700031 | 3353474 | 3570305 | 374746.85 | 829441.07 | 1214415.7 | 1079427.9 | 1084684.1 | 830118.57 | 965383.72 | 1520191.9 | 957159.4 | 872484.63 | 327719.33 | 342234.86 | 4274731 | 4274731 | 105400196 | 105400196 | 10398008 | 2020
Vintage1973 | petroleum | TRUE | 733.3935.WV.ST | 3935 | N | . | John E Amos | Appalachian Power Co | 733 | WV | SAT | RFC |  | 22 | 1 | Electric Utility | ST | DFO | DFO | PJM | M | barrels | 13771 | 21388 | 4608 | 2238 | 2967 | 2648 | 16713 | 7794 | 5865 | 2142 | 4298 | 10218 | 13771 | 21388 | 4608 | 2238 | 2967 | 2648 | 16713 | 7794 | 5865 | 2142 | 4298 | 10218 | 5.767 | 5.821 | 5.821 | 5.821 | 5.821 | 5.821 | 5.737 | 5.737 | 5.737 | 5.737 | 5.737 | 5.737 | 79417 | 124500 | 26823 | 13027 | 17271 | 15414 | 95882 | 44714 | 33648 | 12289 | 24658 | 58621 | 79417 | 124500 | 26823 | 13027 | 17271 | 15414 | 95882 | 44714 | 33648 | 12289 | 24658 | 58621 | 7219.149 | 11938.933 | 2659.253 | 1329.141 | 1735.921 | 1506.426 | 9460.283 | 4500.104 | 3220.596 | 1232.371 | 2409.674 | 5619.137 | 94650 | 94650 | 546264 | 546264 | 52830.988 | 2020
Vintage1973 | hard coal | TRUE | 733.3935.WV.ST | 3935 | N | . | John E Amos | Appalachian Power Co | 733 | WV | SAT | RFC |  | 22 | 1 | Electric Utility | ST | SUB | COL | PJM | M | short tons | . | . | 0 | . | . | . | . | . | . | . | . | . | . | . | 0 | . | . | . | . | . | . | . | . | . | . | . | 0 | . | . | . | . | . | . | . | . | . | . | . | 0 | . | . | . | . | . | . | . | . | . | . | . | 0 | . | . | . | . | . | . | . | . | . | . | . | 0 | . | . | . | . | . | . | . | . | . | 0 | 0 | 0 | 0 | 0 | 2020
Vintage1968 | hard coal | TRUE | 12796.3943.WV.ST | 3943 | N | . | FirstEnergy Fort Martin Power Station | Monongahela Power Co | 12796 | WV | SAT | RFC |  | 22 | 1 | Electric Utility | ST | BIT | COL | PJM | M | short tons | 205562 | 167073 | 49206 | 140163 | 179672 | 181227 | 259284 | 224542 | 136377 | 105776 | 193817 | 234658 | 205562 | 167073 | 49206 | 140163 | 179672 | 181227 | 259284 | 224542 | 136377 | 105776 | 193817 | 234658 | 25.562 | 25.646 | 25.572 | 25.696 | 25.648 | 25.734 | 25.874 | 25.756 | 25.53 | 25.8 | 25.742 | 25.766 | 5254576 | 4284754 | 1258296 | 3601628 | 4608227 | 4663696 | 6708714 | 5783304 | 3481705 | 2729021 | 4989237 | 6046198 | 5254576 | 4284754 | 1258296 | 3601628 | 4608227 | 4663696 | 6708714 | 5783304 | 3481705 | 2729021 | 4989237 | 6046198 | 505965.94 | 403686.58 | 119624.04 | 333972.18 | 439336.56 | 447967.12 | 657787.83 | 557325.28 | 331575.23 | 256314.01 | 452317.81 | 553237.39 | 2077357 | 2077357 | 53409356 | 53409356 | 5059110 | 2020
Vintage1968 | petroleum | TRUE | 12796.3943.WV.ST | 3943 | N | . | FirstEnergy Fort Martin Power Station | Monongahela Power Co | 12796 | WV | SAT | RFC |  | 22 | 1 | Electric Utility | ST | DFO | DFO | PJM | M | barrels | 3055 | 2182 | 2444 | 3558 | 3382 | 2644 | 901 | 965 | 2005 | 329 | 2290 | 2749 | 3055 | 2182 | 2444 | 3558 | 3382 | 2644 | 901 | 965 | 2005 | 329 | 2290 | 2749 | 5.922 | 5.922 | 5.922 | 5.922 | 5.922 | 5.957 | 5.922 | 5.922 | 5.922 | 5.922 | 5.94 | 5.922 | 18092 | 12922 | 14473 | 21070 | 20028 | 15750 | 5336 | 5715 | 11874 | 1948 | 13603 | 16280 | 18092 | 12922 | 14473 | 21070 | 20028 | 15750 | 5336 | 5715 | 11874 | 1948 | 13603 | 16280 | 1742.061 | 1217.423 | 1375.958 | 1953.825 | 1909.437 | 1512.882 | 523.166 | 550.717 | 1130.766 | 182.991 | 1233.194 | 1489.609 | 26504 | 26504 | 157091 | 157091 | 14822.029 | 2020
Vintage1968 | hard coal | TRUE | 12796.3943.WV.ST | 3943 | N | . | FirstEnergy Fort Martin Power Station | Monongahela Power Co | 12796 | WV | SAT | RFC |  | 22 | 1 | Electric Utility | ST | SUB | COL | PJM | M | short tons | 0 | 0 | 0 | 0 | 0 | 0 | 0 | 0 | 0 | 0 | 0 | 0 | 0 | 0 | 0 | 0 | 0 | 0 | 0 | 0 | 0 | 0 | 0 | 0 | 0 | 0 | 0 | 0 | 0 | 0 | 0 | 0 | 0 | 0 | 0 | 0 | 0 | 0 | 0 | 0 | 0 | 0 | 0 | 0 | 0 | 0 | 0 | 0 | 0 | 0 | 0 | 0 | 0 | 0 | 0 | 0 | 0 | 0 | 0 | 0 | 0 | 0 | 0 | 0 | 0 | 0 | 0 | 0 | 0 | 0 | 0 | 0 | 0 | 0 | 0 | 0 | 0 | 2020
Vintage1974 | hard coal | TRUE | 12796.3944.WV.ST | 3944 | N | . | FirstEnergy Harrison Power Station | Monongahela Power Co | 12796 | WV | SAT | RFC |  | 22 | 1 | Electric Utility | ST | BIT | COL | PJM | M | short tons | 0 | 0 | 0 | 0 | 0 | 0 | 0 | 0 | 0 | 0 | 0 | 0 | 0 | 0 | 0 | 0 | 0 | 0 | 0 | 0 | 0 | 0 | 0 | 0 | 0 | 0 | 0 | 0 | 0 | 0 | 0 | 0 | 0 | 0 | 0 | 0 | 0 | 0 | 0 | 0 | 0 | 0 | 0 | 0 | 0 | 0 | 0 | 0 | 0 | 0 | 0 | 0 | 0 | 0 | 0 | 0 | 0 | 0 | 0 | 0 | 0 | 0 | 0 | 0 | 0 | 0 | 0 | 0 | 0 | 0 | 0 | 0 | 0 | 0 | 0 | 0 | 0 | 2020
Vintage1974 | natural gas steam turbine | TRUE | 12796.3944.WV.ST | 3944 | N | . | FirstEnergy Harrison Power Station | Monongahela Power Co | 12796 | WV | SAT | RFC |  | 22 | 1 | Electric Utility | ST | NG | NG | PJM | M | mcf | 5917 | 7940 | 16763 | 5471 | 8141 | 12595 | 9221 | 6518 | 9293 | 0 | 0 | 56693 | 5917 | 7940 | 16763 | 5471 | 8141 | 12595 | 9221 | 6518 | 9293 | 0 | 0 | 56693 | 1.06 | 1.06 | 1.04 | 1.04 | 1.04 | 1.04 | 1.04 | 1.04 | 1.03 | 0 | 0 | 1.03 | 6272 | 8416 | 17434 | 5690 | 8467 | 13099 | 9590 | 6779 | 9572 | 0 | 0 | 58394 | 6272 | 8416 | 17434 | 5690 | 8467 | 13099 | 9590 | 6779 | 9572 | 0 | 0 | 58394 | 630.739 | 850.846 | 1746.539 | 555.617 | 827.112 | 1272.083 | 936.707 | 664.876 | 944.771 | 0 | 0 | 5749.505 | 138552 | 138552 | 143713 | 143713 | 14178.795 | 2020
Vintage1974 | hard coal | TRUE | 12796.3944.WV.ST | 3944 | N | . | FirstEnergy Harrison Power Station | Monongahela Power Co | 12796 | WV | SAT | RFC |  | 22 | 1 | Electric Utility | ST | RC | COL | PJM | M | short tons | 415523 | 474077 | 293825 | 271724 | 312136 | 268800 | 436103 | 457607 | 319246 | 289104 | 275353 | 460953 | 415523 | 474077 | 293825 | 271724 | 312136 | 268800 | 436103 | 457607 | 319246 | 289104 | 275353 | 460953 | 26.004 | 25.788 | 25.848 | 26.01 | 25.694 | 25.43 | 25.754 | 25.744 | 25.578 | 25.944 | 25.832 | 25.05 | 10805260 | 12225498 | 7594789 | 7067541 | 8020022 | 6835584 | 11231397 | 11780635 | 8165674 | 7500514 | 7112919 | 11546873 | 10805260 | 12225498 | 7594789 | 7067541 | 8020022 | 6835584 | 11231397 | 11780635 | 8165674 | 7500514 | 7112919 | 11546873 | 1086620.3 | 1235922.2 | 760867.46 | 690150.38 | 783481.89 | 663833.92 | 1097049.3 | 1155477.1 | 805982.23 | 746206 | 703030 | 1136915.5 | 4274451 | 4274451 | 109886706 | 109886706 | 10865536 | 2020
Vintage1971 | hard coal | TRUE | 22053.3948.WV.ST | 3948 | N | . | Mitchell (WV) | Kentucky Power Co | 22053 | WV | SAT | RFC |  | 22 | 1 | Electric Utility | ST | BIT | COL | PJM | M | short tons | 102271 | 239938 | 155657 | 37329 | 131633 | 102340 | 225953 | 114758 | 70155 | 76118 | 132221 | 147951 | 102271 | 239938 | 155657 | 37329 | 131633 | 102340 | 225953 | 114758 | 70155 | 76118 | 132221 | 147951 | 25.067 | 24.422 | 24.563 | 24.542 | 24.585 | 24.458 | 24.834 | 25.081 | 24.942 | 24.754 | 24.802 | 24.802 | 2563627 | 5859766 | 3823403 | 916128 | 3236197 | 2503032 | 5611317 | 2878245 | 1749806 | 1884225 | 3279345 | 3669481 | 2563627 | 5859766 | 3823403 | 916128 | 3236197 | 2503032 | 5611317 | 2878245 | 1749806 | 1884225 | 3279345 | 3669481 | 237646.82 | 557676.83 | 370456.16 | 82937.187 | 304905.62 | 237015.83 | 542413.44 | 275087.6 | 150920.13 | 176737.49 | 301953.49 | 353191.73 | 1536324 | 1536324 | 37974572 | 37974572 | 3590942.3 | 2020
Vintage1971 | petroleum | TRUE | 22053.3948.WV.ST | 3948 | N | . | Mitchell (WV) | Kentucky Power Co | 22053 | WV | SAT | RFC |  | 22 | 1 | Electric Utility | ST | DFO | DFO | PJM | M | barrels | 5655 | 2233 | 1597 | 3986 | 2744 | 3443 | 3151 | 2466 | 3978 | 4301 | 328 | 4515 | 5655 | 2233 | 1597 | 3986 | 2744 | 3443 | 3151 | 2466 | 3978 | 4301 | 328 | 4515 | 5.83 | 5.798 | 5.783 | 5.783 | 5.788 | 5.813 | 5.767 | 5.666 | 5.788 | 5.809 | 5.712 | 5.804 | 32969 | 12947 | 9235 | 23051 | 15882 | 20014 | 18172 | 13972 | 23025 | 24985 | 1874 | 26205 | 32969 | 12947 | 9235 | 23051 | 15882 | 20014 | 18172 | 13972 | 23025 | 24985 | 1874 | 26205 | 3056.176 | 1232.166 | 894.839 | 2086.813 | 1496.384 | 1895.171 | 1756.564 | 1335.404 | 1985.869 | 2343.51 | 172.51 | 2522.267 | 38397 | 38397 | 222331 | 222331 | 20777.673 | 2020
Vintage1967 | petroleum | TRUE | 19876.3954.WV.GT | 3954 | N | . | Mt Storm | Virginia Electric & Power Co | 19876 | WV | SAT | RFC |  | 22 | 1 | Electric Utility | GT | JF | WOO | PJM | M | barrels | 0 | 0 | 44 | 0 | 0 | 0 | 103 | 0 | 0 | 19 | 0 | 0 | 0 | 0 | 44 | 0 | 0 | 0 | 103 | 0 | 0 | 19 | 0 | 0 | 0 | 0 | 5.68 | 0 | 0 | 0 | 5.68 | 0 | 0 | 5.65 | 0 | 0 | 0 | 0 | 250 | 0 | 0 | 0 | 585 | 0 | 0 | 107 | 0 | 0 | 0 | 0 | 250 | 0 | 0 | 0 | 585 | 0 | 0 | 107 | 0 | 0 | 0 | 0 | 19 | 0 | 0 | 0 | 37 | 0 | 0 | 6 | 0 | 0 | 166 | 166 | 942 | 942 | 62 | 2020
Vintage1973 | hard coal | TRUE | 19876.3954.WV.ST | 3954 | N | . | Mt Storm | Virginia Electric & Power Co | 19876 | WV | SAT | RFC |  | 22 | 1 | Electric Utility | ST | BIT | COL | PJM | M | short tons | 204407 | 92962 | 146798 | 104318 | 189251 | 293973 | 306561 | 185081 | 150165 | 98622 | 91570 | 143583 | 204407 | 92962 | 146798 | 104318 | 189251 | 293973 | 306561 | 185081 | 150165 | 98622 | 91570 | 143583 | 24.483 | 24.512 | 24.614 | 24.745 | 24.628 | 24.597 | 24.561 | 24.563 | 24.507 | 24.558 | 24.756 | 24.802 | 5004497 | 2278685 | 3613286 | 2581349 | 4660874 | 7230854 | 7529445 | 4546145 | 3680094 | 2421959 | 2266907 | 3561146 | 5004497 | 2278685 | 3613286 | 2581349 | 4660874 | 7230854 | 7529445 | 4546145 | 3680094 | 2421959 | 2266907 | 3561146 | 466856.88 | 223280.79 | 349233.34 | 241404.79 | 440644.74 | 694328.72 | 716612.51 | 423054.89 | 337394.46 | 233448.1 | 219238.97 | 340801.57 | 2007291 | 2007291 | 49375241 | 49375241 | 4686299.8 | 2020
Vintage1973 | petroleum | TRUE | 19876.3954.WV.ST | 3954 | N | . | Mt Storm | Virginia Electric & Power Co | 19876 | WV | SAT | RFC |  | 22 | 1 | Electric Utility | ST | DFO | DFO | PJM | M | barrels | 9293 | 3088 | 3178 | 1021 | 2310 | 637 | 5723 | 4601 | 7244 | 4025 | 1760 | 8402 | 9293 | 3088 | 3178 | 1021 | 2310 | 637 | 5723 | 4601 | 7244 | 4025 | 1760 | 8402 | 5.71 | 5.709 | 5.706 | 5.71 | 5.763 | 5.71 | 5.74 | 5.74 | 5.74 | 5.74 | 5.74 | 5.755 | 53063 | 17629 | 18134 | 5830 | 13313 | 3637 | 32850 | 26410 | 41581 | 23104 | 10102 | 48354 | 53063 | 17629 | 18134 | 5830 | 13313 | 3637 | 32850 | 26410 | 41581 | 23104 | 10102 | 48354 | 4950.116 | 1727.446 | 1752.665 | 545.207 | 1258.583 | 349.262 | 3126.49 | 2457.636 | 3812.145 | 2226.903 | 977.032 | 4627.43 | 51282 | 51282 | 294007 | 294007 | 27810.915 | 2020
Vintage1973 | petroleum | TRUE | 19876.3954.WV.ST | 3954 | N | . | Mt Storm | Virginia Electric & Power Co | 19876 | WV | SAT | RFC |  | 22 | 1 | Electric Utility | ST | WO | WOO | PJM | M | barrels | 0 | 10 | 0 | 0 | 30 | 39 | 0 | 10 | 10 | 0 | 0 | 0 | 0 | 10 | 0 | 0 | 30 | 39 | 0 | 10 | 10 | 0 | 0 | 0 | 0 | 5.88 | 0 | 0 | 5.88 | 5.88 | 0 | 5.88 | 5.88 | 0 | 0 | 0 | 0 | 59 | 0 | 0 | 176 | 229 | 0 | 59 | 59 | 0 | 0 | 0 | 0 | 59 | 0 | 0 | 176 | 229 | 0 | 59 | 59 | 0 | 0 | 0 | 0 | 5.762 | 0 | 0 | 16.677 | 22.02 | 0 | 5.472 | 5.391 | 0 | 0 | 0 | 99 | 99 | 582 | 582 | 55.322 | 2020
Vintage1921 | hydro | TRUE | 4247.3971.WI.HY | 3971 | N | . | Biron | Consolidated Water Power Co | 4247 | WI | ENC | MRO |  | 22 | 1 | Electric Utility | HY | WAT | HYC | MISO | A |  | 0 | 0 | 0 | 0 | 0 | 0 | 0 | 0 | 0 | 0 | 0 | 0 | 0 | 0 | 0 | 0 | 0 | 0 | 0 | 0 | 0 | 0 | 0 | 0 | 0 | 0 | 0 | 0 | 0 | 0 | 0 | 0 | 0 | 0 | 0 | 0 | 25948 | 23006 | 25450 | 24654 | 25958 | 25334 | 25158 | 23735 | 25079 | 25014 | 26392 | 28266 | 25948 | 23006 | 25450 | 24654 | 25958 | 25334 | 25158 | 23735 | 25079 | 25014 | 26392 | 28266 | 2959.693 | 2624.181 | 2902.928 | 2812.106 | 2960.9 | 2889.643 | 2869.595 | 2707.274 | 2860.657 | 2853.169 | 3010.417 | 3224.187 | 0 | 0 | 303994 | 303994 | 34674.75 | 2020
Vintage1942 | hydro | TRUE | 4247.3972.WI.HY | 3972 | N | . | Du Bay | Consolidated Water Power Co | 4247 | WI | ENC | MRO |  | 22 | 1 | Electric Utility | HY | WAT | HYC | MISO | A |  | 0 | 0 | 0 | 0 | 0 | 0 | 0 | 0 | 0 | 0 | 0 | 0 | 0 | 0 | 0 | 0 | 0 | 0 | 0 | 0 | 0 | 0 | 0 | 0 | 0 | 0 | 0 | 0 | 0 | 0 | 0 | 0 | 0 | 0 | 0 | 0 | 37956 | 33654 | 37229 | 36064 | 37972 | 37058 | 36801 | 34719 | 36686 | 36590 | 38607 | 41349 | 37956 | 33654 | 37229 | 36064 | 37972 | 37058 | 36801 | 34719 | 36686 | 36590 | 38607 | 41349 | 4329.474 | 3838.685 | 4246.439 | 4113.583 | 4331.241 | 4227.005 | 4197.678 | 3960.234 | 4184.604 | 4173.651 | 4403.675 | 4716.381 | 0 | 0 | 444685 | 444685 | 50722.65 | 2020
Vintage1918 | hydro | TRUE | 4247.3973.WI.HY | 3973 | N | . | Stevens Point | Consolidated Water Power Co | 4247 | WI | ENC | MRO |  | 22 | 1 | Electric Utility | HY | WAT | HYC | MISO | A |  | 0 | 0 | 0 | 0 | 0 | 0 | 0 | 0 | 0 | 0 | 0 | 0 | 0 | 0 | 0 | 0 | 0 | 0 | 0 | 0 | 0 | 0 | 0 | 0 | 0 | 0 | 0 | 0 | 0 | 0 | 0 | 0 | 0 | 0 | 0 | 0 | 23759 | 21066 | 23304 | 22574 | 23769 | 23197 | 23036 | 21733 | 22964 | 22904 | 24166 | 25882 | 23759 | 21066 | 23304 | 22574 | 23769 | 23197 | 23036 | 21733 | 22964 | 22904 | 24166 | 25882 | 2710.072 | 2402.859 | 2658.096 | 2574.934 | 2711.178 | 2645.931 | 2627.574 | 2478.943 | 2619.39 | 2612.534 | 2756.519 | 2952.26 | 0 | 0 | 278354 | 278354 | 31750.29 | 2020
Vintage1920 | hydro | TRUE | 4247.3974.WI.HY | 3974 | N | . | Wisconsin Rapids | Consolidated Water Power Co | 4247 | WI | ENC | MRO |  | 22 | 1 | Electric Utility | HY | WAT | HYC | MISO | A |  | 0 | 0 | 0 | 0 | 0 | 0 | 0 | 0 | 0 | 0 | 0 | 0 | 0 | 0 | 0 | 0 | 0 | 0 | 0 | 0 | 0 | 0 | 0 | 0 | 0 | 0 | 0 | 0 | 0 | 0 | 0 | 0 | 0 | 0 | 0 | 0 | 43149 | 38258 | 42321 | 40997 | 43167 | 42128 | 41835 | 39469 | 41705 | 41596 | 43888 | 47005 | 43149 | 38258 | 42321 | 40997 | 43167 | 42128 | 41835 | 39469 | 41705 | 41596 | 43888 | 47005 | 4921.748 | 4363.821 | 4827.356 | 4676.326 | 4923.759 | 4805.264 | 4771.925 | 4501.998 | 4757.063 | 4744.611 | 5006.102 | 5361.587 | 0 | 0 | 505518 | 505518 | 57661.56 | 2020
Vintage1963 | hydro | TRUE | 4247.3975.WI.HY | 3975 | N | . | Whiting | Consolidated Water Power Co | 4247 | WI | ENC | MRO |  | 22 | 1 | Electric Utility | HY | WAT | HYC | MISO | A |  | 0 | 0 | 0 | 0 | 0 | 0 | 0 | 0 | 0 | 0 | 0 | 0 | 0 | 0 | 0 | 0 | 0 | 0 | 0 | 0 | 0 | 0 | 0 | 0 | 0 | 0 | 0 | 0 | 0 | 0 | 0 | 0 | 0 | 0 | 0 | 0 | 21327 | 18909 | 20918 | 20264 | 21336 | 20822 | 20678 | 19508 | 20613 | 20559 | 21693 | 23233 | 21327 | 18909 | 20918 | 20264 | 21336 | 20822 | 20678 | 19508 | 20613 | 20559 | 21693 | 23233 | 2432.652 | 2156.886 | 2385.996 | 2311.346 | 2433.644 | 2375.076 | 2358.598 | 2225.182 | 2351.252 | 2345.097 | 2474.344 | 2650.047 | 0 | 0 | 249860 | 249860 | 28500.12 | 2020
Vintage2001 | petroleum | TRUE | 4715.3976.WI.IC | 3976 | N | . | Gordon | Dahlberg Light & Power Co | 4715 | WI | ENC | MRO |  | 22 | 1 | Electric Utility | IC | DFO | DFO | MISO | A | barrels | 0 | 0 | 0 | 0 | 0 | 0 | 0 | 0 | 0 | 0 | 0 | 0 | 0 | 0 | 0 | 0 | 0 | 0 | 0 | 0 | 0 | 0 | 0 | 0 | 0 | 0 | 0 | 0 | 0 | 0 | 0 | 0 | 0 | 0 | 0 | 0 | 0 | 0 | 0 | 0 | 0 | 0 | 0 | 0 | 0 | 0 | 0 | 0 | 0 | 0 | 0 | 0 | 0 | 0 | 0 | 0 | 0 | 0 | 0 | 0 | 0 | 0 | 0 | 0 | 0 | 0 | 0 | 0 | 0 | 0 | 0 | 0 | 0 | 0 | 0 | 0 | 0 | 2020
Vintage1957 | hard coal | TRUE | 13781.3982.WI.ST | 3982 | N | . | Bay Front | Northern States Power Co - Minnesota | 13781 | WI | ENC | MRO |  | 22 | 1 | Electric Utility | ST | BIT | COL | MISO | A | short tons | 0 | 0 | 0 | 0 | 0 | 0 | 0 | 0 | 0 | 0 | 0 | 0 | 0 | 0 | 0 | 0 | 0 | 0 | 0 | 0 | 0 | 0 | 0 | 0 | 0 | 0 | 0 | 0 | 0 | 0 | 0 | 0 | 0 | 0 | 0 | 0 | 0 | 0 | 0 | 0 | 0 | 0 | 0 | 0 | 0 | 0 | 0 | 0 | 0 | 0 | 0 | 0 | 0 | 0 | 0 | 0 | 0 | 0 | 0 | 0 | 0 | 0 | 0 | 0 | 0 | 0 | 0 | 0 | 0 | 0 | 0 | 0 | 0 | 0 | 0 | 0 | 0 | 2020
Vintage1957 | petroleum | TRUE | 13781.3982.WI.ST | 3982 | N | . | Bay Front | Northern States Power Co - Minnesota | 13781 | WI | ENC | MRO |  | 22 | 1 | Electric Utility | ST | DFO | DFO | MISO | A | barrels | 0 | 0 | 0 | 0 | 0 | 0 | 0 | 0 | 0 | 0 | 0 | 0 | 0 | 0 | 0 | 0 | 0 | 0 | 0 | 0 | 0 | 0 | 0 | 0 | 0 | 0 | 0 | 0 | 0 | 0 | 0 | 0 | 0 | 0 | 0 | 0 | 0 | 0 | 0 | 0 | 0 | 0 | 0 | 0 | 0 | 0 | 0 | 0 | 0 | 0 | 0 | 0 | 0 | 0 | 0 | 0 | 0 | 0 | 0 | 0 | 0 | 0 | 0 | 0 | 0 | 0 | 0 | 0 | 0 | 0 | 0 | 0 | 0 | 0 | 0 | 0 | 0 | 2020
Vintage1957 | natural gas steam turbine | TRUE | 13781.3982.WI.ST | 3982 | N | . | Bay Front | Northern States Power Co - Minnesota | 13781 | WI | ENC | MRO |  | 22 | 1 | Electric Utility | ST | NG | NG | MISO | AM | mcf | 2957 | 27 | 1352 | 1186 | 1235 | 5955 | 2446 | 5047 | 815 | 2827 | 2053 | 1188 | 2957 | 27 | 1352 | 1186 | 1235 | 5955 | 2446 | 5047 | 815 | 2827 | 2053 | 1188 | 1.018 | 1.023 | 1.013 | 1.022 | 1.015 | 1.012 | 1.034 | 1.027 | 1.017 | 1.018 | 1.012 | 1.02 | 3010 | 28 | 1370 | 1212 | 1254 | 6026 | 2529 | 5183 | 829 | 2878 | 2078 | 1212 | 3010 | 28 | 1370 | 1212 | 1254 | 6026 | 2529 | 5183 | 829 | 2878 | 2078 | 1212 | 199.47 | 1.717 | 83.827 | 75.904 | 86.045 | 435.868 | 157.666 | 343.447 | 51.717 | 179.229 | 141.817 | 84.823 | 27088 | 27088 | 27609 | 27609 | 1841.53 | 2020
Vintage1957 | petroleum | TRUE | 13781.3982.WI.ST | 3982 | N | . | Bay Front | Northern States Power Co - Minnesota | 13781 | WI | ENC | MRO |  | 22 | 1 | Electric Utility | ST | PC | PC | MISO | A | short tons | 0 | 0 | 0 | 0 | 0 | 0 | 0 | 0 | 0 | 0 | 0 | 0 | 0 | 0 | 0 | 0 | 0 | 0 | 0 | 0 | 0 | 0 | 0 | 0 | 0 | 0 | 0 | 0 | 0 | 0 | 0 | 0 | 0 | 0 | 0 | 0 | 0 | 0 | 0 | 0 | 0 | 0 | 0 | 0 | 0 | 0 | 0 | 0 | 0 | 0 | 0 | 0 | 0 | 0 | 0 | 0 | 0 | 0 | 0 | 0 | 0 | 0 | 0 | 0 | 0 | 0 | 0 | 0 | 0 | 0 | 0 | 0 | 0 | 0 | 0 | 0 | 0 | 2020
Vintage1957 | hard coal | TRUE | 13781.3982.WI.ST | 3982 | N | . | Bay Front | Northern States Power Co - Minnesota | 13781 | WI | ENC | MRO |  | 22 | 1 | Electric Utility | ST | SUB | COL | MISO | AM | short tons | 0 | 0 | 0 | 0 | 0 | 0 | 0 | 1493 | 0 | 0 | 2698 | 5 | 0 | 0 | 0 | 0 | 0 | 0 | 0 | 1493 | 0 | 0 | 2698 | 5 | 0 | 0 | 0 | 0 | 0 | 0 | 0 | 18.422 | 0 | 0 | 16.398 | 16.398 | 0 | 0 | 0 | 0 | 0 | 0 | 0 | 27504 | 0 | 0 | 44242 | 82 | 0 | 0 | 0 | 0 | 0 | 0 | 0 | 27504 | 0 | 0 | 44242 | 82 | 0 | 0 | 0 | 0 | 0 | 0 | 0 | 1822.435 | 0 | 0 | 3019.9 | 5.739 | 4196 | 4196 | 71828 | 71828 | 4848.074 | 2020
Vintage1957 | other | TRUE | 13781.3982.WI.ST | 3982 | N | . | Bay Front | Northern States Power Co - Minnesota | 13781 | WI | ENC | MRO |  | 22 | 1 | Electric Utility | ST | TDF | OTH | MISO | AM | short tons | 333 | 214 | 235 | 242 | 371 | 284 | 294 | 319 | 77 | 329 | 26 | 350 | 333 | 214 | 235 | 242 | 371 | 284 | 294 | 319 | 77 | 329 | 26 | 350 | 32.206 | 31.828 | 31.828 | 29.77 | 33.152 | 32.402 | 32.402 | 33.156 | 33.156 | 33.156 | 32.674 | 32.674 | 10725 | 6811 | 7480 | 7204 | 12299 | 9202 | 9526 | 10577 | 2553 | 10908 | 850 | 11436 | 10725 | 6811 | 7480 | 7204 | 12299 | 9202 | 9526 | 10577 | 2553 | 10908 | 850 | 11436 | 710.656 | 423.364 | 457.801 | 451.154 | 844.261 | 665.554 | 593.854 | 700.823 | 159.297 | 679.349 | 57.988 | 800.509 | 3074 | 3074 | 99571 | 99571 | 6544.61 | 2020
Vintage1957 | biomass | TRUE | 13781.3982.WI.ST | 3982 | N | . | Bay Front | Northern States Power Co - Minnesota | 13781 | WI | ENC | MRO |  | 22 | 1 | Electric Utility | ST | WDS | WWW | MISO | AM | short tons | 22905 | 15105 | 11921 | 14916 | 24126 | 20074 | 22456 | 21602 | 8710 | 22432 | 17156 | 22688 | 22905 | 15105 | 11921 | 14916 | 24126 | 20074 | 22456 | 21602 | 8710 | 22432 | 17156 | 22688 | 11.045 | 11.095 | 10.655 | 11.029 | 10.378 | 10.241 | 11.592 | 10.398 | 11.112 | 11.469 | 12.232 | 10.691 | 252986 | 167590 | 127018 | 164509 | 250380 | 205578 | 260310 | 224618 | 96786 | 257273 | 209852 | 242557 | 252986 | 167590 | 127018 | 164509 | 250380 | 205578 | 260310 | 224618 | 96786 | 257273 | 209852 | 242557 | 16763.874 | 10416.919 | 7774.372 | 10301.942 | 17186.694 | 14868.578 | 16227.48 | 14883.295 | 6038.986 | 16022.422 | 14324.295 | 16978.929 | 224091 | 224091 | 2459457 | 2459457 | 161787.79 | 2020
Vintage1993 | hydro | TRUE | 13781.3983.WI.HY | 3983 | N | . | Big Falls | Northern States Power Co - Minnesota | 13781 | WI | ENC | MRO |  | 22 | 1 | Electric Utility | HY | WAT | HYC | MISO | A |  | 0 | 0 | 0 | 0 | 0 | 0 | 0 | 0 | 0 | 0 | 0 | 0 | 0 | 0 | 0 | 0 | 0 | 0 | 0 | 0 | 0 | 0 | 0 | 0 | 0 | 0 | 0 | 0 | 0 | 0 | 0 | 0 | 0 | 0 | 0 | 0 | 32430 | 28753 | 31808 | 30813 | 32443 | 31662 | 31442 | 29664 | 31345 | 31263 | 32986 | 35328 | 32430 | 28753 | 31808 | 30813 | 32443 | 31662 | 31442 | 29664 | 31345 | 31263 | 32986 | 35328 | 3699.066 | 3279.74 | 3628.121 | 3514.61 | 3700.575 | 3611.517 | 3586.46 | 3383.59 | 3575.29 | 3565.932 | 3762.463 | 4029.636 | 0 | 0 | 379937 | 379937 | 43337 | 2020
Vintage1983 | hydro | TRUE | 13781.3986.WI.HY | 3986 | N | . | Ladysmith Dam | Northern States Power Co - Minnesota | 13781 | WI | ENC | MRO |  | 22 | 1 | Electric Utility | HY | WAT | HYC | MISO | A |  | 0 | 0 | 0 | 0 | 0 | 0 | 0 | 0 | 0 | 0 | 0 | 0 | 0 | 0 | 0 | 0 | 0 | 0 | 0 | 0 | 0 | 0 | 0 | 0 | 0 | 0 | 0 | 0 | 0 | 0 | 0 | 0 | 0 | 0 | 0 | 0 | 11801 | 10463 | 11575 | 11212 | 11806 | 11522 | 11442 | 10794 | 11406 | 11376 | 12003 | 12856 | 11801 | 10463 | 11575 | 11212 | 11806 | 11522 | 11442 | 10794 | 11406 | 11376 | 12003 | 12856 | 1346.062 | 1193.472 | 1320.245 | 1278.94 | 1346.611 | 1314.203 | 1305.085 | 1231.262 | 1301.021 | 1297.615 | 1369.131 | 1466.353 | 0 | 0 | 138256 | 138256 | 15770 | 2020
Vintage1929 | hydro | TRUE | 13781.3988.WI.HY | 3988 | N | . | Thornapple | Northern States Power Co - Minnesota | 13781 | WI | ENC | MRO |  | 22 | 1 | Electric Utility | HY | WAT | HYC | MISO | A |  | 0 | 0 | 0 | 0 | 0 | 0 | 0 | 0 | 0 | 0 | 0 | 0 | 0 | 0 | 0 | 0 | 0 | 0 | 0 | 0 | 0 | 0 | 0 | 0 | 0 | 0 | 0 | 0 | 0 | 0 | 0 | 0 | 0 | 0 | 0 | 0 | 7581 | 6722 | 7436 | 7203 | 7584 | 7402 | 7350 | 6935 | 7328 | 7308 | 7711 | 8259 | 7581 | 6722 | 7436 | 7203 | 7584 | 7402 | 7350 | 6935 | 7328 | 7308 | 7711 | 8259 | 864.74 | 766.713 | 848.155 | 821.619 | 865.093 | 844.274 | 838.416 | 790.99 | 835.805 | 833.617 | 879.56 | 942.018 | 0 | 0 | 88819 | 88819 | 10131 | 2020
Vintage1907 | hydro | TRUE | 13781.3989.WI.HY | 3989 | N | . | White River (WI) | Northern States Power Co - Minnesota | 13781 | WI | ENC | MRO |  | 22 | 1 | Electric Utility | HY | WAT | HYC | MISO | A |  | 0 | 0 | 0 | 0 | 0 | 0 | 0 | 0 | 0 | 0 | 0 | 0 | 0 | 0 | 0 | 0 | 0 | 0 | 0 | 0 | 0 | 0 | 0 | 0 | 0 | 0 | 0 | 0 | 0 | 0 | 0 | 0 | 0 | 0 | 0 | 0 | 4619 | 4096 | 4531 | 4389 | 4621 | 4510 | 4479 | 4225 | 4465 | 4453 | 4699 | 5032 | 4619 | 4096 | 4531 | 4389 | 4621 | 4510 | 4479 | 4225 | 4465 | 4453 | 4699 | 5032 | 526.9 | 467.172 | 516.796 | 500.627 | 527.117 | 514.431 | 510.862 | 481.965 | 509.271 | 507.938 | 535.932 | 573.989 | 0 | 0 | 54119 | 54119 | 6173 | 2020
Vintage1973 | petroleum | TRUE | 11479.3991.WI.GT | 3991 | N | . | Fitchburg | Madison Gas & Electric Co | 11479 | WI | ENC | MRO |  | 22 | 1 | Electric Utility | GT | DFO | DFO | MISO | A | barrels | 0 | 0 | 0 | 0 | 0 | 0 | 0 | 0 | 0 | 0 | 0 | 0 | 0 | 0 | 0 | 0 | 0 | 0 | 0 | 0 | 0 | 0 | 0 | 0 | 0 | 0 | 0 | 0 | 0 | 0 | 0 | 0 | 0 | 0 | 0 | 0 | 0 | 0 | 0 | 0 | 0 | 0 | 0 | 0 | 0 | 0 | 0 | 0 | 0 | 0 | 0 | 0 | 0 | 0 | 0 | 0 | 0 | 0 | 0 | 0 | 0 | 0 | 0 | 0 | 0 | 0 | 0 | 0 | 0 | 0 | 0 | 0 | 0 | 0 | 0 | 0 | 0 | 2020
Vintage1973 | natural gas peaker | TRUE | 11479.3991.WI.GT | 3991 | N | . | Fitchburg | Madison Gas & Electric Co | 11479 | WI | ENC | MRO |  | 22 | 1 | Electric Utility | GT | NG | NG | MISO | A | mcf | 77 | 69 | 73 | 62 | 62 | 71 | 70 | 87 | 55 | 64 | 48 | 59 | 77 | 69 | 73 | 62 | 62 | 71 | 70 | 87 | 55 | 64 | 48 | 59 | 1.057 | 1.057 | 1.057 | 1.057 | 1.057 | 1.057 | 1.057 | 1.057 | 1.057 | 1.057 | 1.057 | 1.057 | 81 | 73 | 77 | 66 | 66 | 75 | 74 | 92 | 58 | 68 | 51 | 62 | 81 | 73 | 77 | 66 | 66 | 75 | 74 | 92 | 58 | 68 | 51 | 62 | -18.885 | -17.142 | -18.123 | -15.512 | -15.279 | -17.72 | -17.492 | -21.553 | -13.638 | -15.95 | -11.954 | -14.752 | 797 | 797 | 843 | 843 | -198 | 2020
Vintage1961 | hard coal | TRUE | 11479.3992.WI.ST | 3992 | N | . | Blount Street | Madison Gas & Electric Co | 11479 | WI | ENC | MRO |  | 22 | 1 | Electric Utility | ST | BIT | COL | MISO | A | short tons | 0 | 0 | 0 | 0 | 0 | 0 | 0 | 0 | 0 | 0 | 0 | 0 | 0 | 0 | 0 | 0 | 0 | 0 | 0 | 0 | 0 | 0 | 0 | 0 | 0 | 0 | 0 | 0 | 0 | 0 | 0 | 0 | 0 | 0 | 0 | 0 | 0 | 0 | 0 | 0 | 0 | 0 | 0 | 0 | 0 | 0 | 0 | 0 | 0 | 0 | 0 | 0 | 0 | 0 | 0 | 0 | 0 | 0 | 0 | 0 | 0 | 0 | 0 | 0 | 0 | 0 | 0 | 0 | 0 | 0 | 0 | 0 | 0 | 0 | 0 | 0 | 0 | 2020
Vintage1961 | petroleum | TRUE | 11479.3992.WI.ST | 3992 | N | . | Blount Street | Madison Gas & Electric Co | 11479 | WI | ENC | MRO |  | 22 | 1 | Electric Utility | ST | DFO | DFO | MISO | A | barrels | 0 | 0 | 0 | 0 | 0 | 0 | 0 | 0 | 0 | 0 | 0 | 0 | 0 | 0 | 0 | 0 | 0 | 0 | 0 | 0 | 0 | 0 | 0 | 0 | 0 | 0 | 0 | 0 | 0 | 0 | 0 | 0 | 0 | 0 | 0 | 0 | 0 | 0 | 0 | 0 | 0 | 0 | 0 | 0 | 0 | 0 | 0 | 0 | 0 | 0 | 0 | 0 | 0 | 0 | 0 | 0 | 0 | 0 | 0 | 0 | 0 | 0 | 0 | 0 | 0 | 0 | 0 | 0 | 0 | 0 | 0 | 0 | 0 | 0 | 0 | 0 | 0 | 2020
Vintage1961 | natural gas steam turbine | TRUE | 11479.3992.WI.ST | 3992 | N | . | Blount Street | Madison Gas & Electric Co | 11479 | WI | ENC | MRO |  | 22 | 1 | Electric Utility | ST | NG | NG | MISO | AM | mcf | 0 | 34 | 0 | 7415 | 6040 | 51094 | 240625 | 82513 | 0 | 37357 | 0 | 4 | 0 | 34 | 0 | 7415 | 6040 | 51094 | 240625 | 82513 | 0 | 37357 | 0 | 4 | 0 | 1.03 | 0 | 1.048 | 1.059 | 1.056 | 1.053 | 1.075 | 0 | 1.062 | 0 | 1 | 0 | 35 | 0 | 7771 | 6396 | 53955 | 253378 | 88701 | 0 | 39673 | 0 | 4 | 0 | 35 | 0 | 7771 | 6396 | 53955 | 253378 | 88701 | 0 | 39673 | 0 | 4 | -300 | -281 | -271 | 101 | -12 | 2793 | 17961 | 5215 | -241 | 2557 | -218 | -223 | 425082 | 425082 | 449913 | 449913 | 27081 | 2020
Vintage1971 | petroleum | TRUE | 11479.3993.WI.GT | 3993 | N | . | Sycamore (WI) | Madison Gas & Electric Co | 11479 | WI | ENC | MRO |  | 22 | 1 | Electric Utility | GT | DFO | DFO | MISO | A | barrels | 0 | 0 | 0 | 0 | 0 | 0 | 0 | 0 | 0 | 0 | 0 | 0 | 0 | 0 | 0 | 0 | 0 | 0 | 0 | 0 | 0 | 0 | 0 | 0 | 0 | 0 | 0 | 0 | 0 | 0 | 0 | 0 | 0 | 0 | 0 | 0 | 0 | 0 | 0 | 0 | 0 | 0 | 0 | 0 | 0 | 0 | 0 | 0 | 0 | 0 | 0 | 0 | 0 | 0 | 0 | 0 | 0 | 0 | 0 | 0 | 0 | 0 | 0 | 0 | 0 | 0 | 0 | 0 | 0 | 0 | 0 | 0 | 0 | 0 | 0 | 0 | 0 | 2020
Vintage1971 | natural gas peaker | TRUE | 11479.3993.WI.GT | 3993 | N | . | Sycamore (WI) | Madison Gas & Electric Co | 11479 | WI | ENC | MRO |  | 22 | 1 | Electric Utility | GT | NG | NG | MISO | A | mcf | 62 | 56 | 60 | 51 | 50 | 58 | 58 | 71 | 45 | 52 | 39 | 49 | 62 | 56 | 60 | 51 | 50 | 58 | 58 | 71 | 45 | 52 | 39 | 49 | 1.08 | 1.08 | 1.08 | 1.08 | 1.08 | 1.08 | 1.08 | 1.08 | 1.08 | 1.08 | 1.08 | 1.08 | 67 | 60 | 65 | 55 | 54 | 63 | 63 | 77 | 49 | 56 | 42 | 53 | 67 | 60 | 65 | 55 | 54 | 63 | 63 | 77 | 49 | 56 | 42 | 53 | -21.27 | -19.307 | -20.411 | -17.471 | -17.208 | -19.957 | -19.7 | -24.274 | -15.36 | -17.964 | -13.463 | -16.615 | 651 | 651 | 704 | 704 | -223 | 2020
Vintage1973 | hydro | TRUE | 58149.3995.WI.HY | 3995 | N | . | Arpin Dam | Renewable World Energies LLC | 58149 | WI | ENC | MRO |  | 22 | 2 | NAICS-22 Non-Cogen | HY | WAT | HYC | MISO | A |  | 0 | 0 | 0 | 0 | 0 | 0 | 0 | 0 | 0 | 0 | 0 | 0 | 0 | 0 | 0 | 0 | 0 | 0 | 0 | 0 | 0 | 0 | 0 | 0 | 0 | 0 | 0 | 0 | 0 | 0 | 0 | 0 | 0 | 0 | 0 | 0 | 7529 | 6675 | 7384 | 7153 | 7532 | 7351 | 7300 | 6887 | 7277 | 7258 | 7658 | 8202 | 7529 | 6675 | 7384 | 7153 | 7532 | 7351 | 7300 | 6887 | 7277 | 7258 | 7658 | 8202 | 858.766 | 761.415 | 842.295 | 815.942 | 859.115 | 838.44 | 832.623 | 785.525 | 830.03 | 827.857 | 873.483 | 935.509 | 0 | 0 | 88206 | 88206 | 10061 | 2020
Vintage1915 | hydro | TRUE | 13781.3998.WI.HY | 3998 | N | . | Cedar Falls (WI) | Northern States Power Co - Minnesota | 13781 | WI | ENC | MRO |  | 22 | 1 | Electric Utility | HY | WAT | HYC | MISO | A |  | 0 | 0 | 0 | 0 | 0 | 0 | 0 | 0 | 0 | 0 | 0 | 0 | 0 | 0 | 0 | 0 | 0 | 0 | 0 | 0 | 0 | 0 | 0 | 0 | 0 | 0 | 0 | 0 | 0 | 0 | 0 | 0 | 0 | 0 | 0 | 0 | 33058 | 29310 | 32424 | 31409 | 33071 | 32275 | 32051 | 30238 | 31951 | 31868 | 33624 | 36012 | 33058 | 29310 | 32424 | 31409 | 33071 | 32275 | 32051 | 30238 | 31951 | 31868 | 33624 | 36012 | 3770.679 | 3343.235 | 3698.361 | 3582.653 | 3772.218 | 3681.436 | 3655.894 | 3449.096 | 3644.508 | 3634.968 | 3835.303 | 4107.649 | 0 | 0 | 387291 | 387291 | 44176 | 2020
Vintage1928 | hydro | TRUE | 13781.4000.WI.HY | 4000 | N | . | Chippewa Falls | Northern States Power Co - Minnesota | 13781 | WI | ENC | MRO |  | 22 | 1 | Electric Utility | HY | WAT | HYC | MISO | A |  | 0 | 0 | 0 | 0 | 0 | 0 | 0 | 0 | 0 | 0 | 0 | 0 | 0 | 0 | 0 | 0 | 0 | 0 | 0 | 0 | 0 | 0 | 0 | 0 | 0 | 0 | 0 | 0 | 0 | 0 | 0 | 0 | 0 | 0 | 0 | 0 | 66463 | 58929 | 65188 | 63149 | 66490 | 64890 | 64440 | 60795 | 64239 | 64071 | 67602 | 72403 | 66463 | 58929 | 65188 | 63149 | 66490 | 64890 | 64440 | 60795 | 64239 | 64071 | 67602 | 72403 | 7581.048 | 6721.661 | 7435.652 | 7203.017 | 7584.142 | 7401.623 | 7350.27 | 6934.497 | 7327.378 | 7308.198 | 7710.978 | 8258.536 | 0 | 0 | 778659 | 778659 | 88817 | 2020
Vintage1924 | hydro | TRUE | 13781.4002.WI.HY | 4002 | N | . | Dells | Northern States Power Co - Minnesota | 13781 | WI | ENC | MRO |  | 22 | 1 | Electric Utility | HY | WAT | HYC | MISO | A |  | 0 | 0 | 0 | 0 | 0 | 0 | 0 | 0 | 0 | 0 | 0 | 0 | 0 | 0 | 0 | 0 | 0 | 0 | 0 | 0 | 0 | 0 | 0 | 0 | 0 | 0 | 0 | 0 | 0 | 0 | 0 | 0 | 0 | 0 | 0 | 0 | 46030 | 40812 | 45147 | 43734 | 46048 | 44940 | 44628 | 42104 | 44489 | 44373 | 46818 | 50143 | 46030 | 40812 | 45147 | 43734 | 46048 | 44940 | 44628 | 42104 | 44489 | 44373 | 46818 | 50143 | 5250.323 | 4655.146 | 5149.627 | 4988.513 | 5252.465 | 5126.059 | 5090.495 | 4802.547 | 5074.64 | 5061.357 | 5340.306 | 5719.522 | 0 | 0 | 539266 | 539266 | 61511 | 2020
Vintage1974 | petroleum | TRUE | 13781.4005.WI.GT | 4005 | N | . | French Island | Northern States Power Co - Minnesota | 13781 | WI | ENC | MRO |  | 22 | 1 | Electric Utility | GT | DFO | DFO | MISO | M | barrels | 175 | 0 | 0 | 0 | 0 | 0 | 1025 | 0 | 0 | 355 | 0 | 0 | 175 | 0 | 0 | 0 | 0 | 0 | 1025 | 0 | 0 | 355 | 0 | 0 | 5.864 | 0 | 0 | 0 | 0 | 0 | 5.864 | 0 | 0 | 5.858 | 0 | 0 | 1026 | 0 | 0 | 0 | 0 | 0 | 6011 | 0 | 0 | 2080 | 0 | 0 | 1026 | 0 | 0 | 0 | 0 | 0 | 6011 | 0 | 0 | 2080 | 0 | 0 | -77 | -136 | -91 | -61 | -40 | -45 | 290 | 0 | -48 | 28 | -85 | -115 | 1555 | 1555 | 9117 | 9117 | -380 | 2020
Vintage1948 | municipal solid waste | TRUE | 13781.4005.WI.ST | 4005 | N | . | French Island | Northern States Power Co - Minnesota | 13781 | WI | ENC | MRO |  | 22 | 1 | Electric Utility | ST | MSB | MLG | MISO | M | short tons | 2860 | 2418 | 2914 | 2778 | 2947 | 2102 | 2442 | 1851 | 2726 | 3064 | 2628 | 2903 | 2860 | 2418 | 2914 | 2778 | 2947 | 2102 | 2442 | 1851 | 2726 | 3064 | 2628 | 2903 | 6.739 | 7.425 | 6.961 | 7.422 | 7.325 | 8.091 | 6.52 | 7.106 | 6.532 | 6.901 | 6.798 | 6.729 | 19274 | 17954 | 20284 | 20618 | 21587 | 17007 | 15922 | 13153 | 17806 | 21145 | 17865 | 19534 | 19274 | 17954 | 20284 | 20618 | 21587 | 17007 | 15922 | 13153 | 17806 | 21145 | 17865 | 19534 | 1021.221 | 873.657 | 969.525 | 965.058 | 1014.008 | 690.744 | 844.951 | 552.035 | 895.096 | 1234.053 | 886.085 | 1055.393 | 31633 | 31633 | 222149 | 222149 | 11001.826 | 2020
Vintage1948 | municipal solid waste | TRUE | 13781.4005.WI.ST | 4005 | N | . | French Island | Northern States Power Co - Minnesota | 13781 | WI | ENC | MRO |  | 22 | 1 | Electric Utility | ST | MSN | OTH | MISO | M | short tons | 1829 | 1545 | 1862 | 1777 | 1884 | 1344 | 1562 | 1184 | 1742 | 1959 | 1681 | 1855 | 1829 | 1545 | 1862 | 1777 | 1884 | 1344 | 1562 | 1184 | 1742 | 1959 | 1681 | 1855 | 12.881 | 14.204 | 13.313 | 14.181 | 14.003 | 15.467 | 12.459 | 13.578 | 12.494 | 13.191 | 12.989 | 12.87 | 23559 | 21945 | 24789 | 25200 | 26382 | 20788 | 19461 | 16076 | 21765 | 25841 | 21835 | 23874 | 23559 | 21945 | 24789 | 25200 | 26382 | 20788 | 19461 | 16076 | 21765 | 25841 | 21835 | 23874 | 1248.307 | 1067.892 | 1184.823 | 1179.49 | 1239.24 | 844.282 | 1032.768 | 674.719 | 1094.075 | 1508.153 | 1082.96 | 1289.85 | 20224 | 20224 | 271515 | 271515 | 13446.559 | 2020
Vintage1948 | natural gas steam turbine | TRUE | 13781.4005.WI.ST | 4005 | N | . | French Island | Northern States Power Co - Minnesota | 13781 | WI | ENC | MRO |  | 22 | 1 | Electric Utility | ST | NG | NG | MISO | M | mcf | 257 | 252 | 360 | 310 | 329 | 309 | 257 | 337 | 369 | 258 | 476 | 535 | 257 | 252 | 360 | 310 | 329 | 309 | 257 | 337 | 369 | 258 | 476 | 535 | 0.993 | 0.992 | 0.994 | 1.098 | 1.088 | 1.098 | 0.998 | 1.111 | 1.122 | 1.103 | 1.116 | 1.105 | 255 | 250 | 358 | 340 | 358 | 339 | 256 | 374 | 414 | 285 | 531 | 591 | 255 | 250 | 358 | 340 | 358 | 339 | 256 | 374 | 414 | 285 | 531 | 591 | 13.522 | 12.165 | 17.104 | 15.932 | 16.814 | 13.78 | 13.611 | 15.714 | 20.812 | 16.608 | 26.348 | 31.94 | 4049 | 4049 | 4351 | 4351 | 214.35 | 2020
Vintage1948 | biomass | TRUE | 13781.4005.WI.ST | 4005 | N | . | French Island | Northern States Power Co - Minnesota | 13781 | WI | ENC | MRO |  | 22 | 1 | Electric Utility | ST | WDS | WWW | MISO | M | short tons | 5145 | 4625 | 4934 | 5473 | 4408 | 3400 | 6263 | 6061 | 3795 | 3009 | 2587 | 3189 | 5145 | 4625 | 4934 | 5473 | 4408 | 3400 | 6263 | 6061 | 3795 | 3009 | 2587 | 3189 | 12.171 | 12.509 | 12.681 | 12.162 | 12.315 | 11.885 | 11.408 | 13.427 | 13.042 | 12.876 | 13.924 | 12.791 | 62620 | 57854 | 62568 | 66563 | 54285 | 40409 | 71448 | 81381 | 49494 | 38744 | 36021 | 40790 | 62620 | 57854 | 62568 | 66563 | 54285 | 40409 | 71448 | 81381 | 49494 | 38744 | 36021 | 40790 | 3317.95 | 2815.286 | 2990.548 | 3115.52 | 2549.938 | 1641.194 | 3791.67 | 3415.532 | 2488.017 | 2261.186 | 1786.607 | 2203.817 | 52889 | 52889 | 662177 | 662177 | 32377.265 | 2020
Vintage1950 | hydro | TRUE | 13781.4007.WI.HY | 4007 | N | . | Holcombe | Northern States Power Co - Minnesota | 13781 | WI | ENC | MRO |  | 22 | 1 | Electric Utility | HY | WAT | HYC | MISO | A |  | 0 | 0 | 0 | 0 | 0 | 0 | 0 | 0 | 0 | 0 | 0 | 0 | 0 | 0 | 0 | 0 | 0 | 0 | 0 | 0 | 0 | 0 | 0 | 0 | 0 | 0 | 0 | 0 | 0 | 0 | 0 | 0 | 0 | 0 | 0 | 0 | 104182 | 92372 | 102184 | 98987 | 104224 | 101716 | 101010 | 95297 | 100696 | 100432 | 105967 | 113492 | 104182 | 92372 | 102184 | 98987 | 104224 | 101716 | 101010 | 95297 | 100696 | 100432 | 105967 | 113492 | 11883.41 | 10536.306 | 11655.498 | 11290.839 | 11888.258 | 11602.157 | 11521.66 | 10869.93 | 11485.776 | 11455.711 | 12087.075 | 12945.38 | 0 | 0 | 1220559 | 1220559 | 139222 | 2020
Vintage1988 | hydro | TRUE | 13781.4008.WI.HY | 4008 | N | . | Jim Falls | Northern States Power Co - Minnesota | 13781 | WI | ENC | MRO |  | 22 | 1 | Electric Utility | HY | WAT | HYC | MISO | A |  | 0 | 0 | 0 | 0 | 0 | 0 | 0 | 0 | 0 | 0 | 0 | 0 | 0 | 0 | 0 | 0 | 0 | 0 | 0 | 0 | 0 | 0 | 0 | 0 | 0 | 0 | 0 | 0 | 0 | 0 | 0 | 0 | 0 | 0 | 0 | 0 | 143945 | 127627 | 141184 | 136767 | 144004 | 140538 | 139563 | 131669 | 139128 | 138764 | 146412 | 156809 | 143945 | 127627 | 141184 | 136767 | 144004 | 140538 | 139563 | 131669 | 139128 | 138764 | 146412 | 156809 | 16418.961 | 14557.709 | 16104.063 | 15600.225 | 16425.662 | 16030.363 | 15919.144 | 15018.667 | 15869.564 | 15828.024 | 16700.361 | 17886.257 | 0 | 0 | 1686410 | 1686410 | 192359 | 2020
Vintage1958 | hydro | TRUE | 13781.4009.WI.HY | 4009 | N | . | Menomonie | Northern States Power Co - Minnesota | 13781 | WI | ENC | MRO |  | 22 | 1 | Electric Utility | HY | WAT | HYC | MISO | A |  | 0 | 0 | 0 | 0 | 0 | 0 | 0 | 0 | 0 | 0 | 0 | 0 | 0 | 0 | 0 | 0 | 0 | 0 | 0 | 0 | 0 | 0 | 0 | 0 | 0 | 0 | 0 | 0 | 0 | 0 | 0 | 0 | 0 | 0 | 0 | 0 | 23001 | 20394 | 22560 | 21854 | 23010 | 22457 | 22301 | 21039 | 22231 | 22173 | 23395 | 25056 | 23001 | 20394 | 22560 | 21854 | 23010 | 22457 | 22301 | 21039 | 22231 | 22173 | 23395 | 25056 | 2623.582 | 2326.173 | 2573.265 | 2492.756 | 2624.653 | 2561.488 | 2543.716 | 2399.829 | 2535.794 | 2529.156 | 2668.547 | 2858.041 | 0 | 0 | 269471 | 269471 | 30737 | 2020
Vintage1923 | hydro | TRUE | 13781.4011.WI.HY | 4011 | N | . | St Croix Falls | Northern States Power Co - Minnesota | 13781 | WI | ENC | MRO |  | 22 | 1 | Electric Utility | HY | WAT | HYC | MISO | A |  | 0 | 0 | 0 | 0 | 0 | 0 | 0 | 0 | 0 | 0 | 0 | 0 | 0 | 0 | 0 | 0 | 0 | 0 | 0 | 0 | 0 | 0 | 0 | 0 | 0 | 0 | 0 | 0 | 0 | 0 | 0 | 0 | 0 | 0 | 0 | 0 | 97746 | 86666 | 95872 | 92872 | 97786 | 95433 | 94771 | 89410 | 94476 | 94228 | 99422 | 106482 | 97746 | 86666 | 95872 | 92872 | 97786 | 95433 | 94771 | 89410 | 94476 | 94228 | 99422 | 106482 | 11149.349 | 9885.459 | 10935.516 | 10593.383 | 11153.899 | 10885.47 | 10809.946 | 10198.474 | 10776.279 | 10748.071 | 11340.434 | 12145.72 | 0 | 0 | 1145164 | 1145164 | 130622 | 2020
Vintage1927 | hydro | TRUE | 13781.4012.WI.HY | 4012 | N | . | Trego | Northern States Power Co - Minnesota | 13781 | WI | ENC | MRO |  | 22 | 1 | Electric Utility | HY | WAT | HYC | MISO | A |  | 0 | 0 | 0 | 0 | 0 | 0 | 0 | 0 | 0 | 0 | 0 | 0 | 0 | 0 | 0 | 0 | 0 | 0 | 0 | 0 | 0 | 0 | 0 | 0 | 0 | 0 | 0 | 0 | 0 | 0 | 0 | 0 | 0 | 0 | 0 | 0 | 6941 | 6154 | 6808 | 6595 | 6943 | 6776 | 6729 | 6349 | 6708 | 6691 | 7060 | 7561 | 6941 | 6154 | 6808 | 6595 | 6943 | 6776 | 6729 | 6349 | 6708 | 6691 | 7060 | 7561 | 791.675 | 701.931 | 776.492 | 752.198 | 791.998 | 772.938 | 767.576 | 724.157 | 765.185 | 763.182 | 805.244 | 862.424 | 0 | 0 | 81315 | 81315 | 9275 | 2020
Vintage1973 | petroleum | TRUE | 13781.4014.WI.GT | 4014 | N | . | Wheaton | Northern States Power Co - Minnesota | 13781 | WI | ENC | MRO |  | 22 | 1 | Electric Utility | GT | DFO | DFO | MISO | A | barrels | 116 | 85 | 97 | 69 | 110 | 129 | 143 | 139 | 77 | 98 | 107 | 114 | 116 | 85 | 97 | 69 | 110 | 129 | 143 | 139 | 77 | 98 | 107 | 114 | 5.883 | 5.883 | 5.883 | 5.883 | 5.883 | 5.883 | 5.883 | 5.883 | 5.883 | 5.883 | 5.883 | 5.883 | 682 | 500 | 571 | 406 | 647 | 759 | 841 | 818 | 453 | 577 | 629 | 671 | 682 | 500 | 571 | 406 | 647 | 759 | 841 | 818 | 453 | 577 | 629 | 671 | 45.207 | 32.892 | 37.697 | 26.667 | 42.927 | 50.333 | 55.59 | 54.093 | 30.02 | 37.997 | 41.643 | 44.508 | 1284 | 1284 | 7554 | 7554 | 499.574 | 2020
Vintage1973 | natural gas peaker | TRUE | 13781.4014.WI.GT | 4014 | N | . | Wheaton | Northern States Power Co - Minnesota | 13781 | WI | ENC | MRO |  | 22 | 1 | Electric Utility | GT | NG | NG | MISO | A | mcf | 46687 | 42379 | 44803 | 38349 | 37773 | 43806 | 43243 | 53282 | 33716 | 39431 | 29551 | 36470 | 46687 | 42379 | 44803 | 38349 | 37773 | 43806 | 43243 | 53282 | 33716 | 39431 | 29551 | 36470 | 1.034 | 1.034 | 1.034 | 1.034 | 1.034 | 1.034 | 1.034 | 1.034 | 1.034 | 1.034 | 1.034 | 1.034 | 48274 | 43820 | 46326 | 39653 | 39057 | 45295 | 44713 | 55094 | 34862 | 40772 | 30556 | 37710 | 48274 | 43820 | 46326 | 39653 | 39057 | 45295 | 44713 | 55094 | 34862 | 40772 | 30556 | 37710 | 3192.708 | 2898.055 | 3063.798 | 2622.498 | 2583.076 | 2995.641 | 2957.129 | 3643.66 | 2305.613 | 2696.453 | 2020.834 | 2493.961 | 489490 | 489490 | 506132 | 506132 | 33473.426 | 2020
Vintage1917 | hydro | TRUE | 13781.4015.WI.HY | 4015 | N | . | Wissota | Northern States Power Co - Minnesota | 13781 | WI | ENC | MRO |  | 22 | 1 | Electric Utility | HY | WAT | HYC | MISO | A |  | 0 | 0 | 0 | 0 | 0 | 0 | 0 | 0 | 0 | 0 | 0 | 0 | 0 | 0 | 0 | 0 | 0 | 0 | 0 | 0 | 0 | 0 | 0 | 0 | 0 | 0 | 0 | 0 | 0 | 0 | 0 | 0 | 0 | 0 | 0 | 0 | 148914 | 132033 | 146058 | 141488 | 148975 | 145389 | 144381 | 136214 | 143931 | 143554 | 151466 | 162222 | 148914 | 132033 | 146058 | 141488 | 148975 | 145389 | 144381 | 136214 | 143931 | 143554 | 151466 | 162222 | 16985.725 | 15060.223 | 16659.956 | 16138.726 | 16992.656 | 16583.712 | 16468.653 | 15537.093 | 16417.362 | 16374.388 | 17276.837 | 18503.669 | 0 | 0 | 1744625 | 1744625 | 198999 | 2020
Vintage1967 | hydro | TRUE | 58149.4018.WI.HY | 4018 | N | . | Clam River Dam | Renewable World Energies LLC | 58149 | WI | ENC | MRO |  | 22 | 2 | NAICS-22 Non-Cogen | HY | WAT | HYC | MISO | A |  | 0 | 0 | 0 | 0 | 0 | 0 | 0 | 0 | 0 | 0 | 0 | 0 | 0 | 0 | 0 | 0 | 0 | 0 | 0 | 0 | 0 | 0 | 0 | 0 | 0 | 0 | 0 | 0 | 0 | 0 | 0 | 0 | 0 | 0 | 0 | 0 | 4316 | 3826 | 4233 | 4100 | 4317 | 4213 | 4184 | 3947 | 4171 | 4160 | 4389 | 4701 | 4316 | 3826 | 4233 | 4100 | 4317 | 4213 | 4184 | 3947 | 4171 | 4160 | 4389 | 4701 | 492.246 | 436.446 | 482.806 | 467.701 | 492.448 | 480.597 | 477.262 | 450.266 | 475.776 | 474.531 | 500.684 | 536.237 | 0 | 0 | 50557 | 50557 | 5767 | 2020
Vintage1950 | hydro | TRUE | 58149.4019.WI.HY | 4019 | N | . | Danbury Dam | Renewable World Energies LLC | 58149 | WI | ENC | MRO |  | 22 | 2 | NAICS-22 Non-Cogen | HY | WAT | HYC | MISO | A |  | 0 | 0 | 0 | 0 | 0 | 0 | 0 | 0 | 0 | 0 | 0 | 0 | 0 | 0 | 0 | 0 | 0 | 0 | 0 | 0 | 0 | 0 | 0 | 0 | 0 | 0 | 0 | 0 | 0 | 0 | 0 | 0 | 0 | 0 | 0 | 0 | 2234 | 1981 | 2191 | 2122 | 2235 | 2181 | 2166 | 2043 | 2159 | 2153 | 2272 | 2433 | 2234 | 1981 | 2191 | 2122 | 2235 | 2181 | 2166 | 2043 | 2159 | 2153 | 2272 | 2433 | 254.787 | 225.904 | 249.901 | 242.082 | 254.891 | 248.757 | 247.031 | 233.058 | 246.262 | 245.617 | 259.154 | 277.556 | 0 | 0 | 26170 | 26170 | 2985 | 2020
Vintage2000 | petroleum | TRUE | 13815.4020.WI.IC | 4020 | N | . | Frederic Diesel | Northwestern Wisconsin Elec Co | 13815 | WI | ENC | MRO |  | 22 | 1 | Electric Utility | IC | DFO | DFO | MISO | A | barrels | 0 | 0 | 0 | 0 | 0 | 0 | 0 | 0 | 0 | 0 | 0 | 1 | 0 | 0 | 0 | 0 | 0 | 0 | 0 | 0 | 0 | 0 | 0 | 1 | 0 | 0 | 0 | 0 | 0 | 0 | 0 | 0 | 0 | 0 | 0 | 5.8 | 0 | 0 | 0 | 0 | 0 | 0 | 0 | 0 | 0 | 0 | 0 | 6 | 0 | 0 | 0 | 0 | 0 | 0 | 0 | 0 | 0 | 0 | 0 | 6 | 0 | 0 | 0 | 0 | 0 | 0 | 0 | 0 | 0 | 0 | 0 | -112 | 1 | 1 | 6 | 6 | -112 | 2020
Vintage2007 | petroleum | TRUE | 13815.4021.WI.IC | 4021 | N | . | Grantsburg Diesel | Northwestern Wisconsin Elec Co | 13815 | WI | ENC | MRO |  | 22 | 1 | Electric Utility | IC | DFO | DFO | MISO | A | barrels | 3 | 2 | 2 | 2 | 2 | 3 | 3 | 3 | 2 | 2 | 2 | 3 | 3 | 2 | 2 | 2 | 2 | 3 | 3 | 3 | 2 | 2 | 2 | 3 | 5.8 | 5.8 | 5.8 | 5.8 | 5.8 | 5.8 | 5.8 | 5.8 | 5.8 | 5.8 | 5.8 | 5.8 | 17 | 12 | 12 | 12 | 12 | 17 | 17 | 17 | 12 | 12 | 12 | 17 | 17 | 12 | 12 | 12 | 12 | 17 | 17 | 17 | 12 | 12 | 12 | 17 | -27.691 | -20.147 | -23.09 | -16.334 | -26.294 | -30.83 | -34.05 | -33.133 | -18.388 | -23.274 | -25.507 | -27.262 | 29 | 29 | 169 | 169 | -306 | 2020
Vintage2008 | natural gas combined cycle | TRUE | 20847.4040.WI.CA | 4040 | N | . | Port Washington Generating Station | Wisconsin Electric Power Co | 20847 | WI | ENC | RFC |  | 22 | 1 | Electric Utility | CA | NG | NG | MISO | M | mcf | 309079 | 156073 | 203289 | 208174 | 87415 | 297938 | 508561 | 454446 | 264263 | 180081 | 63677 | 94785 | 309079 | 156073 | 203289 | 208174 | 87415 | 297938 | 508561 | 454446 | 264263 | 180081 | 63677 | 94785 | 1.01 | 1.01 | 1.01 | 1.01 | 1.01 | 1.01 | 1.01 | 1.01 | 1.01 | 1.01 | 1.01 | 1.01 | 312170 | 157634 | 205322 | 210256 | 88289 | 300917 | 513647 | 458990 | 266906 | 181882 | 64314 | 95733 | 312170 | 157634 | 205322 | 210256 | 88289 | 300917 | 513647 | 458990 | 266906 | 181882 | 64314 | 95733 | 303340 | 263097 | 279590 | 226277 | 197096 | 277101 | 312369 | 289245 | 249052 | 270297 | 190627 | 159112 | 2827781 | 2827781 | 2856060 | 2856060 | 3017203 | 2020
Vintage2008 | natural gas combined cycle | TRUE | 20847.4040.WI.CT | 4040 | N | . | Port Washington Generating Station | Wisconsin Electric Power Co | 20847 | WI | ENC | RFC |  | 22 | 1 | Electric Utility | CT | NG | NG | MISO | M | mcf | 5322128 | 4893945 | 5019241 | 4011341 | 3675179 | 4729545 | 5018939 | 4812972 | 4329102 | 4840459 | 3603942 | 3023816 | 5322128 | 4893945 | 5019241 | 4011341 | 3675179 | 4729545 | 5018939 | 4812972 | 4329102 | 4840459 | 3603942 | 3023816 | 1.01 | 1.01 | 1.01 | 1.01 | 1.01 | 1.01 | 1.01 | 1.01 | 1.01 | 1.01 | 1.01 | 1.01 | 5375349 | 4942884 | 5069433 | 4051454 | 3711931 | 4776840 | 5069128 | 4861102 | 4372393 | 4888864 | 3639981 | 3054054 | 5375349 | 4942884 | 5069433 | 4051454 | 3711931 | 4776840 | 5069128 | 4861102 | 4372393 | 4888864 | 3639981 | 3054054 | 546512 | 505888 | 508675 | 414340 | 359947 | 463178 | 488582 | 464174 | 426337 | 486851 | 355263 | 297483 | 53280609 | 53280609 | 53813413 | 53813413 | 5317230 | 2020
Vintage1967 | natural gas steam turbine | TRUE | 20847.4041.WI.ST | 4041 | N | . | South Oak Creek | Wisconsin Electric Power Co | 20847 | WI | ENC | RFC |  | 22 | 1 | Electric Utility | ST | NG | NG | MISO | M | mcf | 23216 | 25805 | 5261 | 1268 | 13568 | 5718 | 19943 | 19365 | 4632 | 10673 | 9874 | 17557 | 23216 | 25805 | 5261 | 1268 | 13568 | 5718 | 19943 | 19365 | 4632 | 10673 | 9874 | 17557 | 1.01 | 1.01 | 1.01 | 1.01 | 1.01 | 1.01 | 1.01 | 1.01 | 1.01 | 1.01 | 1.01 | 1.01 | 23448 | 26063 | 5314 | 1281 | 13704 | 5775 | 20142 | 19559 | 4678 | 10780 | 9973 | 17733 | 23448 | 26063 | 5314 | 1281 | 13704 | 5775 | 20142 | 19559 | 4678 | 10780 | 9973 | 17733 | 2184.654 | 2343.122 | 498.692 | 110.304 | 1164.4 | 567.236 | 2016.035 | 2213.286 | 435.223 | 1009.03 | 943.375 | 1673.943 | 156880 | 156880 | 158450 | 158450 | 15159.3 | 2020
Vintage1967 | hard coal | TRUE | 20847.4041.WI.ST | 4041 | N | . | South Oak Creek | Wisconsin Electric Power Co | 20847 | WI | ENC | RFC |  | 22 | 1 | Electric Utility | ST | RC | COL | MISO | M | short tons | 203195 | 101167 | 90854 | 34173 | 31864 | 176269 | 295288 | 175481 | 144173 | 160014 | 148458 | 190296 | 203195 | 101167 | 90854 | 34173 | 31864 | 176269 | 295288 | 175481 | 144173 | 160014 | 148458 | 190296 | 17.797 | 17.881 | 17.87 | 17.87 | 17.86 | 17.87 | 17.85 | 17.823 | 17.84 | 17.83 | 17.81 | 17.823 | 3616261 | 1808967 | 1623561 | 610672 | 569091 | 3149927 | 5270891 | 3127598 | 2572046 | 2853050 | 2644037 | 3391646 | 3616261 | 1808967 | 1623561 | 610672 | 569091 | 3149927 | 5270891 | 3127598 | 2572046 | 2853050 | 2644037 | 3391646 | 336925.35 | 162629.88 | 152374.31 | 52596.696 | 48355.6 | 309384.76 | 527557.97 | 353923.71 | 239276.78 | 267057.97 | 250113.63 | 320169.06 | 1751232 | 1751232 | 31237747 | 31237747 | 3020365.7 | 2020
Vintage1967 | hard coal | TRUE | 20847.4041.WI.ST | 4041 | N | . | South Oak Creek | Wisconsin Electric Power Co | 20847 | WI | ENC | RFC |  | 22 | 1 | Electric Utility | ST | SUB | COL | MISO | M | short tons | 0 | 0 | 0 | 0 | 0 | 0 | 0 | 0 | 0 | 0 | 0 | 0 | 0 | 0 | 0 | 0 | 0 | 0 | 0 | 0 | 0 | 0 | 0 | 0 | 0 | 0 | 0 | 0 | 0 | 0 | 0 | 0 | 0 | 0 | 0 | 0 | 0 | 0 | 0 | 0 | 0 | 0 | 0 | 0 | 0 | 0 | 0 | 0 | 0 | 0 | 0 | 0 | 0 | 0 | 0 | 0 | 0 | 0 | 0 | 0 | 0 | 0 | 0 | 0 | 0 | 0 | 0 | 0 | 0 | 0 | 0 | 0 | 0 | 0 | 0 | 0 | 0 | 2020
Vintage1969 | petroleum | TRUE | 20847.4042.WI.IC | 4042 | Y | . | Valley (WI) | Wisconsin Electric Power Co | 20847 | WI | ENC | RFC |  | 22 | 1 | Electric Utility | IC | DFO | DFO | MISO | M | barrels | 0 | 5 | 5 | 6 | 0 | 5 | 6 | 0 | 0 | 0 | 28 | 4 | 0 | 0 | 0 | 0 | 0 | 0 | 0 | 0 | 0 | 0 | 0 | 0 | 0 | 5.81 | 5.81 | 5.81 | 0 | 5.81 | 5.81 | 0 | 0 | 0 | 5.81 | 5.81 | 0 | 29 | 29 | 35 | 0 | 29 | 35 | 0 | 0 | 0 | 163 | 23 | 0 | 0 | 0 | 0 | 0 | 0 | 0 | 0 | 0 | 0 | 0 | 0 | 0 | 0 | 0 | 0 | 0 | 0 | 0 | 0 | 0 | 0 | 0 | 0 | 59 | 0 | 343 | 0 | 0 | 2020
Vintage1969 | hard coal | TRUE | 20847.4042.WI.ST | 4042 | Y | . | Valley (WI) | Wisconsin Electric Power Co | 20847 | WI | ENC | RFC |  | 22 | 1 | Electric Utility | ST | BIT | COL | MISO | M | short tons | 0 | 0 | 0 | 0 | 0 | 0 | 0 | 0 | 0 | 0 | 0 | 0 | 0 | 0 | 0 | 0 | 0 | 0 | 0 | 0 | 0 | 0 | 0 | 0 | 0 | 0 | 0 | 0 | 0 | 0 | 0 | 0 | 0 | 0 | 0 | 0 | 0 | 0 | 0 | 0 | 0 | 0 | 0 | 0 | 0 | 0 | 0 | 0 | 0 | 0 | 0 | 0 | 0 | 0 | 0 | 0 | 0 | 0 | 0 | 0 | 0 | 0 | 0 | 0 | 0 | 0 | 0 | 0 | 0 | 0 | 0 | 0 | 0 | 0 | 0 | 0 | 0 | 2020
Vintage1969 | natural gas steam turbine | TRUE | 20847.4042.WI.ST | 4042 | Y | . | Valley (WI) | Wisconsin Electric Power Co | 20847 | WI | ENC | RFC |  | 22 | 1 | Electric Utility | ST | NG | NG | MISO | M | mcf | 738895 | 751910 | 702328 | 649323 | 553344 | 721596 | 1185659 | 688164 | 487822 | 523674 | 539932 | 691756 | 315263 | 328312 | 333895 | 300636 | 273737 | 449193 | 785588 | 409246 | 251255 | 222448 | 221408 | 278340 | 1.01 | 1.01 | 1.01 | 1.01 | 1.01 | 1.01 | 1.01 | 1.01 | 1.01 | 1.01 | 1.01 | 1.01 | 746284 | 759429 | 709351 | 655816 | 558877 | 728812 | 1197516 | 695046 | 492700 | 528911 | 545331 | 698674 | 318416 | 331595 | 337234 | 303642 | 276474 | 453685 | 793444 | 413338 | 253768 | 224672 | 223622 | 281123 | 33117 | 34543 | 35244 | 31460 | 28630 | 48683 | 86142 | 43930 | 26631 | 23000 | 22770 | 28995 | 8234403 | 4169321 | 8316747 | 4211013 | 443145 | 2020
Vintage1980 | hydro | TRUE | 20847.4043.WI.HY | 4043 | N | . | Appleton | Wisconsin Electric Power Co | 20847 | WI | ENC | RFC |  | 22 | 1 | Electric Utility | HY | WAT | HYC | MISO | A |  | 0 | 0 | 0 | 0 | 0 | 0 | 0 | 0 | 0 | 0 | 0 | 0 | 0 | 0 | 0 | 0 | 0 | 0 | 0 | 0 | 0 | 0 | 0 | 0 | 0 | 0 | 0 | 0 | 0 | 0 | 0 | 0 | 0 | 0 | 0 | 0 | 8043 | 7131 | 7889 | 7642 | 8046 | 7853 | 7798 | 7357 | 7774 | 7753 | 8181 | 8762 | 8043 | 7131 | 7889 | 7642 | 8046 | 7853 | 7798 | 7357 | 7774 | 7753 | 8181 | 8762 | 917.404 | 813.407 | 899.81 | 871.658 | 917.779 | 895.692 | 889.477 | 839.163 | 886.707 | 884.386 | 933.128 | 999.389 | 0 | 0 | 94229 | 94229 | 10748 | 2020
Vintage1924 | hydro | TRUE | 42662.4044.WI.HY | 4044 | N | . | Oconto Falls Upper | N E W Hydro LLC | 42662 | WI | ENC | MRO |  | 22 | 2 | NAICS-22 Non-Cogen | HY | WAT | HYC | MISO | A |  | 0 | 0 | 0 | 0 | 0 | 0 | 0 | 0 | 0 | 0 | 0 | 0 | 0 | 0 | 0 | 0 | 0 | 0 | 0 | 0 | 0 | 0 | 0 | 0 | 0 | 0 | 0 | 0 | 0 | 0 | 0 | 0 | 0 | 0 | 0 | 0 | 7286 | 6460 | 7147 | 6923 | 7289 | 7114 | 7065 | 6665 | 7043 | 7024 | 7411 | 7937 | 7286 | 6460 | 7147 | 6923 | 7289 | 7114 | 7065 | 6665 | 7043 | 7024 | 7411 | 7937 | 831.11 | 736.895 | 815.17 | 789.666 | 831.449 | 811.439 | 805.809 | 760.228 | 803.3 | 801.197 | 845.354 | 905.383 | 0 | 0 | 85364 | 85364 | 9737 | 2020
Vintage1922 | hydro | TRUE | 20847.4045.WI.HY | 4045 | N | . | Pine | Wisconsin Electric Power Co | 20847 | WI | ENC | RFC |  | 22 | 1 | Electric Utility | HY | WAT | HYC | MISO | A |  | 0 | 0 | 0 | 0 | 0 | 0 | 0 | 0 | 0 | 0 | 0 | 0 | 0 | 0 | 0 | 0 | 0 | 0 | 0 | 0 | 0 | 0 | 0 | 0 | 0 | 0 | 0 | 0 | 0 | 0 | 0 | 0 | 0 | 0 | 0 | 0 | 17599 | 15604 | 17261 | 16721 | 17606 | 17182 | 17063 | 16098 | 17010 | 16965 | 17900 | 19172 | 17599 | 15604 | 17261 | 16721 | 17606 | 17182 | 17063 | 16098 | 17010 | 16965 | 17900 | 19172 | 2007.397 | 1779.84 | 1968.899 | 1907.299 | 2008.218 | 1959.888 | 1946.29 | 1836.197 | 1940.228 | 1935.15 | 2041.803 | 2186.791 | 0 | 0 | 206181 | 206181 | 23518 | 2020
Vintage1969 | petroleum | TRUE | 55906.4046.WI.GT | 4046 | N | . | Point Beach Nuclear Plant | NextEra Energy Point Beach LLC | 55906 | WI | ENC | RFC |  | 22 | 2 | NAICS-22 Non-Cogen | GT | DFO | DFO | MISO | M | barrels | 44 | 44 | 45 | 0 | 92 | 2 | 175 | 0 | 43 | 0 | 55 | 0 | 44 | 44 | 45 | 0 | 92 | 2 | 175 | 0 | 43 | 0 | 55 | 0 | 5.8 | 5.8 | 5.8 | 0 | 5.8 | 5.8 | 5.8 | 0 | 5.8 | 0 | 5.8 | 0 | 255 | 255 | 261 | 0 | 534 | 12 | 1015 | 0 | 249 | 0 | 319 | 0 | 255 | 255 | 261 | 0 | 534 | 12 | 1015 | 0 | 249 | 0 | 319 | 0 | -55 | -64 | -54 | -47 | 4 | -15 | 27 | -16 | -11 | -30 | -27 | -47 | 500 | 500 | 2900 | 2900 | -335 | 2020
Vintage1972 | nuclear | TRUE | 55906.4046.WI.ST | 4046 | N | 2 | Point Beach Nuclear Plant | NextEra Energy Point Beach LLC | 55906 | WI | ENC | RFC |  | 22 | 2 | NAICS-22 Non-Cogen | ST | NUC | NUC | MISO | M |  | 0 | 0 | 0 | 0 | 0 | 0 | 0 | 0 | 0 | 0 | 0 | 0 | 0 | 0 | 0 | 0 | 0 | 0 | 0 | 0 | 0 | 0 | 0 | 0 | 0 | 0 | 0 | 0 | 0 | 0 | 0 | 0 | 0 | 0 | 0 | 0 | 4701495 | 4394143 | 1827722 | 3620733 | 4718480 | 4555825 | 4655720 | 4655741 | 4538600 | 4672444 | 4576111 | 4712943 | 4701495 | 4394143 | 1827722 | 3620733 | 4718480 | 4555825 | 4655720 | 4655741 | 4538600 | 4672444 | 4576111 | 4712943 | 450077 | 420654 | 174969 | 346615 | 451703 | 436132 | 445695 | 445697 | 434483 | 447296 | 438074 | 451173 | 0 | 0 | 51629957 | 51629957 | 4942568 | 2020
Vintage1972 | nuclear | TRUE | 55906.4046.WI.ST | 4046 | N | 1 | Point Beach Nuclear Plant | NextEra Energy Point Beach LLC | 55906 | WI | ENC | RFC |  | 22 | 2 | NAICS-22 Non-Cogen | ST | NUC | NUC | MISO | M |  | 0 | 0 | 0 | 0 | 0 | 0 | 0 | 0 | 0 | 0 | 0 | 0 | 0 | 0 | 0 | 0 | 0 | 0 | 0 | 0 | 0 | 0 | 0 | 0 | 0 | 0 | 0 | 0 | 0 | 0 | 0 | 0 | 0 | 0 | 0 | 0 | 4664150 | 4364309 | 4665978 | 4492638 | 4678325 | 4512558 | 4612181 | 4614741 | 4485566 | 451413 | 4244713 | 4654603 | 4664150 | 4364309 | 4665978 | 4492638 | 4678325 | 4512558 | 4612181 | 4614741 | 4485566 | 451413 | 4244713 | 4654603 | 446502 | 417798 | 446677 | 430083 | 447859 | 431990 | 441527 | 441772 | 429406 | 43214 | 406349 | 445588 | 0 | 0 | 50441175 | 50441175 | 4828765 | 2020
Vintage1985 | petroleum | TRUE | 20856.4050.WI.ST | 4050 | N | . | Edgewater | Wisconsin Power & Light Co | 20856 | WI | ENC | MRO |  | 22 | 1 | Electric Utility | ST | DFO | DFO | MISO | M | barrels | 881 | 893 | 30 | 535 | 1001 | 1333 | 449 | 419 | 546 | 345 | 561 | 447 | 881 | 893 | 30 | 535 | 1001 | 1333 | 449 | 419 | 546 | 345 | 561 | 447 | 5.88 | 5.88 | 5.88 | 5.88 | 5.88 | 5.88 | 5.88 | 5.88 | 5.88 | 5.88 | 5.88 | 5.88 | 5180 | 5251 | 176 | 3146 | 5886 | 7838 | 2640 | 2464 | 3210 | 2029 | 3299 | 2628 | 5180 | 5251 | 176 | 3146 | 5886 | 7838 | 2640 | 2464 | 3210 | 2029 | 3299 | 2628 | 475.586 | 478.079 | -2701 | 263.199 | 510.272 | 704.777 | 249.526 | 236.459 | 298.295 | 166.884 | 278.643 | 245.023 | 7440 | 7440 | 43747 | 43747 | 1205.743 | 2020
Vintage1985 | hard coal | TRUE | 20856.4050.WI.ST | 4050 | N | . | Edgewater | Wisconsin Power & Light Co | 20856 | WI | ENC | MRO |  | 22 | 1 | Electric Utility | ST | SUB | COL | MISO | M | short tons | 94423 | 78921 | 0 | 11729 | 20967 | 51834 | 94910 | 106614 | 88407 | 16968 | 21713 | 128899 | 94423 | 78921 | 0 | 11729 | 20967 | 51834 | 94910 | 106614 | 88407 | 16968 | 21713 | 128899 | 16.88 | 16.75 | 0 | 16.56 | 16.24 | 16.34 | 16.34 | 16.42 | 16.65 | 16.74 | 16.6 | 16.93 | 1593860 | 1321927 | 0 | 194232 | 340504 | 846968 | 1550829 | 1750602 | 1471977 | 284044 | 360436 | 2182260 | 1593860 | 1321927 | 0 | 194232 | 340504 | 846968 | 1550829 | 1750602 | 1471977 | 284044 | 360436 | 2182260 | 146327.41 | 120358.92 | 0 | 16250.801 | 29519.728 | 76157.223 | 146573.47 | 168016.54 | 136765.71 | 23367.116 | 30446.357 | 203435.98 | 715385 | 715385 | 11897639 | 11897639 | 1097219.3 | 2020
Vintage1939 | hydro | TRUE | 20856.4053.WI.HY | 4053 | N | . | Kilbourn | Wisconsin Power & Light Co | 20856 | WI | ENC | MRO |  | 22 | 1 | Electric Utility | HY | WAT | HYC | MISO | A |  | 0 | 0 | 0 | 0 | 0 | 0 | 0 | 0 | 0 | 0 | 0 | 0 | 0 | 0 | 0 | 0 | 0 | 0 | 0 | 0 | 0 | 0 | 0 | 0 | 0 | 0 | 0 | 0 | 0 | 0 | 0 | 0 | 0 | 0 | 0 | 0 | 47430 | 42053 | 46520 | 45065 | 47449 | 46307 | 45986 | 43385 | 45843 | 45723 | 48243 | 51668 | 47430 | 42053 | 46520 | 45065 | 47449 | 46307 | 45986 | 43385 | 45843 | 45723 | 48243 | 51668 | 5410.022 | 4796.743 | 5306.264 | 5140.251 | 5412.231 | 5281.981 | 5245.334 | 4948.628 | 5228.997 | 5215.31 | 5502.744 | 5893.495 | 0 | 0 | 555672 | 555672 | 63382 | 2020
Vintage1940 | hydro | TRUE | 20856.4056.WI.HY | 4056 | N | . | Prairie Du Sac | Wisconsin Power & Light Co | 20856 | WI | ENC | MRO |  | 22 | 1 | Electric Utility | HY | WAT | HYC | MISO | A |  | 0 | 0 | 0 | 0 | 0 | 0 | 0 | 0 | 0 | 0 | 0 | 0 | 0 | 0 | 0 | 0 | 0 | 0 | 0 | 0 | 0 | 0 | 0 | 0 | 0 | 0 | 0 | 0 | 0 | 0 | 0 | 0 | 0 | 0 | 0 | 0 | 133760 | 118597 | 131195 | 127090 | 133815 | 130595 | 129689 | 122353 | 129285 | 128946 | 136053 | 145714 | 133760 | 118597 | 131195 | 127090 | 133815 | 130595 | 129689 | 122353 | 129285 | 128946 | 136053 | 145714 | 15257.27 | 13527.705 | 14964.65 | 14496.46 | 15263.495 | 14896.165 | 14792.815 | 13956.049 | 14746.743 | 14708.142 | 15518.758 | 16620.748 | 0 | 0 | 1567092 | 1567092 | 178749 | 2020
Vintage0 | petroleum | TRUE | 20856.4057.WI.GT | 4057 | N | . | Rock River | Wisconsin Power & Light Co | 20856 | WI | ENC | MRO |  | 22 | 1 | Electric Utility | GT | DFO | DFO | MISO | A | barrels | 0 | 0 | 0 | 0 | 0 | 0 | . | . | . | . | . | . | 0 | 0 | 0 | 0 | 0 | 0 | . | . | . | . | . | . | 0 | 0 | 0 | 0 | 0 | 0 | . | . | . | . | . | . | 0 | 0 | 0 | 0 | 0 | 0 | . | . | . | . | . | . | 0 | 0 | 0 | 0 | 0 | 0 | . | . | . | . | . | . | 0 | 0 | 0 | 0 | 0 | 0 | . | . | . | . | . | . | 0 | 0 | 0 | 0 | 0 | 2020
Vintage0 | natural gas peaker | TRUE | 20856.4057.WI.GT | 4057 | N | . | Rock River | Wisconsin Power & Light Co | 20856 | WI | ENC | MRO |  | 22 | 1 | Electric Utility | GT | NG | NG | MISO | A | mcf | 343 | 312 | 329 | 282 | 278 | 322 | . | . | . | . | . | . | 343 | 312 | 329 | 282 | 278 | 322 | . | . | . | . | . | . | 1.05 | 1.05 | 1.05 | 1.05 | 1.05 | 1.05 | . | . | . | . | . | . | 360 | 328 | 345 | 296 | 292 | 338 | . | . | . | . | . | . | 360 | 328 | 345 | 296 | 292 | 338 | . | . | . | . | . | . | -57.578 | -52.265 | -55.254 | -47.295 | -46.584 | -54.024 | . | . | . | . | . | . | 1866 | 1866 | 1959 | 1959 | -313 | 2020
Vintage0 | natural gas peaker | TRUE | 20856.4059.WI.GT | 4059 | N | . | Sheepskin | Wisconsin Power & Light Co | 20856 | WI | ENC | MRO |  | 22 | 1 | Electric Utility | GT | NG | NG | MISO | A | mcf | 60 | 54 | 57 | 49 | 48 | 56 | . | . | . | . | . | . | 60 | 54 | 57 | 49 | 48 | 56 | . | . | . | . | . | . | 1.05 | 1.05 | 1.05 | 1.05 | 1.05 | 1.05 | . | . | . | . | . | . | 63 | 57 | 60 | 51 | 50 | 59 | . | . | . | . | . | . | 63 | 57 | 60 | 51 | 50 | 59 | . | . | . | . | . | . | -5.703 | -5.176 | -5.472 | -4.684 | -4.614 | -5.351 | . | . | . | . | . | . | 324 | 324 | 340 | 340 | -31 | 2020
Vintage1925 | hydro | TRUE | 20860.4060.WI.HY | 4060 | N | . | Alexander | Wisconsin Public Service Corp | 20860 | WI | ENC | MRO |  | 22 | 1 | Electric Utility | HY | WAT | HYC | MISO | A |  | 0 | 0 | 0 | 0 | 0 | 0 | 0 | 0 | 0 | 0 | 0 | 0 | 0 | 0 | 0 | 0 | 0 | 0 | 0 | 0 | 0 | 0 | 0 | 0 | 0 | 0 | 0 | 0 | 0 | 0 | 0 | 0 | 0 | 0 | 0 | 0 | 22671 | 20101 | 22236 | 21540 | 22680 | 22134 | 21981 | 20737 | 21912 | 21855 | 23059 | 24697 | 22671 | 20101 | 22236 | 21540 | 22680 | 22134 | 21981 | 20737 | 21912 | 21855 | 23059 | 24697 | 2585.94 | 2292.798 | 2536.345 | 2456.991 | 2586.995 | 2524.737 | 2507.22 | 2365.398 | 2499.412 | 2492.869 | 2630.26 | 2817.035 | 0 | 0 | 265603 | 265603 | 30296 | 2020
Vintage1924 | hydro | TRUE | 20860.4061.WI.HY | 4061 | N | . | Caldron Falls | Wisconsin Public Service Corp | 20860 | WI | ENC | MRO |  | 22 | 1 | Electric Utility | HY | WAT | HYC | MISO | A |  | 0 | 0 | 0 | 0 | 0 | 0 | 0 | 0 | 0 | 0 | 0 | 0 | 0 | 0 | 0 | 0 | 0 | 0 | 0 | 0 | 0 | 0 | 0 | 0 | 0 | 0 | 0 | 0 | 0 | 0 | 0 | 0 | 0 | 0 | 0 | 0 | 21574 | 19128 | 21160 | 20498 | 21583 | 21063 | 20917 | 19734 | 20852 | 20797 | 21944 | 23502 | 21574 | 19128 | 21160 | 20498 | 21583 | 21063 | 20917 | 19734 | 20852 | 20797 | 21944 | 23502 | 2460.807 | 2181.851 | 2413.613 | 2338.1 | 2461.813 | 2402.567 | 2385.898 | 2250.938 | 2378.467 | 2372.241 | 2502.984 | 2680.721 | 0 | 0 | 252752 | 252752 | 28830 | 2020
Vintage1938 | hydro | TRUE | 20860.4063.WI.HY | 4063 | N | . | Grandfather Falls | Wisconsin Public Service Corp | 20860 | WI | ENC | MRO |  | 22 | 1 | Electric Utility | HY | WAT | HYC | MISO | A |  | 0 | 0 | 0 | 0 | 0 | 0 | 0 | 0 | 0 | 0 | 0 | 0 | 0 | 0 | 0 | 0 | 0 | 0 | 0 | 0 | 0 | 0 | 0 | 0 | 0 | 0 | 0 | 0 | 0 | 0 | 0 | 0 | 0 | 0 | 0 | 0 | 78033 | 69187 | 76536 | 74142 | 78065 | 76186 | 75657 | 71378 | 75422 | 75224 | 79370 | 85006 | 78033 | 69187 | 76536 | 74142 | 78065 | 76186 | 75657 | 71378 | 75422 | 75224 | 79370 | 85006 | 8900.736 | 7891.748 | 8730.028 | 8456.897 | 8904.367 | 8690.075 | 8629.783 | 8141.634 | 8602.906 | 8580.387 | 9053.282 | 9696.157 | 0 | 0 | 914206 | 914206 | 104278 | 2020
Vintage1984 | hydro | TRUE | 20860.4064.WI.HY | 4064 | N | . | Hat Rapids | Wisconsin Public Service Corp | 20860 | WI | ENC | MRO |  | 22 | 1 | Electric Utility | HY | WAT | HYC | MISO | A |  | 0 | 0 | 0 | 0 | 0 | 0 | 0 | 0 | 0 | 0 | 0 | 0 | 0 | 0 | 0 | 0 | 0 | 0 | 0 | 0 | 0 | 0 | 0 | 0 | 0 | 0 | 0 | 0 | 0 | 0 | 0 | 0 | 0 | 0 | 0 | 0 | 8940 | 7927 | 8769 | 8494 | 8944 | 8729 | 8668 | 8178 | 8641 | 8618 | 9093 | 9739 | 8940 | 7927 | 8769 | 8494 | 8944 | 8729 | 8668 | 8178 | 8641 | 8618 | 9093 | 9739 | 1019.747 | 904.148 | 1000.188 | 968.896 | 1020.162 | 995.611 | 988.703 | 932.777 | 985.624 | 983.044 | 1037.223 | 1110.877 | 0 | 0 | 104740 | 104740 | 11947 | 2020
Vintage1910 | hydro | TRUE | 20860.4065.WI.HY | 4065 | N | . | High Falls (WI) | Wisconsin Public Service Corp | 20860 | WI | ENC | MRO |  | 22 | 1 | Electric Utility | HY | WAT | HYC | MISO | A |  | 0 | 0 | 0 | 0 | 0 | 0 | 0 | 0 | 0 | 0 | 0 | 0 | 0 | 0 | 0 | 0 | 0 | 0 | 0 | 0 | 0 | 0 | 0 | 0 | 0 | 0 | 0 | 0 | 0 | 0 | 0 | 0 | 0 | 0 | 0 | 0 | 16860 | 14948 | 16536 | 16019 | 16866 | 16460 | 16346 | 15422 | 16295 | 16253 | 17148 | 18366 | 16860 | 14948 | 16536 | 16019 | 16866 | 16460 | 16346 | 15422 | 16295 | 16253 | 17148 | 18366 | 1923.067 | 1705.068 | 1886.184 | 1827.172 | 1923.852 | 1877.552 | 1864.526 | 1759.058 | 1858.719 | 1853.853 | 1956.026 | 2094.923 | 0 | 0 | 197519 | 197519 | 22530 | 2020
Vintage1923 | hydro | TRUE | 20860.4067.WI.HY | 4067 | N | . | Johnson Falls | Wisconsin Public Service Corp | 20860 | WI | ENC | MRO |  | 22 | 1 | Electric Utility | HY | WAT | HYC | MISO | A |  | 0 | 0 | 0 | 0 | 0 | 0 | 0 | 0 | 0 | 0 | 0 | 0 | 0 | 0 | 0 | 0 | 0 | 0 | 0 | 0 | 0 | 0 | 0 | 0 | 0 | 0 | 0 | 0 | 0 | 0 | 0 | 0 | 0 | 0 | 0 | 0 | 12344 | 10945 | 12107 | 11729 | 12349 | 12052 | 11968 | 11291 | 11931 | 11900 | 12556 | 13447 | 12344 | 10945 | 12107 | 11729 | 12349 | 12052 | 11968 | 11291 | 11931 | 11900 | 12556 | 13447 | 1408.029 | 1248.416 | 1381.025 | 1337.818 | 1408.604 | 1374.705 | 1365.167 | 1287.946 | 1360.915 | 1357.353 | 1432.162 | 1533.86 | 0 | 0 | 144619 | 144619 | 16496 | 2020
Vintage1984 | hydro | TRUE | 20860.4068.WI.HY | 4068 | N | . | Merrill | Wisconsin Public Service Corp | 20860 | WI | ENC | MRO |  | 22 | 1 | Electric Utility | HY | WAT | HYC | MISO | A |  | 0 | 0 | 0 | 0 | 0 | 0 | 0 | 0 | 0 | 0 | 0 | 0 | 0 | 0 | 0 | 0 | 0 | 0 | 0 | 0 | 0 | 0 | 0 | 0 | 0 | 0 | 0 | 0 | 0 | 0 | 0 | 0 | 0 | 0 | 0 | 0 | 7734 | 6857 | 7586 | 7348 | 7737 | 7551 | 7498 | 7074 | 7475 | 7455 | 7866 | 8425 | 7734 | 6857 | 7586 | 7348 | 7737 | 7551 | 7498 | 7074 | 7475 | 7455 | 7866 | 8425 | 882.152 | 782.152 | 865.234 | 838.164 | 882.512 | 861.274 | 855.298 | 806.918 | 852.635 | 850.403 | 897.271 | 960.987 | 0 | 0 | 90606 | 90606 | 10335 | 2020
Vintage1926 | hydro | TRUE | 20860.4071.WI.HY | 4071 | N | . | Potato Rapids | Wisconsin Public Service Corp | 20860 | WI | ENC | MRO |  | 22 | 1 | Electric Utility | HY | WAT | HYC | MISO | A |  | 0 | 0 | 0 | 0 | 0 | 0 | 0 | 0 | 0 | 0 | 0 | 0 | 0 | 0 | 0 | 0 | 0 | 0 | 0 | 0 | 0 | 0 | 0 | 0 | 0 | 0 | 0 | 0 | 0 | 0 | 0 | 0 | 0 | 0 | 0 | 0 | 5564 | 4934 | 5458 | 5287 | 5567 | 5433 | 5395 | 5090 | 5378 | 5364 | 5660 | 6062 | 5564 | 4934 | 5458 | 5287 | 5567 | 5433 | 5395 | 5090 | 5378 | 5364 | 5660 | 6062 | 634.705 | 562.756 | 622.533 | 603.056 | 634.965 | 619.684 | 615.385 | 580.575 | 613.468 | 611.862 | 645.584 | 691.427 | 0 | 0 | 65192 | 65192 | 7436 | 2020
Vintage2003 | petroleum | TRUE | 20860.4072.WI.GT | 4072 | N | . | Pulliam | Wisconsin Public Service Corp | 20860 | WI | ENC | MRO |  | 22 | 1 | Electric Utility | GT | DFO | DFO | MISO | M | barrels | 0 | 0 | 0 | 0 | 0 | 0 | 0 | 0 | 0 | 0 | 0 | 0 | 0 | 0 | 0 | 0 | 0 | 0 | 0 | 0 | 0 | 0 | 0 | 0 | 0 | 0 | 0 | 0 | 0 | 0 | 0 | 0 | 0 | 0 | 0 | 0 | 0 | 0 | 0 | 0 | 0 | 0 | 0 | 0 | 0 | 0 | 0 | 0 | 0 | 0 | 0 | 0 | 0 | 0 | 0 | 0 | 0 | 0 | 0 | 0 | 0 | 0 | 0 | 0 | 0 | 0 | 0 | 0 | 0 | 0 | 0 | 0 | 0 | 0 | 0 | 0 | 0 | 2020
Vintage2003 | natural gas peaker | TRUE | 20860.4072.WI.GT | 4072 | N | . | Pulliam | Wisconsin Public Service Corp | 20860 | WI | ENC | MRO |  | 22 | 1 | Electric Utility | GT | NG | NG | MISO | M | mcf | 47460 | 10780 | 1680 | 1360 | 0 | 31830 | 266790 | 106500 | 0 | 182000 | 11695 | 64852 | 47460 | 10780 | 1680 | 1360 | 0 | 31830 | 266790 | 106500 | 0 | 182000 | 11695 | 64852 | 1.047 | 1.04 | 1.05 | 1.056 | 0 | 1.046 | 1.042 | 1.044 | 0 | 1.048 | 1.046 | 1.045 | 49691 | 11211 | 1764 | 1436 | 0 | 33294 | 277995 | 111186 | 0 | 190736 | 12233 | 67770 | 49691 | 11211 | 1764 | 1436 | 0 | 33294 | 277995 | 111186 | 0 | 190736 | 12233 | 67770 | 3988 | 825 | 67 | 82 | 0 | 2549 | 22378 | 8790 | -17000 | 15375 | 917 | 5607 | 724947 | 724947 | 757316 | 757316 | 43578 | 2020
Vintage1925 | hydro | TRUE | 20860.4074.WI.HY | 4074 | N | . | Sandstone Rapids | Wisconsin Public Service Corp | 20860 | WI | ENC | MRO |  | 22 | 1 | Electric Utility | HY | WAT | HYC | MISO | A |  | 0 | 0 | 0 | 0 | 0 | 0 | 0 | 0 | 0 | 0 | 0 | 0 | 0 | 0 | 0 | 0 | 0 | 0 | 0 | 0 | 0 | 0 | 0 | 0 | 0 | 0 | 0 | 0 | 0 | 0 | 0 | 0 | 0 | 0 | 0 | 0 | 13473 | 11945 | 13214 | 12801 | 13478 | 13154 | 13063 | 12324 | 13022 | 12988 | 13704 | 14677 | 13473 | 11945 | 13214 | 12801 | 13478 | 13154 | 13063 | 12324 | 13022 | 12988 | 13704 | 14677 | 1536.747 | 1362.541 | 1507.273 | 1460.116 | 1537.373 | 1500.375 | 1489.965 | 1405.685 | 1485.325 | 1481.437 | 1563.084 | 1674.079 | 0 | 0 | 157843 | 157843 | 18004 | 2020
Vintage1938 | hydro | TRUE | 20860.4075.WI.HY | 4075 | N | . | Tomahawk | Wisconsin Public Service Corp | 20860 | WI | ENC | MRO |  | 22 | 1 | Electric Utility | HY | WAT | HYC | MISO | A |  | 0 | 0 | 0 | 0 | 0 | 0 | 0 | 0 | 0 | 0 | 0 | 0 | 0 | 0 | 0 | 0 | 0 | 0 | 0 | 0 | 0 | 0 | 0 | 0 | 0 | 0 | 0 | 0 | 0 | 0 | 0 | 0 | 0 | 0 | 0 | 0 | 11292 | 10012 | 11076 | 10729 | 11297 | 11025 | 10948 | 10329 | 10914 | 10886 | 11486 | 12301 | 11292 | 10012 | 11076 | 10729 | 11297 | 11025 | 10948 | 10329 | 10914 | 10886 | 11486 | 12301 | 1288.02 | 1142.01 | 1263.317 | 1223.792 | 1288.545 | 1257.535 | 1248.81 | 1178.17 | 1244.921 | 1241.662 | 1310.094 | 1403.124 | 0 | 0 | 132295 | 132295 | 15090 | 2020
Vintage1993 | petroleum | TRUE | 20860.4076.WI.GT | 4076 | N | . | West Marinette | Wisconsin Public Service Corp | 20860 | WI | ENC | MRO |  | 22 | 1 | Electric Utility | GT | DFO | DFO | MISO | A | barrels | 0 | 0 | 0 | 0 | 0 | 0 | 0 | 0 | 0 | 0 | 0 | 0 | 0 | 0 | 0 | 0 | 0 | 0 | 0 | 0 | 0 | 0 | 0 | 0 | 0 | 0 | 0 | 0 | 0 | 0 | 0 | 0 | 0 | 0 | 0 | 0 | 0 | 0 | 0 | 0 | 0 | 0 | 0 | 0 | 0 | 0 | 0 | 0 | 0 | 0 | 0 | 0 | 0 | 0 | 0 | 0 | 0 | 0 | 0 | 0 | 0 | 0 | 0 | 0 | 0 | 0 | 0 | 0 | 0 | 0 | 0 | 0 | 0 | 0 | 0 | 0 | 0 | 2020
Vintage1993 | natural gas peaker | TRUE | 20860.4076.WI.GT | 4076 | N | . | West Marinette | Wisconsin Public Service Corp | 20860 | WI | ENC | MRO |  | 22 | 1 | Electric Utility | GT | NG | NG | MISO | A | mcf | 23984 | 21769 | 23014 | 19700 | 19403 | 22503 | 22213 | 27370 | 17319 | 20255 | 15180 | 18734 | 23984 | 21769 | 23014 | 19700 | 19403 | 22503 | 22213 | 27370 | 17319 | 20255 | 15180 | 18734 | 1.036 | 1.036 | 1.036 | 1.036 | 1.036 | 1.036 | 1.036 | 1.036 | 1.036 | 1.036 | 1.036 | 1.036 | 24847 | 22553 | 23843 | 20409 | 20102 | 23313 | 23013 | 28355 | 17942 | 20984 | 15726 | 19408 | 24847 | 22553 | 23843 | 20409 | 20102 | 23313 | 23013 | 28355 | 17942 | 20984 | 15726 | 19408 | 1755.093 | 1593.118 | 1684.23 | 1441.639 | 1419.968 | 1646.763 | 1625.592 | 2002.992 | 1267.441 | 1482.293 | 1110.892 | 1370.979 | 251444 | 251444 | 260495 | 260495 | 18401 | 2020
Vintage1924 | hydro | TRUE | 20860.4077.WI.HY | 4077 | N | . | Wausau | Wisconsin Public Service Corp | 20860 | WI | ENC | MRO |  | 22 | 1 | Electric Utility | HY | WAT | HYC | MISO | A |  | 0 | 0 | 0 | 0 | 0 | 0 | 0 | 0 | 0 | 0 | 0 | 0 | 0 | 0 | 0 | 0 | 0 | 0 | 0 | 0 | 0 | 0 | 0 | 0 | 0 | 0 | 0 | 0 | 0 | 0 | 0 | 0 | 0 | 0 | 0 | 0 | 30946 | 27438 | 30352 | 29403 | 30958 | 30213 | 30004 | 28307 | 29910 | 29832 | 31476 | 33711 | 30946 | 27438 | 30352 | 29403 | 30958 | 30213 | 30004 | 28307 | 29910 | 29832 | 31476 | 33711 | 3529.806 | 3129.666 | 3462.107 | 3353.79 | 3531.245 | 3446.263 | 3422.352 | 3228.765 | 3411.693 | 3402.763 | 3590.301 | 3845.249 | 0 | 0 | 362550 | 362550 | 41354 | 2020
Vintage1973 | petroleum | TRUE | 20860.4078.WI.GT | 4078 | N | . | Weston | Wisconsin Public Service Corp | 20860 | WI | ENC | MRO |  | 22 | 1 | Electric Utility | GT | DFO | DFO | MISO | M | barrels | 0 | 0 | 0 | 0 | 0 | 0 | 0 | 0 | 0 | 0 | 0 | 0 | 0 | 0 | 0 | 0 | 0 | 0 | 0 | 0 | 0 | 0 | 0 | 0 | 0 | 0 | 0 | 0 | 0 | 0 | 0 | 0 | 0 | 0 | 0 | 0 | 0 | 0 | 0 | 0 | 0 | 0 | 0 | 0 | 0 | 0 | 0 | 0 | 0 | 0 | 0 | 0 | 0 | 0 | 0 | 0 | 0 | 0 | 0 | 0 | 0 | 0 | 0 | 0 | 0 | 0 | 0 | 0 | 0 | 0 | 0 | 0 | 0 | 0 | 0 | 0 | 0 | 2020
Vintage1973 | natural gas peaker | TRUE | 20860.4078.WI.GT | 4078 | N | . | Weston | Wisconsin Public Service Corp | 20860 | WI | ENC | MRO |  | 22 | 1 | Electric Utility | GT | NG | NG | MISO | M | mcf | 79 | 506 | 321 | 0 | 361 | 1151 | 2048 | 848 | 0 | 0 | 0 | 1579 | 79 | 506 | 321 | 0 | 361 | 1151 | 2048 | 848 | 0 | 0 | 0 | 1579 | 1.039 | 1.04 | 1.04 | 0 | 1.041 | 1.035 | 1.032 | 1.036 | 0 | 0 | 0 | 1.039 | 82 | 526 | 334 | 0 | 376 | 1191 | 2114 | 879 | 0 | 0 | 0 | 1641 | 82 | 526 | 334 | 0 | 376 | 1191 | 2114 | 879 | 0 | 0 | 0 | 1641 | 0 | 22 | 21 | 0 | 24 | 79 | 133 | 59 | 0 | 0 | 0 | 110 | 6893 | 6893 | 7143 | 7143 | 448 | 2020
Vintage2008 | petroleum | TRUE | 20860.4078.WI.ST | 4078 | N | . | Weston | Wisconsin Public Service Corp | 20860 | WI | ENC | MRO |  | 22 | 1 | Electric Utility | ST | DFO | DFO | MISO | M | barrels | 0 | 0 | 0 | 0 | 0 | 0 | 0 | 0 | 0 | 0 | 0 | 0 | 0 | 0 | 0 | 0 | 0 | 0 | 0 | 0 | 0 | 0 | 0 | 0 | 0 | 0 | 0 | 0 | 0 | 0 | 0 | 0 | 0 | 0 | 0 | 0 | 0 | 0 | 0 | 0 | 0 | 0 | 0 | 0 | 0 | 0 | 0 | 0 | 0 | 0 | 0 | 0 | 0 | 0 | 0 | 0 | 0 | 0 | 0 | 0 | 0 | 0 | 0 | 0 | 0 | 0 | 0 | 0 | 0 | 0 | 0 | 0 | 0 | 0 | 0 | 0 | 0 | 2020
Vintage2008 | natural gas steam turbine | TRUE | 20860.4078.WI.ST | 4078 | N | . | Weston | Wisconsin Public Service Corp | 20860 | WI | ENC | MRO |  | 22 | 1 | Electric Utility | ST | NG | NG | MISO | M | mcf | 1673 | 3584 | 12301 | 11794 | 8412 | 16084 | 15204 | 14858 | 5271 | 10566 | 18249 | 69455 | 1673 | 3584 | 12301 | 11794 | 8412 | 16084 | 15204 | 14858 | 5271 | 10566 | 18249 | 69455 | 1.039 | 1.04 | 1.04 | 1.048 | 1.041 | 1.035 | 1.032 | 1.036 | 1.036 | 1.042 | 1.038 | 1.039 | 1738 | 3727 | 12793 | 12360 | 8757 | 16647 | 15691 | 15393 | 5461 | 11010 | 18942 | 72164 | 1738 | 3727 | 12793 | 12360 | 8757 | 16647 | 15691 | 15393 | 5461 | 11010 | 18942 | 72164 | 189.804 | 398.493 | 1429.736 | 1252.865 | 926.265 | 1675.84 | 1569.896 | 1603.232 | 572.128 | 1139.938 | 1752.303 | 6817.897 | 187451 | 187451 | 194683 | 194683 | 19328.397 | 2020
Vintage2008 | hard coal | TRUE | 20860.4078.WI.ST | 4078 | N | . | Weston | Wisconsin Public Service Corp | 20860 | WI | ENC | MRO |  | 22 | 1 | Electric Utility | ST | RC | COL | MISO | M | short tons | 165902 | 147535 | 198810 | 225749 | 194195 | 253249 | 292808 | 221747 | 168250 | 157429 | 86446 | 144076 | 165902 | 147535 | 198810 | 225749 | 194195 | 253249 | 292808 | 221747 | 168250 | 157429 | 86446 | 144076 | 17.42 | 17.8 | 17.584 | 17.411 | 17.426 | 17.51 | 17.6 | 17.462 | 17.362 | 17.42 | 17.42 | 17.594 | 2890013 | 2626123 | 3495875 | 3930516 | 3384042 | 4434390 | 5153421 | 3872146 | 2921157 | 2742413 | 1505889 | 2534873 | 2890013 | 2626123 | 3495875 | 3930516 | 3384042 | 4434390 | 5153421 | 3872146 | 2921157 | 2742413 | 1505889 | 2534873 | 315569.2 | 280759.51 | 390695.26 | 398411.14 | 357948.74 | 446408.16 | 515619.1 | 403299.77 | 306051.87 | 283946.06 | 139304.7 | 239490.1 | 2256196 | 2256196 | 39490858 | 39490858 | 4077503.6 | 2020
Vintage2008 | hard coal | TRUE | 20860.4078.WI.ST | 4078 | N | . | Weston | Wisconsin Public Service Corp | 20860 | WI | ENC | MRO |  | 22 | 1 | Electric Utility | ST | SUB | COL | MISO | M | short tons | 0 | 0 | 0 | 0 | 0 | 0 | 0 | 0 | 0 | 0 | 0 | 0 | 0 | 0 | 0 | 0 | 0 | 0 | 0 | 0 | 0 | 0 | 0 | 0 | 0 | 0 | 0 | 0 | 0 | 0 | 0 | 0 | 0 | 0 | 0 | 0 | 0 | 0 | 0 | 0 | 0 | 0 | 0 | 0 | 0 | 0 | 0 | 0 | 0 | 0 | 0 | 0 | 0 | 0 | 0 | 0 | 0 | 0 | 0 | 0 | 0 | 0 | 0 | 0 | 0 | 0 | 0 | 0 | 0 | 0 | 0 | 0 | 0 | 0 | 0 | 0 | 0 | 2020
Vintage1951 | hydro | TRUE | 20863.4079.WI.HY | 4079 | N | . | Castle Rock | Wisconsin River Power Company | 20863 | WI | ENC | MRO |  | 22 | 1 | Electric Utility | HY | WAT | HYC | MISO | A |  | 0 | 0 | 0 | 0 | 0 | 0 | 0 | 0 | 0 | 0 | 0 | 0 | 0 | 0 | 0 | 0 | 0 | 0 | 0 | 0 | 0 | 0 | 0 | 0 | 0 | 0 | 0 | 0 | 0 | 0 | 0 | 0 | 0 | 0 | 0 | 0 | 71204 | 63132 | 69838 | 67653 | 71233 | 69518 | 69036 | 65131 | 68821 | 68641 | 72424 | 77567 | 71204 | 63132 | 69838 | 67653 | 71233 | 69518 | 69036 | 65131 | 68821 | 68641 | 72424 | 77567 | 8121.779 | 7201.093 | 7966.01 | 7716.783 | 8125.092 | 7929.554 | 7874.539 | 7429.11 | 7850.013 | 7829.465 | 8260.974 | 8847.588 | 0 | 0 | 834198 | 834198 | 95152 | 2020
Vintage1950 | hydro | TRUE | 20863.4080.WI.HY | 4080 | N | . | Petenwell | Wisconsin River Power Company | 20863 | WI | ENC | MRO |  | 22 | 1 | Electric Utility | HY | WAT | HYC | MISO | A |  | 0 | 0 | 0 | 0 | 0 | 0 | 0 | 0 | 0 | 0 | 0 | 0 | 0 | 0 | 0 | 0 | 0 | 0 | 0 | 0 | 0 | 0 | 0 | 0 | 0 | 0 | 0 | 0 | 0 | 0 | 0 | 0 | 0 | 0 | 0 | 0 | 95835 | 84971 | 93997 | 91056 | 95874 | 93567 | 92918 | 87662 | 92628 | 92386 | 97478 | 104400 | 95835 | 84971 | 93997 | 91056 | 95874 | 93567 | 92918 | 87662 | 92628 | 92386 | 97478 | 104400 | 10931.35 | 9692.173 | 10721.698 | 10386.255 | 10935.811 | 10672.631 | 10598.583 | 9999.068 | 10565.574 | 10537.918 | 11118.699 | 11908.24 | 0 | 0 | 1122772 | 1122772 | 128068 | 2020
Vintage2007 | petroleum | TRUE | 765.4100.WI.IC | 4100 | N | . | Arcadia Electric | City of Arcadia - (WI) | 765 | WI | ENC | MRO |  | 22 | 1 | Electric Utility | IC | DFO | DFO | MISO | A | barrels | 88 | 64 | 73 | 52 | 83 | 98 | 108 | 105 | 58 | 74 | 81 | 87 | 88 | 64 | 73 | 52 | 83 | 98 | 108 | 105 | 58 | 74 | 81 | 87 | 5.796 | 5.796 | 5.796 | 5.796 | 5.796 | 5.796 | 5.796 | 5.796 | 5.796 | 5.796 | 5.796 | 5.796 | 510 | 371 | 423 | 301 | 481 | 568 | 626 | 609 | 336 | 429 | 469 | 504 | 510 | 371 | 423 | 301 | 481 | 568 | 626 | 609 | 336 | 429 | 469 | 504 | 18.584 | 13.522 | 15.497 | 10.963 | 17.647 | 20.692 | 22.853 | 22.237 | 12.341 | 15.621 | 17.119 | 18.297 | 971 | 971 | 5627 | 5627 | 205.373 | 2020
Vintage2007 | natural gas peaker | TRUE | 765.4100.WI.IC | 4100 | N | . | Arcadia Electric | City of Arcadia - (WI) | 765 | WI | ENC | MRO |  | 22 | 1 | Electric Utility | IC | NG | NG | MISO | A | mcf | 122 | 110 | 116 | 99 | 98 | 113 | 112 | 138 | 87 | 102 | 76 | 94 | 122 | 110 | 116 | 99 | 98 | 113 | 112 | 138 | 87 | 102 | 76 | 94 | 1.095 | 1.095 | 1.095 | 1.095 | 1.095 | 1.095 | 1.095 | 1.095 | 1.095 | 1.095 | 1.095 | 1.095 | 134 | 120 | 127 | 108 | 107 | 124 | 123 | 151 | 95 | 112 | 83 | 103 | 134 | 120 | 127 | 108 | 107 | 124 | 123 | 151 | 95 | 112 | 83 | 103 | 4.829 | 4.383 | 4.634 | 3.966 | 3.907 | 4.531 | 4.473 | 5.511 | 3.487 | 4.078 | 3.056 | 3.772 | 1267 | 1267 | 1387 | 1387 | 50.627 | 2020
Vintage1923 | hydro | TRUE | 1278.4102.WI.HY | 4102 | N | . | Barron | City of Barron - (WI) | 1278 | WI | ENC | MRO |  | 22 | 1 | Electric Utility | HY | WAT | HYC | MISO | A |  | 0 | 0 | 0 | 0 | 0 | 0 | 0 | 0 | 0 | 0 | 0 | 0 | 0 | 0 | 0 | 0 | 0 | 0 | 0 | 0 | 0 | 0 | 0 | 0 | 0 | 0 | 0 | 0 | 0 | 0 | 0 | 0 | 0 | 0 | 0 | 0 | 316 | 280 | 310 | 300 | 316 | 308 | 306 | 289 | 305 | 304 | 321 | 344 | 316 | 280 | 310 | 300 | 316 | 308 | 306 | 289 | 305 | 304 | 321 | 344 | 36.02 | 31.937 | 35.329 | 34.224 | 36.035 | 35.168 | 34.924 | 32.948 | 34.815 | 34.724 | 36.637 | 39.239 | 0 | 0 | 3699 | 3699 | 422 | 2020
Vintage1998 | petroleum | TRUE | 1278.4102.WI.IC | 4102 | N | . | Barron | City of Barron - (WI) | 1278 | WI | ENC | MRO |  | 22 | 1 | Electric Utility | IC | DFO | DFO | MISO | A | barrels | 0 | 0 | 0 | 0 | 0 | 0 | 0 | 0 | 0 | 0 | 0 | 9 | 0 | 0 | 0 | 0 | 0 | 0 | 0 | 0 | 0 | 0 | 0 | 9 | 0 | 0 | 0 | 0 | 0 | 0 | 0 | 0 | 0 | 0 | 0 | 5.855 | 0 | 0 | 0 | 0 | 0 | 0 | 0 | 0 | 0 | 0 | 0 | 53 | 0 | 0 | 0 | 0 | 0 | 0 | 0 | 0 | 0 | 0 | 0 | 53 | 0 | 0 | 0 | 0 | 0 | 0 | 0 | 0 | 0 | 0 | 0 | 2 | 9 | 9 | 53 | 53 | 2 | 2020
Vintage2002 | petroleum | TRUE | 3156.4107.WI.IC | 4107 | N | . | Cashton | Village of Cashton - (WI) | 3156 | WI | ENC | MRO |  | 22 | 1 | Electric Utility | IC | DFO | DFO | MISO | A | barrels | 0 | 0 | 0 | 0 | 0 | 0 | 0 | 0 | 0 | 0 | 0 | 0 | 0 | 0 | 0 | 0 | 0 | 0 | 0 | 0 | 0 | 0 | 0 | 0 | 0 | 0 | 0 | 0 | 0 | 0 | 0 | 0 | 0 | 0 | 0 | 0 | 0 | 0 | 0 | 0 | 0 | 0 | 0 | 0 | 0 | 0 | 0 | 0 | 0 | 0 | 0 | 0 | 0 | 0 | 0 | 0 | 0 | 0 | 0 | 0 | 0 | 0 | 0 | 0 | 0 | 0 | 0 | 0 | 0 | 0 | 0 | 0 | 0 | 0 | 0 | 0 | 0 | 2020
Vintage2002 | natural gas peaker | TRUE | 3156.4107.WI.IC | 4107 | N | . | Cashton | Village of Cashton - (WI) | 3156 | WI | ENC | MRO |  | 22 | 1 | Electric Utility | IC | NG | NG | MISO | A | mcf | 0 | 0 | 0 | 0 | 0 | 0 | 0 | 0 | 0 | 0 | 0 | 0 | 0 | 0 | 0 | 0 | 0 | 0 | 0 | 0 | 0 | 0 | 0 | 0 | 0 | 0 | 0 | 0 | 0 | 0 | 0 | 0 | 0 | 0 | 0 | 0 | 0 | 0 | 0 | 0 | 0 | 0 | 0 | 0 | 0 | 0 | 0 | 0 | 0 | 0 | 0 | 0 | 0 | 0 | 0 | 0 | 0 | 0 | 0 | 0 | 0 | 0 | 0 | 0 | 0 | 0 | 0 | 0 | 0 | 0 | 0 | 0 | 0 | 0 | 0 | 0 | 0 | 2020
Vintage2001 | petroleum | TRUE | 4627.4112.WI.IC | 4112 | N | . | Cumberland (WI) | City of Cumberland - (WI) | 4627 | WI | ENC | MRO |  | 22 | 1 | Electric Utility | IC | DFO | DFO | MISO | A | barrels | 18 | 13 | 14 | 10 | 16 | 19 | 21 | 21 | 12 | 15 | 16 | 17 | 18 | 13 | 14 | 10 | 16 | 19 | 21 | 21 | 12 | 15 | 16 | 17 | 5.88 | 5.88 | 5.88 | 5.88 | 5.88 | 5.88 | 5.88 | 5.88 | 5.88 | 5.88 | 5.88 | 5.88 | 106 | 76 | 82 | 59 | 94 | 112 | 123 | 123 | 71 | 88 | 94 | 100 | 106 | 76 | 82 | 59 | 94 | 112 | 123 | 123 | 71 | 88 | 94 | 100 | 10.85 | 7.895 | 9.048 | 6.401 | 10.303 | 12.081 | 13.343 | 12.983 | 7.205 | 9.12 | 9.995 | 10.683 | 192 | 192 | 1128 | 1128 | 119.907 | 2020
Vintage2001 | natural gas peaker | TRUE | 4627.4112.WI.IC | 4112 | N | . | Cumberland (WI) | City of Cumberland - (WI) | 4627 | WI | ENC | MRO |  | 22 | 1 | Electric Utility | IC | NG | NG | MISO | A | mcf | 67 | 63 | 66 | 57 | 56 | 65 | 64 | 79 | 50 | 58 | 44 | 54 | 67 | 63 | 66 | 57 | 56 | 65 | 64 | 79 | 50 | 58 | 44 | 54 | 1.03 | 1.03 | 1.03 | 1.03 | 1.03 | 1.03 | 1.03 | 1.03 | 1.03 | 1.03 | 1.03 | 1.03 | 69 | 65 | 68 | 59 | 58 | 67 | 66 | 81 | 52 | 60 | 45 | 56 | 69 | 65 | 68 | 59 | 58 | 67 | 66 | 81 | 52 | 60 | 45 | 56 | 7.545 | 6.848 | 7.239 | 6.197 | 6.103 | 7.078 | 6.987 | 8.609 | 5.448 | 6.371 | 4.775 | 5.893 | 723 | 723 | 746 | 746 | 79.093 | 2020
Vintage2005 | petroleum | TRUE | 5834.4113.WI.IC | 4113 | N | . | Elroy | City of Elroy - (WI) | 5834 | WI | ENC | MRO |  | 22 | 1 | Electric Utility | IC | DFO | DFO | MISO | A | barrels | 4 | 4 | 4 | 3 | 5 | 5 | 6 | 6 | 3 | 4 | 5 | 5 | 4 | 4 | 4 | 3 | 5 | 5 | 6 | 6 | 3 | 4 | 5 | 5 | 5.9 | 5.9 | 5.9 | 5.9 | 5.9 | 5.9 | 5.9 | 5.9 | 5.9 | 5.9 | 5.9 | 5.9 | 24 | 24 | 24 | 18 | 30 | 30 | 35 | 35 | 18 | 24 | 30 | 30 | 24 | 24 | 24 | 18 | 30 | 30 | 35 | 35 | 18 | 24 | 30 | 30 | 2.985 | 2.173 | 2.49 | 1.762 | 2.836 | 3.325 | 3.672 | 3.573 | 1.983 | 2.51 | 2.751 | 2.94 | 54 | 54 | 322 | 322 | 33 | 2020
Vintage2005 | natural gas peaker | TRUE | 5834.4113.WI.IC | 4113 | N | . | Elroy | City of Elroy - (WI) | 5834 | WI | ENC | MRO |  | 22 | 1 | Electric Utility | IC | NG | NG | MISO | A | mcf | 0 | 0 | 0 | 0 | 0 | 0 | 0 | 0 | 0 | 0 | 0 | 0 | 0 | 0 | 0 | 0 | 0 | 0 | 0 | 0 | 0 | 0 | 0 | 0 | 0 | 0 | 0 | 0 | 0 | 0 | 0 | 0 | 0 | 0 | 0 | 0 | 0 | 0 | 0 | 0 | 0 | 0 | 0 | 0 | 0 | 0 | 0 | 0 | 0 | 0 | 0 | 0 | 0 | 0 | 0 | 0 | 0 | 0 | 0 | 0 | 0 | 0 | 0 | 0 | 0 | 0 | 0 | 0 | 0 | 0 | 0 | 0 | 0 | 0 | 0 | 0 | 0 | 2020
Vintage1999 | petroleum | TRUE | 6274.4114.WI.IC | 4114 | N | . | Fennimore | City of Fennimore - (WI) | 6274 | WI | ENC | MRO |  | 22 | 1 | Electric Utility | IC | DFO | DFO | MISO | A | barrels | 10 | 8 | 9 | 7 | 11 | 13 | 14 | 14 | 8 | 10 | 10 | 11 | 10 | 8 | 9 | 7 | 11 | 13 | 14 | 14 | 8 | 10 | 10 | 11 | 5.5 | 5.5 | 5.5 | 5.5 | 5.5 | 5.5 | 5.5 | 5.5 | 5.5 | 5.5 | 5.5 | 5.5 | 55 | 44 | 50 | 39 | 61 | 72 | 77 | 77 | 44 | 55 | 55 | 61 | 55 | 44 | 50 | 39 | 61 | 72 | 77 | 77 | 44 | 55 | 55 | 61 | 5.158 | 3.753 | 4.301 | 3.043 | 4.898 | 5.743 | 6.343 | 6.172 | 3.425 | 4.335 | 4.751 | 5.078 | 125 | 125 | 690 | 690 | 57 | 2020
Vintage1969 | natural gas peaker | TRUE | 10056.4118.WI.GT | 4118 | N | . | Kaukauna Gas Turbine | City of Kaukauna | 10056 | WI | ENC | MRO |  | 22 | 1 | Electric Utility | GT | NG | NG | MISO | A | mcf | 1220 | 1106 | 1169 | 1001 | 986 | 1143 | 1129 | 1391 | 880 | 1029 | 771 | 952 | 1220 | 1106 | 1169 | 1001 | 986 | 1143 | 1129 | 1391 | 880 | 1029 | 771 | 952 | 1.056 | 1.056 | 1.056 | 1.056 | 1.056 | 1.056 | 1.056 | 1.056 | 1.056 | 1.056 | 1.056 | 1.056 | 1288 | 1168 | 1234 | 1057 | 1041 | 1207 | 1192 | 1469 | 929 | 1087 | 814 | 1005 | 1288 | 1168 | 1234 | 1057 | 1041 | 1207 | 1192 | 1469 | 929 | 1087 | 814 | 1005 | 72.299 | 65.626 | 69.379 | 59.386 | 58.493 | 67.836 | 66.964 | 82.51 | 52.21 | 61.061 | 45.761 | 56.475 | 12777 | 12777 | 13491 | 13491 | 758 | 2020
Vintage1948 | hydro | TRUE | 10056.4119.WI.HY | 4119 | N | . | Little Chute | City of Kaukauna | 10056 | WI | ENC | MRO |  | 22 | 1 | Electric Utility | HY | WAT | HYC | MISO | A |  | 0 | 0 | 0 | 0 | 0 | 0 | 0 | 0 | 0 | 0 | 0 | 0 | 0 | 0 | 0 | 0 | 0 | 0 | 0 | 0 | 0 | 0 | 0 | 0 | 0 | 0 | 0 | 0 | 0 | 0 | 0 | 0 | 0 | 0 | 0 | 0 | 19880 | 17627 | 19499 | 18889 | 19889 | 19410 | 19275 | 18185 | 19215 | 19165 | 20221 | 21657 | 19880 | 17627 | 19499 | 18889 | 19889 | 19410 | 19275 | 18185 | 19215 | 19165 | 20221 | 21657 | 2267.648 | 2010.588 | 2224.157 | 2154.571 | 2268.574 | 2213.978 | 2198.618 | 2074.251 | 2191.77 | 2186.033 | 2306.513 | 2470.299 | 0 | 0 | 232912 | 232912 | 26567 | 2020
Vintage2014 | hydro | TRUE | 10056.4120.WI.HY | 4120 | N | . | New Badger | City of Kaukauna | 10056 | WI | ENC | MRO |  | 22 | 1 | Electric Utility | HY | WAT | HYC | MISO | M |  | 0 | 0 | 0 | 0 | 0 | 0 | 0 | 0 | 0 | 0 | 0 | 0 | 0 | 0 | 0 | 0 | 0 | 0 | 0 | 0 | 0 | 0 | 0 | 0 | 0 | 0 | 0 | 0 | 0 | 0 | 0 | 0 | 0 | 0 | 0 | 0 | 43283 | 40959 | 48438 | 41976 | 43423 | 40749 | 43660 | 36742 | 37479 | 36576 | 41836 | 44010 | 43283 | 40959 | 48438 | 41976 | 43423 | 40749 | 43660 | 36742 | 37479 | 36576 | 41836 | 44010 | 4937 | 4672 | 5525 | 4788 | 4953 | 4648 | 4980 | 4191 | 4275 | 4172 | 4772 | 5020 | 0 | 0 | 499131 | 499131 | 56933 | 2020
Vintage1926 | hydro | TRUE | 10056.4122.WI.HY | 4122 | N | . | Rapide Croche | City of Kaukauna | 10056 | WI | ENC | MRO |  | 22 | 1 | Electric Utility | HY | WAT | HYC | MISO | A |  | 0 | 0 | 0 | 0 | 0 | 0 | 0 | 0 | 0 | 0 | 0 | 0 | 0 | 0 | 0 | 0 | 0 | 0 | 0 | 0 | 0 | 0 | 0 | 0 | 0 | 0 | 0 | 0 | 0 | 0 | 0 | 0 | 0 | 0 | 0 | 0 | 13668 | 12119 | 13406 | 12986 | 13674 | 13344 | 13252 | 12502 | 13211 | 13176 | 13902 | 14889 | 13668 | 12119 | 13406 | 12986 | 13674 | 13344 | 13252 | 12502 | 13211 | 13176 | 13902 | 14889 | 1559.025 | 1382.293 | 1529.124 | 1481.283 | 1559.66 | 1522.126 | 1511.565 | 1426.062 | 1506.857 | 1502.913 | 1585.744 | 1698.348 | 0 | 0 | 160129 | 160129 | 18265 | 2020
Vintage1990 | petroleum | TRUE | 10525.4124.WI.IC | 4124 | N | . | La Farge | La Farge Municipal Electric Co | 10525 | WI | ENC | MRO |  | 22 | 1 | Electric Utility | IC | DFO | DFO | MISO | A | barrels | 2 | 2 | 2 | 2 | 3 | 3 | 3 | 3 | 2 | 2 | 3 | 3 | 2 | 2 | 2 | 2 | 3 | 3 | 3 | 3 | 2 | 2 | 3 | 3 | 6.2 | 6.2 | 6.2 | 6.2 | 6.2 | 6.2 | 6.2 | 6.2 | 6.2 | 6.2 | 6.2 | 6.2 | 12 | 12 | 12 | 12 | 19 | 19 | 19 | 19 | 12 | 12 | 19 | 19 | 12 | 12 | 12 | 12 | 19 | 19 | 19 | 19 | 12 | 12 | 19 | 19 | 1.537 | 1.119 | 1.283 | 0.907 | 1.461 | 1.713 | 1.892 | 1.841 | 1.022 | 1.293 | 1.417 | 1.515 | 30 | 30 | 186 | 186 | 17 | 2020
Vintage0 | natural gas peaker | TRUE | 11571.4125.WI.IC | 4125 | Y | . | Manitowoc | Manitowoc Public Utilities | 11571 | WI | ENC | MRO |  | 22 | 1 | Electric Utility | IC | NG | NG | MISO | M | mcf | 0 | 0 | 0 | 0 | 0 | 0 | 0 | 0 | 0 | 0 | 0 | 0 | 0 | 0 | 0 | 0 | 0 | 0 | 0 | 0 | 0 | 0 | 0 | 0 | 0 | 0 | 0 | 0 | 0 | 0 | 0 | 0 | 0 | 0 | 0 | 0 | 0 | 0 | 0 | 0 | 0 | 0 | 0 | 0 | 0 | 0 | 0 | 0 | 0 | 0 | 0 | 0 | 0 | 0 | 0 | 0 | 0 | 0 | 0 | 0 | 0 | 0 | 0 | 0 | 0 | 0 | 0 | 0 | 0 | 0 | 0 | 0 | 0 | 0 | 0 | 0 | 0 | 2020
Vintage2007 | hard coal | TRUE | 11571.4125.WI.ST | 4125 | Y | . | Manitowoc | Manitowoc Public Utilities | 11571 | WI | ENC | MRO |  | 22 | 1 | Electric Utility | ST | BIT | COL | MISO | M | short tons | 1424 | 976 | 851 | 0 | 427 | 1030 | 945 | 1049 | 784 | 297 | 386 | 842 | 1117 | 747 | 673 | 0 | 351 | 890 | 834 | 894 | 619 | 242 | 303 | 669 | 25.47 | 25.47 | 25.47 | 0 | 25.47 | 25.47 | 25.47 | 25.47 | 25.47 | 25.47 | 23.63 | 23.63 | 36269 | 24859 | 21675 | 0 | 10876 | 26234 | 24069 | 26718 | 19968 | 7565 | 9121 | 19896 | 28452 | 19019 | 17143 | 0 | 8936 | 22659 | 21230 | 22767 | 15777 | 6166 | 7168 | 15807 | 2363.575 | 1576.714 | 1401.879 | -97.474 | 714.602 | 1880.203 | 1818.114 | 1955.354 | 1315.603 | 476.25 | 563.876 | 1329.391 | 9011 | 7339 | 227250 | 185124 | 15298.087 | 2020
Vintage2007 | natural gas steam turbine | TRUE | 11571.4125.WI.ST | 4125 | Y | . | Manitowoc | Manitowoc Public Utilities | 11571 | WI | ENC | MRO |  | 22 | 1 | Electric Utility | ST | NG | NG | MISO | M | mcf | 145 | 0 | 0 | 0 | 1600 | 180 | 350 | 460 | 0 | 1160 | 1600 | 200 | 114 | 0 | 0 | 0 | 1315 | 155 | 309 | 392 | 0 | 945 | 1257 | 159 | 1 | 0 | 0 | 0 | 1 | 1 | 1 | 1 | 0 | 1 | 1 | 1 | 145 | 0 | 0 | 0 | 1600 | 180 | 350 | 460 | 0 | 1160 | 1600 | 200 | 114 | 0 | 0 | 0 | 1315 | 155 | 309 | 392 | 0 | 945 | 1257 | 159 | 9.449 | 0 | 0 | -3.237 | 105.13 | 12.901 | 26.438 | 33.665 | 0 | 73.031 | 98.913 | 13.363 | 5695 | 4646 | 5695 | 4646 | 369.653 | 2020
Vintage2007 | petroleum | TRUE | 11571.4125.WI.ST | 4125 | Y | . | Manitowoc | Manitowoc Public Utilities | 11571 | WI | ENC | MRO |  | 22 | 1 | Electric Utility | ST | PC | PC | MISO | M | short tons | 5695 | 5531 | 4820 | 0 | 2419 | 4121 | 5356 | 5945 | 4442 | 1683 | 2187 | 4774 | 4468 | 4232 | 3812 | 0 | 1988 | 3559 | 4724 | 5066 | 3510 | 1372 | 1719 | 3793 | 27.06 | 27.49 | 27.49 | 0 | 27.53 | 27.32 | 26.5 | 26.5 | 28.14 | 28.15 | 26.24 | 26.89 | 154107 | 152047 | 132502 | 0 | 66595 | 112586 | 141934 | 157543 | 124998 | 47376 | 57387 | 128373 | 120891 | 116328 | 104797 | 0 | 54718 | 97245 | 125191 | 134242 | 98762 | 38615 | 45100 | 101990 | 10042.736 | 9643.897 | 8569.865 | -485.409 | 4375.721 | 8069.039 | 10721.282 | 11529.717 | 8235.362 | 2982.715 | 3547.685 | 8577.288 | 46973 | 38243 | 1275448 | 1037879 | 85809.898 | 2020
Vintage2007 | hard coal | TRUE | 11571.4125.WI.ST | 4125 | Y | . | Manitowoc | Manitowoc Public Utilities | 11571 | WI | ENC | MRO |  | 22 | 1 | Electric Utility | ST | SUB | COL | MISO | M | short tons | 0 | 0 | 0 | 0 | 0 | 0 | 0 | 0 | 0 | 0 | 0 | 0 | 0 | 0 | 0 | 0 | 0 | 0 | 0 | 0 | 0 | 0 | 0 | 0 | 0 | 0 | 0 | 0 | 0 | 0 | 0 | 0 | 0 | 0 | 0 | 0 | 0 | 0 | 0 | 0 | 0 | 0 | 0 | 0 | 0 | 0 | 0 | 0 | 0 | 0 | 0 | 0 | 0 | 0 | 0 | 0 | 0 | 0 | 0 | 0 | 0 | 0 | 0 | 0 | 0 | 0 | 0 | 0 | 0 | 0 | 0 | 0 | 0 | 0 | 0 | 0 | 0 | 2020
Vintage2007 | biomass | TRUE | 11571.4125.WI.ST | 4125 | Y | . | Manitowoc | Manitowoc Public Utilities | 11571 | WI | ENC | MRO |  | 22 | 1 | Electric Utility | ST | WDS | WWW | MISO | M | short tons | 1148 | 1256 | 1240 | 0 | 1891 | 2839 | 4319 | 4892 | 3184 | 1276 | 1462 | 3502 | 901 | 961 | 981 | 0 | 1554 | 2452 | 3810 | 4168 | 2516 | 1040 | 1149 | 2782 | 21.35 | 20.29 | 20.29 | 0 | 21.96 | 20.41 | 20.62 | 20.17 | 21.59 | 21.56 | 23.13 | 22.86 | 24510 | 25484 | 25160 | 0 | 41526 | 57944 | 89058 | 98672 | 68743 | 27511 | 33816 | 80056 | 19227 | 19497 | 19899 | 0 | 34120 | 50049 | 78552 | 84078 | 54314 | 22423 | 26576 | 63603 | 1597.24 | 1616.389 | 1627.256 | -128.88 | 2728.547 | 4152.857 | 6727.166 | 7221.264 | 4529.035 | 1732.004 | 2090.526 | 5348.958 | 27009 | 22314 | 572480 | 472338 | 39242.362 | 2020
Vintage2005 | petroleum | TRUE | 13466.4130.WI.IC | 4130 | N | . | New Lisbon | City of New Lisbon | 13466 | WI | ENC | MRO |  | 22 | 1 | Electric Utility | IC | DFO | DFO | MISO | A | barrels | 10 | 8 | 9 | 6 | 10 | 12 | 13 | 13 | 7 | 9 | 10 | 10 | 10 | 8 | 9 | 6 | 10 | 12 | 13 | 13 | 7 | 9 | 10 | 10 | 6.2 | 6.2 | 6.2 | 6.2 | 6.2 | 6.2 | 6.2 | 6.2 | 6.2 | 6.2 | 6.2 | 6.2 | 62 | 50 | 56 | 37 | 62 | 74 | 81 | 81 | 43 | 56 | 62 | 62 | 62 | 50 | 56 | 37 | 62 | 74 | 81 | 81 | 43 | 56 | 62 | 62 | 6.605 | 4.806 | 5.509 | 3.897 | 6.273 | 7.355 | 8.123 | 7.904 | 4.387 | 5.552 | 6.085 | 6.504 | 117 | 117 | 726 | 726 | 73 | 2020
Vintage2005 | natural gas peaker | TRUE | 13466.4130.WI.IC | 4130 | N | . | New Lisbon | City of New Lisbon | 13466 | WI | ENC | MRO |  | 22 | 1 | Electric Utility | IC | NG | NG | MISO | A | mcf | 0 | 0 | 0 | 0 | 0 | 0 | 0 | 0 | 0 | 0 | 0 | 0 | 0 | 0 | 0 | 0 | 0 | 0 | 0 | 0 | 0 | 0 | 0 | 0 | 0 | 0 | 0 | 0 | 0 | 0 | 0 | 0 | 0 | 0 | 0 | 0 | 0 | 0 | 0 | 0 | 0 | 0 | 0 | 0 | 0 | 0 | 0 | 0 | 0 | 0 | 0 | 0 | 0 | 0 | 0 | 0 | 0 | 0 | 0 | 0 | 0 | 0 | 0 | 0 | 0 | 0 | 0 | 0 | 0 | 0 | 0 | 0 | 0 | 0 | 0 | 0 | 0 | 2020
Vintage2002 | petroleum | TRUE | 19867.4139.WI.IC | 4139 | N | . | Viola | Village of Viola - (WI) | 19867 | WI | ENC | MRO |  | 22 | 1 | Electric Utility | IC | DFO | DFO | MISO | A | barrels | 4 | 3 | 4 | 3 | 4 | 5 | 5 | 5 | 3 | 4 | 4 | 4 | 4 | 3 | 4 | 3 | 4 | 5 | 5 | 5 | 3 | 4 | 4 | 4 | 5.7 | 5.7 | 5.7 | 5.7 | 5.7 | 5.7 | 5.7 | 5.7 | 5.7 | 5.7 | 5.7 | 5.7 | 23 | 17 | 23 | 17 | 23 | 29 | 29 | 29 | 17 | 23 | 23 | 23 | 23 | 17 | 23 | 17 | 23 | 29 | 29 | 29 | 17 | 23 | 23 | 23 | 1.808 | 1.317 | 1.509 | 1.068 | 1.719 | 2.015 | 2.226 | 2.166 | 1.202 | 1.521 | 1.667 | 1.782 | 48 | 48 | 276 | 276 | 20 | 2020
Vintage1951 | hydro | TRUE | 4716.4142.WI.HY | 4142 | N | . | Flambeau Hydroelectric Station | Dairyland Power Coop | 4716 | WI | ENC | MRO |  | 22 | 1 | Electric Utility | HY | WAT | HYC | MISO | A |  | 0 | 0 | 0 | 0 | 0 | 0 | 0 | 0 | 0 | 0 | 0 | 0 | 0 | 0 | 0 | 0 | 0 | 0 | 0 | 0 | 0 | 0 | 0 | 0 | 0 | 0 | 0 | 0 | 0 | 0 | 0 | 0 | 0 | 0 | 0 | 0 | 70137 | 62187 | 68792 | 66640 | 70166 | 68477 | 68002 | 64156 | 67790 | 67613 | 71339 | 76405 | 70137 | 62187 | 68792 | 66640 | 70166 | 68477 | 68002 | 64156 | 67790 | 67613 | 71339 | 76405 | 8000.147 | 7093.249 | 7846.711 | 7601.216 | 8003.41 | 7810.801 | 7756.609 | 7317.851 | 7732.451 | 7712.211 | 8137.258 | 8715.086 | 0 | 0 | 821704 | 821704 | 93727 | 2020
Vintage1969 | hard coal | TRUE | 4716.4143.WI.ST | 4143 | N | . | Genoa | Dairyland Power Coop | 4716 | WI | ENC | MRO |  | 22 | 1 | Electric Utility | ST | BIT | COL | MISO | M | short tons | 0 | 0 | 0 | 0 | 0 | 0 | 0 | 0 | 0 | 0 | 0 | 0 | 0 | 0 | 0 | 0 | 0 | 0 | 0 | 0 | 0 | 0 | 0 | 0 | 0 | 0 | 0 | 0 | 0 | 0 | 0 | 0 | 0 | 0 | 0 | 0 | 0 | 0 | 0 | 0 | 0 | 0 | 0 | 0 | 0 | 0 | 0 | 0 | 0 | 0 | 0 | 0 | 0 | 0 | 0 | 0 | 0 | 0 | 0 | 0 | 0 | 0 | 0 | 0 | 0 | 0 | 0 | 0 | 0 | 0 | 0 | 0 | 0 | 0 | 0 | 0 | 0 | 2020
Vintage1969 | petroleum | TRUE | 4716.4143.WI.ST | 4143 | N | . | Genoa | Dairyland Power Coop | 4716 | WI | ENC | MRO |  | 22 | 1 | Electric Utility | ST | DFO | DFO | MISO | M | barrels | 0 | 31 | 526 | 330 | 961 | 0 | 0 | 589 | 166 | 922 | 0 | 0 | 0 | 31 | 526 | 330 | 961 | 0 | 0 | 589 | 166 | 922 | 0 | 0 | 0 | 5.88 | 5.88 | 5.88 | 5.88 | 0 | 0 | 5.88 | 5.88 | 5.88 | 0 | 0 | 0 | 182 | 3093 | 1940 | 5651 | 0 | 0 | 3463 | 976 | 5421 | 0 | 0 | 0 | 182 | 3093 | 1940 | 5651 | 0 | 0 | 3463 | 976 | 5421 | 0 | 0 | 0 | 16.609 | 262.824 | -1066 | 185.784 | 0 | 0 | 310.346 | 19.149 | 489.207 | 0 | 0 | 3525 | 3525 | 20726 | 20726 | 217.919 | 2020
Vintage1969 | hard coal | TRUE | 4716.4143.WI.ST | 4143 | N | . | Genoa | Dairyland Power Coop | 4716 | WI | ENC | MRO |  | 22 | 1 | Electric Utility | ST | SUB | COL | MISO | M | short tons | 72708 | 68600 | 13928 | 0 | 1478 | 74342 | 78171 | 74635 | 977 | 69471 | 74827 | 84563 | 72708 | 68600 | 13928 | 0 | 1478 | 74342 | 78171 | 74635 | 977 | 69471 | 74827 | 84563 | 16.938 | 17.005 | 17.107 | 0 | 17.27 | 17.208 | 17.325 | 17.273 | 17.314 | 16.581 | 16.694 | 16.768 | 1231528 | 1166543 | 238266 | 0 | 25525 | 1279277 | 1354313 | 1289170 | 16916 | 1151899 | 1249162 | 1417952 | 1231528 | 1166543 | 238266 | 0 | 25525 | 1279277 | 1354313 | 1289170 | 16916 | 1151899 | 1249162 | 1417952 | 113517 | 106295.39 | 20247.176 | 0 | 839.216 | 112527 | 119518 | 115521.65 | 331.851 | 103943.79 | 113612 | 129036 | 613700 | 613700 | 10420551 | 10420551 | 935389.08 | 2020
Vintage1949 | hydro | TRUE | 13964.4147.WI.HY | 4147 | N | . | Stiles | Oconto Electric Cooperative | 13964 | WI | ENC | MRO |  | 22 | 1 | Electric Utility | HY | WAT | HYC | MISO | A |  | 0 | 0 | 0 | 0 | 0 | 0 | 0 | 0 | 0 | 0 | 0 | 0 | 0 | 0 | 0 | 0 | 0 | 0 | 0 | 0 | 0 | 0 | 0 | 0 | 0 | 0 | 0 | 0 | 0 | 0 | 0 | 0 | 0 | 0 | 0 | 0 | 6208 | 5504 | 6089 | 5898 | 6211 | 6061 | 6019 | 5679 | 6000 | 5985 | 6314 | 6763 | 6208 | 5504 | 6089 | 5898 | 6211 | 6061 | 6019 | 5679 | 6000 | 5985 | 6314 | 6763 | 708.112 | 627.84 | 694.531 | 672.802 | 708.401 | 691.353 | 686.556 | 647.72 | 684.418 | 682.626 | 720.248 | 771.393 | 0 | 0 | 72731 | 72731 | 8296 | 2020
Vintage1997 | petroleum | TRUE | 20153.4148.WI.IC | 4148 | N | . | Washington Island | Washington Island El Coop, Inc | 20153 | WI | ENC | RFC |  | 22 | 1 | Electric Utility | IC | DFO | DFO | MISO | A | barrels | 3 | 1 | 2 | 1 | 2 | 2 | 2 | 2 | 1 | 2 | 2 | 2 | 3 | 1 | 2 | 1 | 2 | 2 | 2 | 2 | 1 | 2 | 2 | 2 | 5.96 | 5.96 | 5.96 | 5.96 | 5.96 | 5.96 | 5.96 | 5.96 | 5.96 | 5.96 | 5.96 | 5.96 | 18 | 6 | 12 | 6 | 12 | 12 | 12 | 12 | 6 | 12 | 12 | 12 | 18 | 6 | 12 | 6 | 12 | 12 | 12 | 12 | 6 | 12 | 12 | 12 | 0.814 | 0.593 | 0.679 | 0.48 | 0.773 | 0.907 | 1.001 | 0.975 | 0.541 | 0.685 | 0.75 | 0.802 | 22 | 22 | 132 | 132 | 9 | 2020
Vintage1972 | petroleum | TRUE | 14354.4158.WY.ST | 4158 | N | . | Dave Johnston | PacifiCorp | 14354 | WY | MTN | WECC |  | 22 | 1 | Electric Utility | ST | DFO | DFO | PACE | M | barrels | 1998 | 628 | 1928 | 1259 | 855 | 1436 | 1509 | 919 | 2464 | 2274 | 957 | 1719 | 1998 | 628 | 1928 | 1259 | 855 | 1436 | 1509 | 919 | 2464 | 2274 | 957 | 1719 | 5.88 | 5.88 | 5.88 | 5.88 | 5.88 | 5.88 | 5.88 | 5.88 | 5.88 | 5.88 | 5.88 | 5.88 | 11748 | 3693 | 11337 | 7403 | 5027 | 8444 | 8873 | 5404 | 14488 | 13371 | 5627 | 10108 | 11748 | 3693 | 11337 | 7403 | 5027 | 8444 | 8873 | 5404 | 14488 | 13371 | 5627 | 10108 | 1031.24 | 324.296 | 1015.677 | 670.96 | 449.176 | 742.034 | 805.976 | 489.041 | 1288.503 | 1157.082 | 512.178 | 897.814 | 17946 | 17946 | 105523 | 105523 | 9383.977 | 2020
Vintage1972 | hard coal | TRUE | 14354.4158.WY.ST | 4158 | N | . | Dave Johnston | PacifiCorp | 14354 | WY | MTN | WECC |  | 22 | 1 | Electric Utility | ST | RC | COL | PACE | M | short tons | 235313 | 247488 | 266630 | 249877 | 231135 | 225233 | 260975 | 264926 | 198884 | 219331 | 265626 | 232150 | 235313 | 247488 | 266630 | 249877 | 231135 | 225233 | 260975 | 264926 | 198884 | 219331 | 265626 | 232150 | 16.737 | 16.62 | 16.725 | 16.717 | 16.54 | 16.514 | 16.62 | 17.011 | 16.618 | 16.966 | 16.682 | 16.566 | 3938434 | 4113251 | 4459387 | 4177194 | 3822973 | 3719498 | 4337405 | 4506656 | 3305054 | 3721170 | 4431173 | 3845797 | 3938434 | 4113251 | 4459387 | 4177194 | 3822973 | 3719498 | 4337405 | 4506656 | 3305054 | 3721170 | 4431173 | 3845797 | 345708.76 | 361234.7 | 399527.32 | 378598.04 | 341565.82 | 326870.97 | 393990.02 | 407855.96 | 293931.5 | 322014.92 | 403320.82 | 341601.19 | 2897568 | 2897568 | 48377992 | 48377992 | 4316220 | 2020
Vintage1972 | hard coal | TRUE | 14354.4158.WY.ST | 4158 | N | . | Dave Johnston | PacifiCorp | 14354 | WY | MTN | WECC |  | 22 | 1 | Electric Utility | ST | SUB | COL | PACE | M | short tons | 0 | 0 | 0 | 0 | 0 | 0 | 0 | 0 | 0 | 0 | 0 | 0 | 0 | 0 | 0 | 0 | 0 | 0 | 0 | 0 | 0 | 0 | 0 | 0 | 0 | 0 | 0 | 0 | 0 | 0 | 0 | 0 | 0 | 0 | 0 | 0 | 0 | 0 | 0 | 0 | 0 | 0 | 0 | 0 | 0 | 0 | 0 | 0 | 0 | 0 | 0 | 0 | 0 | 0 | 0 | 0 | 0 | 0 | 0 | 0 | 0 | 0 | 0 | 0 | 0 | 0 | 0 | 0 | 0 | 0 | 0 | 0 | 0 | 0 | 0 | 0 | 0 | 2020
Vintage1971 | natural gas steam turbine | TRUE | 14354.4162.WY.ST | 4162 | N | . | Naughton | PacifiCorp | 14354 | WY | MTN | WECC |  | 22 | 1 | Electric Utility | ST | NG | NG | PACE | M | mcf | 4346 | 12629 | 15623 | 19336 | 35819 | 32499 | 345617 | 985176 | 303656 | 229483 | 144418 | 1467 | 4346 | 12629 | 15623 | 19336 | 35819 | 32499 | 345617 | 985176 | 303656 | 229483 | 144418 | 1467 | 1.061 | 1.06 | 1.063 | 1.068 | 1.061 | 1.044 | 1.039 | 1.044 | 1.042 | 0.952 | 1.056 | 1.065 | 4611 | 13387 | 16607 | 20651 | 38004 | 33929 | 359096 | 1028524 | 316410 | 218468 | 152505 | 1562 | 4611 | 13387 | 16607 | 20651 | 38004 | 33929 | 359096 | 1028524 | 316410 | 218468 | 152505 | 1562 | 417.766 | 1203.02 | 1504.096 | 1870.849 | 3362.255 | 3066.584 | 32682.653 | 91250.164 | 27858.992 | 20198.672 | 14044.515 | 146.762 | 2130069 | 2130069 | 2203754 | 2203754 | 197606.33 | 2020
Vintage1971 | hard coal | TRUE | 14354.4162.WY.ST | 4162 | N | . | Naughton | PacifiCorp | 14354 | WY | MTN | WECC |  | 22 | 1 | Electric Utility | ST | SUB | COL | PACE | M | short tons | 130977 | 117409 | 122177 | 98393 | 81436 | 106457 | 129772 | 107583 | 74860 | 135316 | 128863 | 134855 | 130977 | 117409 | 122177 | 98393 | 81436 | 106457 | 129772 | 107583 | 74860 | 135316 | 128863 | 134855 | 19.597 | 20.033 | 19.936 | 19.776 | 19.78 | 19.626 | 19.493 | 19.777 | 19.925 | 19.876 | 20.01 | 19.958 | 2566756 | 2352054 | 2435721 | 1945820 | 1610804 | 2089325 | 2529646 | 2127669 | 1491586 | 2689541 | 2578549 | 2691436 | 2566756 | 2352054 | 2435721 | 1945820 | 1610804 | 2089325 | 2529646 | 2127669 | 1491586 | 2689541 | 2578549 | 2691436 | 232548.23 | 211370.98 | 220599.9 | 176280.15 | 142509.75 | 188838.42 | 230232.35 | 188765.84 | 131330.01 | 248664.33 | 237463.49 | 252823.24 | 1368098 | 1368098 | 27108907 | 27108907 | 2461426.7 | 2020
Vintage1961 | hydro | TRUE | 2518.4176.WY.HY | 4176 | N | . | Fremont Canyon | U S Bureau of Reclamation | 2518 | WY | MTN | WECC |  | 22 | 1 | Electric Utility | HY | WAT | HYC | WAUW | A |  | 0 | 0 | 0 | 0 | 0 | 0 | 0 | 0 | 0 | 0 | 0 | 0 | 0 | 0 | 0 | 0 | 0 | 0 | 0 | 0 | 0 | 0 | 0 | 0 | 0 | 0 | 0 | 0 | 0 | 0 | 0 | 0 | 0 | 0 | 0 | 0 | 146594 | 154400 | 160633 | 180714 | 205564 | 200236 | 202886 | 204263 | 148373 | 162322 | 158227 | 146939 | 146594 | 154400 | 160633 | 180714 | 205564 | 200236 | 202886 | 204263 | 148373 | 162322 | 158227 | 146939 | 16721.121 | 17611.498 | 18322.481 | 20612.989 | 23447.483 | 22839.701 | 23142.057 | 23299.084 | 16924.046 | 18515.102 | 18047.985 | 16760.453 | 0 | 0 | 2071151 | 2071151 | 236244 | 2020
Vintage1959 | hydro | TRUE | 2518.4177.WY.HY | 4177 | N | . | Glendo | U S Bureau of Reclamation | 2518 | WY | MTN | WECC |  | 22 | 1 | Electric Utility | HY | WAT | HYC | WAUW | A |  | 0 | 0 | 0 | 0 | 0 | 0 | 0 | 0 | 0 | 0 | 0 | 0 | 0 | 0 | 0 | 0 | 0 | 0 | 0 | 0 | 0 | 0 | 0 | 0 | 0 | 0 | 0 | 0 | 0 | 0 | 0 | 0 | 0 | 0 | 0 | 0 | 66165 | 69688 | 72501 | 81565 | 92781 | 90376 | 91572 | 92194 | 66968 | 73263 | 71415 | 66320 | 66165 | 69688 | 72501 | 81565 | 92781 | 90376 | 91572 | 92194 | 66968 | 73263 | 71415 | 66320 | 7547.028 | 7948.895 | 8269.795 | 9303.609 | 10582.949 | 10308.629 | 10445.096 | 10515.969 | 7638.616 | 8356.734 | 8145.902 | 7564.778 | 0 | 0 | 934808 | 934808 | 106628 | 2020
Vintage1928 | hydro | TRUE | 2518.4178.WY.HY | 4178 | N | . | Guernsey | U S Bureau of Reclamation | 2518 | WY | MTN | WECC |  | 22 | 1 | Electric Utility | HY | WAT | HYC | WAUW | A |  | 0 | 0 | 0 | 0 | 0 | 0 | 0 | 0 | 0 | 0 | 0 | 0 | 0 | 0 | 0 | 0 | 0 | 0 | 0 | 0 | 0 | 0 | 0 | 0 | 0 | 0 | 0 | 0 | 0 | 0 | 0 | 0 | 0 | 0 | 0 | 0 | 12765 | 13445 | 13988 | 15736 | 17900 | 17436 | 17667 | 17787 | 12920 | 14135 | 13778 | 12795 | 12765 | 13445 | 13988 | 15736 | 17900 | 17436 | 17667 | 17787 | 12920 | 14135 | 13778 | 12795 | 1456.065 | 1533.6 | 1595.512 | 1794.968 | 2041.794 | 1988.869 | 2015.198 | 2028.872 | 1473.737 | 1612.285 | 1571.609 | 1459.491 | 0 | 0 | 180352 | 180352 | 20572 | 2020
Vintage1951 | hydro | TRUE | 2518.4180.WY.HY | 4180 | N | . | Kortes | U S Bureau of Reclamation | 2518 | WY | MTN | WECC |  | 22 | 1 | Electric Utility | HY | WAT | HYC | WAUW | A |  | 0 | 0 | 0 | 0 | 0 | 0 | 0 | 0 | 0 | 0 | 0 | 0 | 0 | 0 | 0 | 0 | 0 | 0 | 0 | 0 | 0 | 0 | 0 | 0 | 0 | 0 | 0 | 0 | 0 | 0 | 0 | 0 | 0 | 0 | 0 | 0 | 97703 | 102906 | 107060 | 120444 | 137006 | 133455 | 135222 | 136139 | 98889 | 108186 | 105456 | 97933 | 97703 | 102906 | 107060 | 120444 | 137006 | 133455 | 135222 | 136139 | 98889 | 108186 | 105456 | 97933 | 11144.444 | 11737.868 | 12211.73 | 13738.328 | 15627.487 | 15222.407 | 15423.923 | 15528.58 | 11279.688 | 12340.109 | 12028.781 | 11170.655 | 0 | 0 | 1380399 | 1380399 | 157454 | 2020
Vintage1939 | hydro | TRUE | 2518.4182.WY.HY | 4182 | N | . | Seminoe | U S Bureau of Reclamation | 2518 | WY | MTN | WECC |  | 22 | 1 | Electric Utility | HY | WAT | HYC | WAUW | A |  | 0 | 0 | 0 | 0 | 0 | 0 | 0 | 0 | 0 | 0 | 0 | 0 | 0 | 0 | 0 | 0 | 0 | 0 | 0 | 0 | 0 | 0 | 0 | 0 | 0 | 0 | 0 | 0 | 0 | 0 | 0 | 0 | 0 | 0 | 0 | 0 | 84175 | 88658 | 92237 | 103767 | 118036 | 114977 | 116499 | 117289 | 85197 | 93206 | 90855 | 84373 | 84175 | 88658 | 92237 | 103767 | 118036 | 114977 | 116499 | 117289 | 85197 | 93206 | 90855 | 84373 | 9601.39 | 10112.648 | 10520.9 | 11836.126 | 13463.713 | 13114.72 | 13288.335 | 13378.501 | 9717.909 | 10631.504 | 10363.282 | 9623.972 | 0 | 0 | 1189269 | 1189269 | 135653 | 2020
Vintage1922 | hydro | TRUE | 2518.4183.WY.HY | 4183 | N | . | Shoshone (WY) | U S Bureau of Reclamation | 2518 | WY | MTN | WECC |  | 22 | 1 | Electric Utility | HY | WAT | HYC | WAUW | A |  | 0 | 0 | 0 | 0 | 0 | 0 | 0 | 0 | 0 | 0 | 0 | 0 | 0 | 0 | 0 | 0 | 0 | 0 | 0 | 0 | 0 | 0 | 0 | 0 | 0 | 0 | 0 | 0 | 0 | 0 | 0 | 0 | 0 | 0 | 0 | 0 | 11719 | 12343 | 12841 | 14446 | 16432 | 16007 | 16218 | 16328 | 11861 | 12976 | 12648 | 11746 | 11719 | 12343 | 12841 | 14446 | 16432 | 16007 | 16218 | 16328 | 11861 | 12976 | 12648 | 11746 | 1336.663 | 1407.837 | 1464.672 | 1647.772 | 1874.358 | 1825.772 | 1849.942 | 1862.495 | 1352.883 | 1480.07 | 1442.73 | 1339.806 | 0 | 0 | 165565 | 165565 | 18885 | 2020
Vintage1968 | hydro | TRUE | 2518.4185.WY.HY | 4185 | N | . | Fontenelle | U S Bureau of Reclamation | 2518 | WY | MTN | WECC |  | 22 | 1 | Electric Utility | HY | WAT | HYC | WAUW | A |  | 0 | 0 | 0 | 0 | 0 | 0 | 0 | 0 | 0 | 0 | 0 | 0 | 0 | 0 | 0 | 0 | 0 | 0 | 0 | 0 | 0 | 0 | 0 | 0 | 0 | 0 | 0 | 0 | 0 | 0 | 0 | 0 | 0 | 0 | 0 | 0 | 40210 | 42351 | 44061 | 49569 | 56386 | 54924 | 55651 | 56029 | 40698 | 44524 | 43401 | 40305 | 40210 | 42351 | 44061 | 49569 | 56386 | 54924 | 55651 | 56029 | 40698 | 44524 | 43401 | 40305 | 4586.552 | 4830.779 | 5025.8 | 5654.079 | 6431.572 | 6264.86 | 6347.795 | 6390.867 | 4642.214 | 5078.635 | 4950.507 | 4597.34 | 0 | 0 | 568109 | 568109 | 64801 | 2020
Vintage2010 | natural gas peaker | TRUE | 7634.4195.TX.IC | 4195 | N | . | Powerlane Plant | City of Greenville - (TX) | 7634 | TX | WSC | TRE |  | 22 | 1 | Electric Utility | IC | NG | NG | ERCO | A | mcf | 17318 | 16477 | 16056 | 14296 | 17115 | 20244 | 24629 | 23838 | 19671 | 17011 | 13324 | 14643 | 17318 | 16477 | 16056 | 14296 | 17115 | 20244 | 24629 | 23838 | 19671 | 17011 | 13324 | 14643 | 1.02 | 1.02 | 1.02 | 1.02 | 1.02 | 1.02 | 1.02 | 1.02 | 1.02 | 1.02 | 1.02 | 1.02 | 17664 | 16807 | 16377 | 14582 | 17457 | 20649 | 25122 | 24315 | 20064 | 17351 | 13590 | 14936 | 17664 | 16807 | 16377 | 14582 | 17457 | 20649 | 25122 | 24315 | 20064 | 17351 | 13590 | 14936 | 2041.98 | 1942.773 | 1893.156 | 1685.672 | 2018.057 | 2386.904 | 2904.042 | 2810.732 | 2319.362 | 2005.704 | 1571.021 | 1726.597 | 214622 | 214622 | 218914 | 218914 | 25306 | 2020
Vintage1978 | petroleum | TRUE | 7634.4195.TX.ST | 4195 | N | . | Powerlane Plant | City of Greenville - (TX) | 7634 | TX | WSC | TRE |  | 22 | 1 | Electric Utility | ST | DFO | DFO | ERCO | AM | barrels | 0 | 0 | 0 | 0 | 0 | 0 | 0 | 0 | 0 | 0 | 0 | 0 | 0 | 0 | 0 | 0 | 0 | 0 | 0 | 0 | 0 | 0 | 0 | 0 | 0 | 0 | 0 | 0 | 0 | 0 | 0 | 0 | 0 | 0 | 0 | 0 | 0 | 0 | 0 | 0 | 0 | 0 | 0 | 0 | 0 | 0 | 0 | 0 | 0 | 0 | 0 | 0 | 0 | 0 | 0 | 0 | 0 | 0 | 0 | 0 | 0 | 0 | 0 | 0 | 0 | 0 | 0 | 0 | 0 | 0 | 0 | 0 | 0 | 0 | 0 | 0 | 0 | 2020
Vintage1978 | natural gas steam turbine | TRUE | 7634.4195.TX.ST | 4195 | N | . | Powerlane Plant | City of Greenville - (TX) | 7634 | TX | WSC | TRE |  | 22 | 1 | Electric Utility | ST | NG | NG | ERCO | AM | mcf | 2371 | 0 | 0 | 0 | 0 | 14763 | 20843 | 69667 | 11859 | 16360 | 5829 | 0 | 2371 | 0 | 0 | 0 | 0 | 14763 | 20843 | 69667 | 11859 | 16360 | 5829 | 0 | 1.01 | 0 | 0 | 0 | 0 | 1 | 1.02 | 1.03 | 1.09 | 1.03 | 1 | 0 | 2395 | 0 | 0 | 0 | 0 | 14763 | 21260 | 71757 | 12926 | 16851 | 5829 | 0 | 2395 | 0 | 0 | 0 | 0 | 14763 | 21260 | 71757 | 12926 | 16851 | 5829 | 0 | -113 | -198 | -168 | -142 | -156 | 298 | 1238 | 4711 | 396 | 1024 | 296 | 0 | 141692 | 141692 | 145781 | 145781 | 7186 | 2020
Vintage1988 | hydro | TRUE | 10056.4201.WI.HY | 4201 | N | . | Combined Locks | City of Kaukauna | 10056 | WI | ENC | MRO |  | 22 | 1 | Electric Utility | HY | WAT | HYC | MISO | A |  | 0 | 0 | 0 | 0 | 0 | 0 | 0 | 0 | 0 | 0 | 0 | 0 | 0 | 0 | 0 | 0 | 0 | 0 | 0 | 0 | 0 | 0 | 0 | 0 | 0 | 0 | 0 | 0 | 0 | 0 | 0 | 0 | 0 | 0 | 0 | 0 | 35980 | 31902 | 35290 | 34186 | 35995 | 35129 | 34885 | 32912 | 34777 | 34685 | 36597 | 39196 | 35980 | 31902 | 35290 | 34186 | 35995 | 35129 | 34885 | 32912 | 34777 | 34685 | 36597 | 39196 | 4104.077 | 3638.841 | 4025.367 | 3899.428 | 4105.754 | 4006.945 | 3979.145 | 3754.062 | 3966.752 | 3956.368 | 4174.417 | 4470.844 | 0 | 0 | 421534 | 421534 | 48082 | 2020
Vintage1994 | hydro | TRUE | 6169.4204.ID.HY | 4204 | N | . | Island Park | Fall River Rural Elec Coop Inc | 6169 | ID | MTN | WECC |  | 22 | 1 | Electric Utility | HY | WAT | HYC | BPAT | A |  | 0 | 0 | 0 | 0 | 0 | 0 | 0 | 0 | 0 | 0 | 0 | 0 | 0 | 0 | 0 | 0 | 0 | 0 | 0 | 0 | 0 | 0 | 0 | 0 | 0 | 0 | 0 | 0 | 0 | 0 | 0 | 0 | 0 | 0 | 0 | 0 | 11702 | 12326 | 12823 | 14426 | 16410 | 15985 | 16196 | 16306 | 11844 | 12958 | 12631 | 11730 | 11702 | 12326 | 12823 | 14426 | 16410 | 15985 | 16196 | 16306 | 11844 | 12958 | 12631 | 11730 | 1334.823 | 1405.899 | 1462.656 | 1645.504 | 1871.777 | 1823.259 | 1847.395 | 1859.93 | 1351.021 | 1478.032 | 1440.743 | 1337.961 | 0 | 0 | 165337 | 165337 | 18859 | 2020
Vintage1982 | hydro | TRUE | 25835.4213.OR.HY | 4213 | N | . | PHP 1 | Portland City of | 25835 | OR | PACC | WECC |  | 22 | 1 | Electric Utility | HY | WAT | HYC | PGE | A |  | 0 | 0 | 0 | 0 | 0 | 0 | 0 | 0 | 0 | 0 | 0 | 0 | 0 | 0 | 0 | 0 | 0 | 0 | 0 | 0 | 0 | 0 | 0 | 0 | 0 | 0 | 0 | 0 | 0 | 0 | 0 | 0 | 0 | 0 | 0 | 0 | 39241 | 42498 | 34104 | 30328 | 52005 | 52222 | 47878 | 38500 | 29257 | 28815 | 34768 | 35666 | 39241 | 42498 | 34104 | 30328 | 52005 | 52222 | 47878 | 38500 | 29257 | 28815 | 34768 | 35666 | 4476.016 | 4847.509 | 3890.055 | 3459.343 | 5931.912 | 5956.643 | 5461.144 | 4391.517 | 3337.143 | 3286.737 | 3965.808 | 4068.173 | 0 | 0 | 465282 | 465282 | 53072 | 2020
Vintage1982 | hydro | TRUE | 25835.4214.OR.HY | 4214 | N | . | PHP 2 | Portland City of | 25835 | OR | PACC | WECC |  | 22 | 1 | Electric Utility | HY | WAT | HYC | PGE | A |  | 0 | 0 | 0 | 0 | 0 | 0 | 0 | 0 | 0 | 0 | 0 | 0 | 0 | 0 | 0 | 0 | 0 | 0 | 0 | 0 | 0 | 0 | 0 | 0 | 0 | 0 | 0 | 0 | 0 | 0 | 0 | 0 | 0 | 0 | 0 | 0 | 26001 | 28159 | 22597 | 20095 | 34458 | 34602 | 31723 | 25510 | 19385 | 19092 | 23037 | 23632 | 26001 | 28159 | 22597 | 20095 | 34458 | 34602 | 31723 | 25510 | 19385 | 19092 | 23037 | 23632 | 2965.765 | 3211.913 | 2577.513 | 2292.127 | 3930.428 | 3946.815 | 3618.502 | 2909.777 | 2211.159 | 2177.761 | 2627.707 | 2695.533 | 0 | 0 | 308291 | 308291 | 35165 | 2020
Vintage2002 | natural gas peaker | TRUE | 11135.4251.UT.GT | 4251 | N | . | Logan City | City of Logan - (UT) | 11135 | UT | MTN | WECC |  | 22 | 1 | Electric Utility | GT | NG | NG | PACE | A | mcf | 1735 | 1660 | 1152 | 878 | 1154 | 1471 | 2017 | 2267 | 1971 | 1626 | 1286 | 1843 | 1735 | 1660 | 1152 | 878 | 1154 | 1471 | 2017 | 2267 | 1971 | 1626 | 1286 | 1843 | 1.055 | 1.055 | 1.055 | 1.055 | 1.055 | 1.055 | 1.055 | 1.055 | 1.055 | 1.055 | 1.055 | 1.055 | 1830 | 1751 | 1215 | 926 | 1217 | 1552 | 2128 | 2392 | 2079 | 1715 | 1357 | 1944 | 1830 | 1751 | 1215 | 926 | 1217 | 1552 | 2128 | 2392 | 2079 | 1715 | 1357 | 1944 | 107.279 | 102.664 | 71.264 | 54.325 | 71.412 | 90.974 | 124.771 | 140.227 | 121.922 | 100.602 | 79.542 | 114.018 | 19060 | 19060 | 20106 | 20106 | 1179 | 2020
Vintage1986 | petroleum | TRUE | 19281.4256.CA.GT | 4256 | N | . | Walnut | Turlock Irrigation District | 19281 | CA | PACC | WECC |  | 22 | 1 | Electric Utility | GT | DFO | DFO | TIDC | A | barrels | 23 | 22 | 21 | 17 | 25 | 21 | 30 | 28 | 25 | 27 | 26 | 21 | 23 | 22 | 21 | 17 | 25 | 21 | 30 | 28 | 25 | 27 | 26 | 21 | 5.783 | 5.783 | 5.783 | 5.783 | 5.783 | 5.783 | 5.783 | 5.783 | 5.783 | 5.783 | 5.783 | 5.783 | 133 | 127 | 121 | 98 | 145 | 121 | 173 | 162 | 145 | 156 | 150 | 121 | 133 | 127 | 121 | 98 | 145 | 121 | 173 | 162 | 145 | 156 | 150 | 121 | -0.271 | -0.263 | -0.255 | -0.202 | -0.294 | -0.254 | -0.355 | -0.34 | -0.294 | -0.319 | -0.315 | -0.255 | 286 | 286 | 1652 | 1652 | -3.417 | 2020
Vintage1986 | natural gas peaker | TRUE | 19281.4256.CA.GT | 4256 | N | . | Walnut | Turlock Irrigation District | 19281 | CA | PACC | WECC |  | 22 | 1 | Electric Utility | GT | NG | NG | TIDC | A | mcf | 619 | 546 | 607 | 429 | 403 | 567 | 794 | 987 | 859 | 893 | 713 | 790 | 619 | 546 | 607 | 429 | 403 | 567 | 794 | 987 | 859 | 893 | 713 | 790 | 1.037 | 1.037 | 1.037 | 1.037 | 1.037 | 1.037 | 1.037 | 1.037 | 1.037 | 1.037 | 1.037 | 1.037 | 642 | 566 | 629 | 445 | 418 | 588 | 823 | 1024 | 891 | 926 | 739 | 819 | 642 | 566 | 629 | 445 | 418 | 588 | 823 | 1024 | 891 | 926 | 739 | 819 | -1.328 | -1.171 | -1.299 | -0.919 | -0.864 | -1.215 | -1.7 | -2.114 | -1.841 | -1.912 | -1.527 | -1.693 | 8207 | 8207 | 8510 | 8510 | -17.583 | 2020
Vintage2004 | petroleum | TRUE | 5625.4257.MD.GT | 4257 | N | . | Easton 2 | Easton Utilities Comm | 5625 | MD | SAT | RFC |  | 22 | 1 | Electric Utility | GT | DFO | DFO | PJM | M | barrels | 0 | 63 | 0 | 0 | 0 | 61 | 0 | 23 | 301 | 29 | 30 | 34 | 0 | 63 | 0 | 0 | 0 | 61 | 0 | 23 | 301 | 29 | 30 | 34 | 0 | 5.821 | 0 | 0 | 0 | 5.821 | 0 | 5.821 | 5.821 | 5.821 | 5.821 | 5.821 | 0 | 367 | 0 | 0 | 0 | 355 | 0 | 134 | 1752 | 169 | 175 | 198 | 0 | 367 | 0 | 0 | 0 | 355 | 0 | 134 | 1752 | 169 | 175 | 198 | 0 | 13 | 0 | 0 | 0 | 14 | 0 | -3 | 120 | 2 | -1 | -2 | 541 | 541 | 3150 | 3150 | 143 | 2020
Vintage2004 | natural gas peaker | TRUE | 5625.4257.MD.GT | 4257 | N | . | Easton 2 | Easton Utilities Comm | 5625 | MD | SAT | RFC |  | 22 | 1 | Electric Utility | GT | NG | NG | PJM | M | mcf | 0 | 0 | 0 | 0 | 0 | 0 | 0 | 0 | 0 | 0 | 0 | 0 | 0 | 0 | 0 | 0 | 0 | 0 | 0 | 0 | 0 | 0 | 0 | 0 | 0 | 0 | 0 | 0 | 0 | 0 | 0 | 0 | 0 | 0 | 0 | 0 | 0 | 0 | 0 | 0 | 0 | 0 | 0 | 0 | 0 | 0 | 0 | 0 | 0 | 0 | 0 | 0 | 0 | 0 | 0 | 0 | 0 | 0 | 0 | 0 | 0 | 0 | 0 | 0 | 0 | 0 | 0 | 0 | 0 | 0 | 0 | 0 | 0 | 0 | 0 | 0 | 0 | 2020
Vintage1995 | petroleum | TRUE | 5625.4257.MD.IC | 4257 | N | . | Easton 2 | Easton Utilities Comm | 5625 | MD | SAT | RFC |  | 22 | 1 | Electric Utility | IC | DFO | DFO | PJM | M | barrels | 126 | 173 | 7 | 14 | 0 | 46 | 55 | 8 | 704 | 16 | 60 | 47 | 126 | 173 | 7 | 14 | 0 | 46 | 55 | 8 | 704 | 16 | 60 | 47 | 5.821 | 5.821 | 5.821 | 5.821 | 0 | 5.821 | 5.821 | 5.821 | 5.821 | 5.821 | 5.821 | 5.821 | 733 | 1007 | 41 | 81 | 0 | 268 | 320 | 47 | 4098 | 93 | 349 | 274 | 733 | 1007 | 41 | 81 | 0 | 268 | 320 | 47 | 4098 | 93 | 349 | 274 | -98 | -36 | -131 | -122 | 0 | -72 | -87 | -115 | 314 | -85 | -95 | -124 | 1256 | 1256 | 7311 | 7311 | -651 | 2020
Vintage1995 | petroleum | TRUE | 5625.4257.MD.IC | 4257 | N | . | Easton 2 | Easton Utilities Comm | 5625 | MD | SAT | RFC |  | 22 | 1 | Electric Utility | IC | RFO | RFO | PJM | M | barrels | 0 | 0 | 0 | 0 | 0 | 0 | 0 | 0 | 0 | 0 | 0 | 0 | 0 | 0 | 0 | 0 | 0 | 0 | 0 | 0 | 0 | 0 | 0 | 0 | 0 | 0 | 0 | 0 | 0 | 0 | 0 | 0 | 0 | 0 | 0 | 0 | 0 | 0 | 0 | 0 | 0 | 0 | 0 | 0 | 0 | 0 | 0 | 0 | 0 | 0 | 0 | 0 | 0 | 0 | 0 | 0 | 0 | 0 | 0 | 0 | 0 | 0 | 0 | 0 | 0 | 0 | 0 | 0 | 0 | 0 | 0 | 0 | 0 | 0 | 0 | 0 | 0 | 2020
Vintage1982 | hydro | TRUE | 7977.4258.OH.HY | 4258 | N | . | Greenup Hydro | City of Hamilton - (OH) | 7977 | OH | ENC | RFC |  | 22 | 1 | Electric Utility | HY | WAT | HYC | PJM | A |  | 0 | 0 | 0 | 0 | 0 | 0 | 0 | 0 | 0 | 0 | 0 | 0 | 0 | 0 | 0 | 0 | 0 | 0 | 0 | 0 | 0 | 0 | 0 | 0 | 0 | 0 | 0 | 0 | 0 | 0 | 0 | 0 | 0 | 0 | 0 | 0 | 161291 | 156201 | 168890 | 169812 | 188287 | 165858 | 178332 | 159079 | 170057 | 167968 | 166749 | 186986 | 161291 | 156201 | 168890 | 169812 | 188287 | 165858 | 178332 | 159079 | 170057 | 167968 | 166749 | 186986 | 18397.493 | 17816.912 | 19264.274 | 19369.409 | 21476.786 | 18918.496 | 20341.325 | 18145.168 | 19397.445 | 19159.138 | 19020.126 | 21328.428 | 0 | 0 | 2039510 | 2039510 | 232635 | 2020
Vintage1987 | hydro | TRUE | 2010.4263.UT.HY | 4263 | N | . | Echo Dam | City of Bountiful | 2010 | UT | MTN | WECC |  | 22 | 1 | Electric Utility | HY | WAT | HYC | PACE | A |  | 0 | 0 | 0 | 0 | 0 | 0 | 0 | 0 | 0 | 0 | 0 | 0 | 0 | 0 | 0 | 0 | 0 | 0 | 0 | 0 | 0 | 0 | 0 | 0 | 0 | 0 | 0 | 0 | 0 | 0 | 0 | 0 | 0 | 0 | 0 | 0 | 4164 | 4385 | 4562 | 5133 | 5839 | 5687 | 5763 | 5802 | 4214 | 4610 | 4494 | 4173 | 4164 | 4385 | 4562 | 5133 | 5839 | 5687 | 5763 | 5802 | 4214 | 4610 | 4494 | 4173 | 474.929 | 500.217 | 520.41 | 585.467 | 665.975 | 648.712 | 657.3 | 661.76 | 480.691 | 525.881 | 512.614 | 476.044 | 0 | 0 | 58826 | 58826 | 6710 | 2020
Vintage1973 | petroleum | TRUE | 6958.4266.TX.ST | 4266 | N | . | Spencer | City of Garland - (TX) | 6958 | TX | WSC | TRE |  | 22 | 1 | Electric Utility | ST | DFO | DFO | ERCO | A | barrels | 0 | 0 | 0 | 0 | 0 | 0 | 0 | 0 | 0 | 0 | 0 | 0 | 0 | 0 | 0 | 0 | 0 | 0 | 0 | 0 | 0 | 0 | 0 | 0 | 0 | 0 | 0 | 0 | 0 | 0 | 0 | 0 | 0 | 0 | 0 | 0 | 0 | 0 | 0 | 0 | 0 | 0 | 0 | 0 | 0 | 0 | 0 | 0 | 0 | 0 | 0 | 0 | 0 | 0 | 0 | 0 | 0 | 0 | 0 | 0 | 0 | 0 | 0 | 0 | 0 | 0 | 0 | 0 | 0 | 0 | 0 | 0 | 0 | 0 | 0 | 0 | 0 | 2020
Vintage1973 | natural gas steam turbine | TRUE | 6958.4266.TX.ST | 4266 | N | . | Spencer | City of Garland - (TX) | 6958 | TX | WSC | TRE |  | 22 | 1 | Electric Utility | ST | NG | NG | ERCO | AM | mcf | 0 | 0 | 0 | 0 | 3300 | 1300 | 8550 | 25250 | 0 | 0 | 0 | 0 | 0 | 0 | 0 | 0 | 3300 | 1300 | 8550 | 25250 | 0 | 0 | 0 | 0 | 0 | 0 | 0 | 0 | 1.02 | 1.02 | 1.02 | 1.02 | 0 | 0 | 0 | 0 | 0 | 0 | 0 | 0 | 3366 | 1326 | 8721 | 25755 | 0 | 0 | 0 | 0 | 0 | 0 | 0 | 0 | 3366 | 1326 | 8721 | 25755 | 0 | 0 | 0 | 0 | 0 | 0 | 0 | 0 | 213 | 83 | 546 | 1613 | 0 | 0 | 0 | 0 | 38400 | 38400 | 39168 | 39168 | 2455 | 2020
Vintage1985 | nuclear | TRUE | 11241.4270.LA.ST | 4270 | N | 3 | Waterford 3 | Entergy Louisiana LLC | 11241 | LA | WSC | SERC |  | 22 | 1 | Electric Utility | ST | NUC | NUC | MISO | M |  | 0 | 0 | 0 | 0 | 0 | 0 | 0 | 0 | 0 | 0 | 0 | 0 | 0 | 0 | 0 | 0 | 0 | 0 | 0 | 0 | 0 | 0 | 0 | 0 | 0 | 0 | 0 | 0 | 0 | 0 | 0 | 0 | 0 | 0 | 0 | 0 | 9198875 | 8600665 | 9209289 | 8889350 | 9169908 | 8875561 | 9152505 | 9130224 | 6472871 | 0 | 6913796 | 7995634 | 9198875 | 8600665 | 9209289 | 8889350 | 9169908 | 8875561 | 9152505 | 9130224 | 6472871 | 0 | 6913796 | 7995634 | 880614 | 823347 | 881611 | 850983 | 877841 | 849663 | 876175 | 874042 | 619652 | 0 | 661862 | 765427 | 0 | 0 | 93608678 | 93608678 | 8961217 | 2020
Vintage1979 | petroleum | TRUE | 4716.4271.WI.ST | 4271 | N | . | John P Madgett | Dairyland Power Coop | 4716 | WI | ENC | MRO |  | 22 | 1 | Electric Utility | ST | DFO | DFO | MISO | M | barrels | 164 | 329 | 245 | 157 | 1065 | 321 | 454 | 448 | 443 | 985 | 1257 | 762 | 164 | 329 | 245 | 157 | 1065 | 321 | 454 | 448 | 443 | 985 | 1257 | 762 | 5.88 | 5.88 | 5.88 | 5.88 | 5.88 | 5.88 | 5.88 | 5.88 | 5.88 | 5.88 | 5.88 | 5.88 | 964 | 1935 | 1441 | 923 | 6262 | 1887 | 2670 | 2634 | 2605 | 5792 | 7391 | 4481 | 964 | 1935 | 1441 | 923 | 6262 | 1887 | 2670 | 2634 | 2605 | 5792 | 7391 | 4481 | 79.434 | 163.652 | 122.66 | 77.023 | 499.222 | 155.567 | 219.047 | 223.817 | 226.037 | 495.459 | 604.423 | 390.006 | 6630 | 6630 | 38985 | 38985 | 3256.347 | 2020
Vintage1979 | hard coal | TRUE | 4716.4271.WI.ST | 4271 | N | . | John P Madgett | Dairyland Power Coop | 4716 | WI | ENC | MRO |  | 22 | 1 | Electric Utility | ST | SUB | COL | MISO | M | short tons | 81484 | 87981 | 93251 | 75694 | 37419 | 79526 | 83223 | 100934 | 99140 | 53204 | 40784 | 121268 | 81484 | 87981 | 93251 | 75694 | 37419 | 79526 | 83223 | 100934 | 99140 | 53204 | 40784 | 121268 | 17.164 | 17.553 | 17.803 | 17.839 | 17.581 | 17.737 | 17.781 | 17.779 | 17.7 | 17.729 | 17.882 | 17.856 | 1398591 | 1544330 | 1660148 | 1350305 | 657863 | 1410553 | 1479788 | 1794506 | 1754778 | 943254 | 729299 | 2165361 | 1398591 | 1544330 | 1660148 | 1350305 | 657863 | 1410553 | 1479788 | 1794506 | 1754778 | 943254 | 729299 | 2165361 | 115206.57 | 130643.35 | 141353.34 | 112660.98 | 52444.778 | 116258.43 | 121423.95 | 152469.18 | 152271.96 | 80690.541 | 59639.577 | 188481.99 | 953908 | 953908 | 16888776 | 16888776 | 1423544.7 | 2020
Vintage2014 | natural gas combined cycle | TRUE | 11269.4937.TX.CA | 4937 | N | . | Thomas C Ferguson | Lower Colorado River Authority | 11269 | TX | WSC | TRE |  | 22 | 1 | Electric Utility | CA | NG | NG | ERCO | M | mcf | 0 | 0 | 0 | 0 | 0 | 0 | 0 | 0 | 0 | 0 | 0 | 0 | 0 | 0 | 0 | 0 | 0 | 0 | 0 | 0 | 0 | 0 | 0 | 0 | 0 | 0 | 0 | 0 | 0 | 0 | 0 | 0 | 0 | 0 | 0 | 0 | 0 | 0 | 0 | 0 | 0 | 0 | 0 | 0 | 0 | 0 | 0 | 0 | 0 | 0 | 0 | 0 | 0 | 0 | 0 | 0 | 0 | 0 | 0 | 0 | 115074 | 113616 | 125457 | 76736 | 101970 | 116671 | 133364 | 122306 | 119453 | 106789 | 82252 | 119233 | 0 | 0 | 0 | 0 | 1332921 | 2020
Vintage2014 | natural gas combined cycle | TRUE | 11269.4937.TX.CT | 4937 | N | . | Thomas C Ferguson | Lower Colorado River Authority | 11269 | TX | WSC | TRE |  | 22 | 1 | Electric Utility | CT | NG | NG | ERCO | M | mcf | 2048312 | 2024510 | 2157760 | 1368328 | 1811399 | 2094301 | 2388782 | 2213542 | 2163097 | 1911827 | 1489020 | 2152694 | 2048312 | 2024510 | 2157760 | 1368328 | 1811399 | 2094301 | 2388782 | 2213542 | 2163097 | 1911827 | 1489020 | 2152694 | 1.01 | 1.03 | 1.02 | 1.02 | 1.02 | 1.01 | 1.01 | 1.02 | 1.01 | 1.01 | 1.01 | 1.02 | 2068795 | 2085245 | 2200915 | 1395695 | 1847627 | 2115244 | 2412670 | 2257813 | 2184728 | 1930945 | 1503910 | 2195748 | 2068795 | 2085245 | 2200915 | 1395695 | 1847627 | 2115244 | 2412670 | 2257813 | 2184728 | 1930945 | 1503910 | 2195748 | 198055 | 194502 | 200666 | 127694 | 171871 | 197606 | 226702 | 210149 | 203548 | 176502 | 138213 | 205768 | 23823572 | 23823572 | 24199335 | 24199335 | 2251276 | 2020
Vintage1976 | natural gas combined cycle | TRUE | 49979.4939.TX.CA | 4939 | N | . | Barney M Davis | Talen Texas, LLC | 49979 | TX | WSC | TRE |  | 22 | 2 | NAICS-22 Non-Cogen | CA | NG | NG | ERCO | M | mcf | 1450 | 18263 | 37013 | . | 47359 | 24488 | 3443 | 236873 | 59192 | 162790 | 36553 | 3896 | 1450 | 18263 | 37013 | . | 47359 | 24488 | 3443 | 236873 | 59192 | 162790 | 36553 | 3896 | 1.033 | 1 | 1 | . | 1 | 1 | 1 | 1 | 1 | 1 | 1 | 1 | 1498 | 18263 | 37013 | . | 47359 | 24488 | 3443 | 236873 | 59192 | 162790 | 36553 | 3896 | 1498 | 18263 | 37013 | . | 47359 | 24488 | 3443 | 236873 | 59192 | 162790 | 36553 | 3896 | 170 | 2037 | 4176 | . | 5320 | 35992 | 7662 | 26611 | 6937 | 17936 | 4258 | 511 | 631320 | 631320 | 631368 | 631368 | 111610 | 2020
Vintage2010 | natural gas combined cycle | TRUE | 49979.4939.TX.CT | 4939 | N | . | Barney M Davis | Talen Texas, LLC | 49979 | TX | WSC | TRE |  | 22 | 2 | NAICS-22 Non-Cogen | CT | NG | NG | ERCO | M | mcf | 89739 | 348883 | 503372 | . | 656843 | 687688 | 1723650 | 2032028 | 485287 | 1135082 | 330998 | 107587 | 89739 | 348883 | 503372 | . | 656843 | 687688 | 1723650 | 2032028 | 485287 | 1135082 | 330998 | 107587 | 1.033 | 1 | 1 | . | 1 | 1 | 1 | 1 | 1 | 1 | 1 | 1 | 92700 | 348883 | 503372 | . | 656843 | 687688 | 1723650 | 2032028 | 485287 | 1135082 | 330998 | 107587 | 92700 | 348883 | 503372 | . | 656843 | 687688 | 1723650 | 2032028 | 485287 | 1135082 | 330998 | 107587 | 12364 | 44438 | 66810 | . | 84860 | 57295 | 218400 | 268363 | 65456 | 149592 | 41599 | 15281 | 8101157 | 8101157 | 8104118 | 8104118 | 1024458 | 2020
Vintage1974 | natural gas steam turbine | TRUE | 49979.4939.TX.ST | 4939 | N | . | Barney M Davis | Talen Texas, LLC | 49979 | TX | WSC | TRE |  | 22 | 2 | NAICS-22 Non-Cogen | ST | NG | NG | ERCO | M | mcf | 0 | 0 | 0 | . | 126144 | 145391 | 172015 | 756238 | 7 | 0 | 0 | 0 | 0 | 0 | 0 | . | 126144 | 145391 | 172015 | 756238 | 7 | 0 | 0 | 0 | 0 | 0 | 0 | . | 1 | 1 | 1 | 1 | 1 | 0 | 0 | 0 | 0 | 0 | 0 | . | 126144 | 145391 | 172015 | 756238 | 7 | 0 | 0 | 0 | 0 | 0 | 0 | . | 126144 | 145391 | 172015 | 756238 | 7 | 0 | 0 | 0 | 0 | 0 | 0 | . | 10802 | 11365 | 12219 | 57573 | 0 | 0 | 0 | 0 | 1199795 | 1199795 | 1199795 | 1199795 | 91959 | 2020
Vintage2008 | natural gas peaker | TRUE | 15474.4940.OK.GT | 4940 | N | . | Riverside (OK) | Public Service Co of Oklahoma | 15474 | OK | WSC | MRO |  | 22 | 1 | Electric Utility | GT | NG | NG | SWPP | M | mcf | 8449 | 10271 | 15505 | 0 | 20199 | 77008 | 45918 | 89736 | 19172 | 96267 | 0 | 39798 | 8449 | 10271 | 15505 | 0 | 20199 | 77008 | 45918 | 89736 | 19172 | 96267 | 0 | 39798 | 1.058 | 1.05 | 1.05 | 0 | 1.04 | 1.03 | 1.04 | 1.03 | 1.04 | 1.04 | 0 | 1.06 | 8939 | 10785 | 16280 | 0 | 21007 | 79318 | 47755 | 92428 | 19939 | 100118 | 0 | 42186 | 8939 | 10785 | 16280 | 0 | 21007 | 79318 | 47755 | 92428 | 19939 | 100118 | 0 | 42186 | 732 | 916 | 1293 | 0 | 1094 | 4786 | 3991 | 7640 | 1834 | 8032 | 0 | 2890 | 422323 | 422323 | 438755 | 438755 | 33208 | 2020
Vintage1976 | petroleum | TRUE | 15474.4940.OK.IC | 4940 | N | . | Riverside (OK) | Public Service Co of Oklahoma | 15474 | OK | WSC | MRO |  | 22 | 1 | Electric Utility | IC | DFO | DFO | SWPP | M | barrels | 0 | 0 | 0 | 0 | 0 | 0 | 0 | 0 | 0 | 0 | 0 | 0 | 0 | 0 | 0 | 0 | 0 | 0 | 0 | 0 | 0 | 0 | 0 | 0 | 0 | 0 | 0 | 0 | 0 | 0 | 0 | 0 | 0 | 0 | 0 | 0 | 0 | 0 | 0 | 0 | 0 | 0 | 0 | 0 | 0 | 0 | 0 | 0 | 0 | 0 | 0 | 0 | 0 | 0 | 0 | 0 | 0 | 0 | 0 | 0 | 0 | 0 | 0 | 0 | 0 | 0 | 0 | 0 | 0 | 0 | 0 | 0 | 0 | 0 | 0 | 0 | 0 | 2020
Vintage1976 | petroleum | TRUE | 15474.4940.OK.ST | 4940 | N | . | Riverside (OK) | Public Service Co of Oklahoma | 15474 | OK | WSC | MRO |  | 22 | 1 | Electric Utility | ST | DFO | DFO | SWPP | M | barrels | . | 9 | 0 | 0 | 0 | 0 | 0 | 0 | 0 | 0 | 0 | 0 | . | 9 | 0 | 0 | 0 | 0 | 0 | 0 | 0 | 0 | 0 | 0 | . | 5.788 | 0 | 0 | 0 | 0 | 0 | 0 | 0 | 0 | 0 | 0 | . | 52 | 0 | 0 | 0 | 0 | 0 | 0 | 0 | 0 | 0 | 0 | . | 52 | 0 | 0 | 0 | 0 | 0 | 0 | 0 | 0 | 0 | 0 | . | 0 | 0 | 0 | 0 | 0 | 0 | 0 | 0 | 0 | 0 | 0 | 9 | 9 | 52 | 52 | 0 | 2020
Vintage1976 | natural gas steam turbine | TRUE | 15474.4940.OK.ST | 4940 | N | . | Riverside (OK) | Public Service Co of Oklahoma | 15474 | OK | WSC | MRO |  | 22 | 1 | Electric Utility | ST | NG | NG | SWPP | M | mcf | 0 | 0 | 0 | 0 | 0 | 35081 | 1489208 | 1075561 | 460318 | 383337 | 0 | 61416 | 0 | 0 | 0 | 0 | 0 | 35081 | 1489208 | 1075561 | 460318 | 383337 | 0 | 61416 | 0 | 0 | 0 | 0 | 0 | 1.03 | 1.04 | 1.03 | 1.04 | 1.04 | 0 | 1.06 | 0 | 0 | 0 | 0 | 0 | 36133 | 1548776 | 1107828 | 478731 | 398670 | 0 | 65101 | 0 | 0 | 0 | 0 | 0 | 36133 | 1548776 | 1107828 | 478731 | 398670 | 0 | 65101 | 0 | 0 | 0 | 0 | 0 | 2180 | 129423 | 91573 | 44043 | 31983 | 0 | 4460 | 3504921 | 3504921 | 3635239 | 3635239 | 303662 | 2020
Vintage2009 | petroleum | TRUE | 56606.5083.NJ.GT | 5083 | N | . | Cumberland (NJ) | Calpine New Jersey Generation LLC | 56606 | NJ | MAT | RFC |  | 22 | 2 | NAICS-22 Non-Cogen | GT | KER | WOO | PJM | A | barrels | 505 | 387 | 538 | 394 | 497 | 367 | 515 | 457 | 423 | 332 | 399 | 465 | 505 | 387 | 538 | 394 | 497 | 367 | 515 | 457 | 423 | 332 | 399 | 465 | 5.651 | 5.651 | 5.651 | 5.651 | 5.651 | 5.651 | 5.651 | 5.651 | 5.651 | 5.651 | 5.651 | 5.651 | 2854 | 2187 | 3040 | 2226 | 2809 | 2074 | 2910 | 2583 | 2390 | 1876 | 2255 | 2628 | 2854 | 2187 | 3040 | 2226 | 2809 | 2074 | 2910 | 2583 | 2390 | 1876 | 2255 | 2628 | 270.819 | 207.974 | 289.017 | 211.477 | 266.838 | 197.106 | 276.53 | 245.074 | 226.826 | 178.373 | 214.13 | 249.597 | 5279 | 5279 | 29832 | 29832 | 2833.761 | 2020
Vintage2009 | natural gas peaker | TRUE | 56606.5083.NJ.GT | 5083 | N | . | Cumberland (NJ) | Calpine New Jersey Generation LLC | 56606 | NJ | MAT | RFC |  | 22 | 2 | NAICS-22 Non-Cogen | GT | NG | NG | PJM | A | mcf | 54042 | 47384 | 48086 | 43709 | 36930 | 61376 | 93592 | 81978 | 51845 | 57184 | 50231 | 36483 | 54042 | 47384 | 48086 | 43709 | 36930 | 61376 | 93592 | 81978 | 51845 | 57184 | 50231 | 36483 | 1.032 | 1.032 | 1.032 | 1.032 | 1.032 | 1.032 | 1.032 | 1.032 | 1.032 | 1.032 | 1.032 | 1.032 | 55771 | 48900 | 49625 | 45108 | 38112 | 63340 | 96587 | 84601 | 53504 | 59014 | 51838 | 37650 | 55771 | 48900 | 49625 | 45108 | 38112 | 63340 | 96587 | 84601 | 53504 | 59014 | 51838 | 37650 | 5297.91 | 4645.159 | 4713.901 | 4284.886 | 3620.271 | 6016.76 | 9175.005 | 8036.453 | 5082.436 | 5605.796 | 4924.181 | 3576.481 | 662840 | 662840 | 684050 | 684050 | 64979.239 | 2020
Vintage1978 | nuclear | TRUE | 9324.6000.MI.ST | 6000 | N | 2 | Donald C Cook | Indiana Michigan Power Co | 9324 | MI | ENC | RFC |  | 22 | 1 | Electric Utility | ST | NUC | NUC | PJM | M |  | 0 | 0 | 0 | 0 | 0 | 0 | 0 | 0 | 0 | 0 | 0 | 0 | 0 | 0 | 0 | 0 | 0 | 0 | 0 | 0 | 0 | 0 | 0 | 0 | 0 | 0 | 0 | 0 | 0 | 0 | 0 | 0 | 0 | 0 | 0 | 0 | 9443394 | 8785736 | 9359032 | 9034371 | 6254237 | 8974714 | 9034309 | 9009030 | 7555419 | 8228621 | 9056830 | 9337430 | 9443394 | 8785736 | 9359032 | 9034371 | 6254237 | 8974714 | 9034309 | 9009030 | 7555419 | 8228621 | 9056830 | 9337430 | 904022 | 841064 | 895946 | 864866 | 598722 | 859155 | 864860 | 862440 | 723285 | 787731 | 867016 | 893878 | 0 | 0 | 104073123 | 104073123 | 9962985 | 2020
Vintage1978 | nuclear | TRUE | 9324.6000.MI.ST | 6000 | N | 1 | Donald C Cook | Indiana Michigan Power Co | 9324 | MI | ENC | RFC |  | 22 | 1 | Electric Utility | ST | NUC | NUC | PJM | M |  | 0 | 0 | 0 | 0 | 0 | 0 | 0 | 0 | 0 | 0 | 0 | 0 | 0 | 0 | 0 | 0 | 0 | 0 | 0 | 0 | 0 | 0 | 0 | 0 | 0 | 0 | 0 | 0 | 0 | 0 | 0 | 0 | 0 | 0 | 0 | 0 | 8362319 | 7796857 | 7836009 | 7438101 | 8252782 | 7769040 | 7838307 | 7796648 | 4211568 | 2809477 | 8178156 | 8450588 | 8362319 | 7796857 | 7836009 | 7438101 | 8252782 | 7769040 | 7838307 | 7796648 | 4211568 | 2809477 | 8178156 | 8450588 | 800530 | 746398 | 750146 | 712054 | 790044 | 743735 | 750366 | 746378 | 403176 | 268953 | 782900 | 808980 | 0 | 0 | 86739852 | 86739852 | 8303660 | 2020
Vintage1981 | nuclear | TRUE | 195.6001.AL.ST | 6001 | N | 2 | Joseph M Farley | Alabama Power Co | 195 | AL | ESC | SERC |  | 22 | 1 | Electric Utility | ST | NUC | NUC | SOCO | M |  | 0 | 0 | 0 | 0 | 0 | 0 | 0 | 0 | 0 | 0 | 0 | 0 | 0 | 0 | 0 | 0 | 0 | 0 | 0 | 0 | 0 | 0 | 0 | 0 | 0 | 0 | 0 | 0 | 0 | 0 | 0 | 0 | 0 | 0 | 0 | 0 | 6982259 | 6526177 | 6928807 | 6474031 | 6918653 | 6639892 | 6836673 | 6832077 | 6633040 | 2146105 | 2995907 | 6930175 | 6982259 | 6526177 | 6928807 | 6474031 | 6918653 | 6639892 | 6836673 | 6832077 | 6633040 | 2146105 | 2995907 | 6930175 | 668416 | 624755 | 663299 | 619763 | 662327 | 635641 | 654479 | 654039 | 634985 | 205448 | 286800 | 663430 | 0 | 0 | 72843796 | 72843796 | 6973382 | 2020
Vintage1981 | nuclear | TRUE | 195.6001.AL.ST | 6001 | N | 1 | Joseph M Farley | Alabama Power Co | 195 | AL | ESC | SERC |  | 22 | 1 | Electric Utility | ST | NUC | NUC | SOCO | M |  | 0 | 0 | 0 | 0 | 0 | 0 | 0 | 0 | 0 | 0 | 0 | 0 | 0 | 0 | 0 | 0 | 0 | 0 | 0 | 0 | 0 | 0 | 0 | 0 | 0 | 0 | 0 | 0 | 0 | 0 | 0 | 0 | 0 | 0 | 0 | 0 | 6976869 | 6519251 | 6932453 | 6710204 | 6909377 | 6630689 | 6818435 | 6820043 | 6619784 | 6893040 | 6707812 | 6965901 | 6976869 | 6519251 | 6932453 | 6710204 | 6909377 | 6630689 | 6818435 | 6820043 | 6619784 | 6893040 | 6707812 | 6965901 | 667900 | 624092 | 663648 | 642372 | 661439 | 634760 | 652733 | 652887 | 633716 | 659875 | 642143 | 666850 | 0 | 0 | 81503858 | 81503858 | 7802415 | 2020
Vintage1991 | petroleum | TRUE | 195.6002.AL.ST | 6002 | N | . | James H Miller Jr | Alabama Power Co | 195 | AL | ESC | SERC |  | 22 | 1 | Electric Utility | ST | DFO | DFO | SOCO | M | barrels | 0 | 0 | 0 | 0 | 0 | 0 | 0 | . | . | . | . | . | 0 | 0 | 0 | 0 | 0 | 0 | 0 | . | . | . | . | . | 0 | 0 | 0 | 0 | 0 | 0 | 0 | . | . | . | . | . | 0 | 0 | 0 | 0 | 0 | 0 | 0 | . | . | . | . | . | 0 | 0 | 0 | 0 | 0 | 0 | 0 | . | . | . | . | . | 0 | 0 | 0 | 0 | 0 | 0 | 0 | . | . | . | . | . | 0 | 0 | 0 | 0 | 0 | 2020
Vintage1991 | natural gas steam turbine | TRUE | 195.6002.AL.ST | 6002 | N | . | James H Miller Jr | Alabama Power Co | 195 | AL | ESC | SERC |  | 22 | 1 | Electric Utility | ST | NG | NG | SOCO | M | mcf | 160129 | 143761 | 282802 | 78272 | 142867 | 117088 | 123597 | 114267 | 395532 | 377833 | 113079 | 106552 | 160129 | 143761 | 282802 | 78272 | 142867 | 117088 | 123597 | 114267 | 395532 | 377833 | 113079 | 106552 | 1.009 | 1.009 | 1.009 | 1.009 | 1.009 | 1.009 | 1.009 | 1.009 | 1.011 | 1.012 | 1.012 | 1.012 | 161570 | 145055 | 285347 | 78976 | 144153 | 118142 | 124709 | 115295 | 399883 | 382367 | 114436 | 107831 | 161570 | 145055 | 285347 | 78976 | 144153 | 118142 | 124709 | 115295 | 399883 | 382367 | 114436 | 107831 | 15755.918 | 14506.112 | 27682.692 | 7496.957 | 13722.672 | 11553.595 | 13617.561 | 11504.333 | 39817.095 | 38971.772 | 11390.037 | 10755.747 | 2155779 | 2155779 | 2177764 | 2177764 | 216774.49 | 2020
Vintage1991 | hard coal | TRUE | 195.6002.AL.ST | 6002 | N | . | James H Miller Jr | Alabama Power Co | 195 | AL | ESC | SERC |  | 22 | 1 | Electric Utility | ST | SUB | COL | SOCO | M | short tons | 798183 | 675583 | 738592 | 345574 | 565609 | 815564 | 931951 | 959311 | 854103 | 801898 | 780975 | 1024090 | 798183 | 675583 | 738592 | 345574 | 565609 | 815564 | 931951 | 959311 | 854103 | 801898 | 780975 | 1024090 | 17.807 | 17.606 | 17.81 | 17.659 | 17.659 | 17.74 | 15.574 | 17.849 | 17.621 | 17.72 | 17.69 | 17.778 | 14213245 | 11894314 | 13154324 | 6102491 | 9988089 | 14468105 | 14514205 | 17122742 | 15050149 | 14209633 | 13815448 | 18206272 | 14213245 | 11894314 | 13154324 | 6102491 | 9988089 | 14468105 | 14514205 | 17122742 | 15050149 | 14209633 | 13815448 | 18206272 | 1386040.1 | 1189482.9 | 1276154.3 | 579288.04 | 950819.33 | 1414898.4 | 1584869.4 | 1708530.7 | 1498571.9 | 1448280.2 | 1375079 | 1816015.3 | 9291433 | 9291433 | 162739017 | 162739017 | 16228030 | 2020
Vintage1980 | hard coal | TRUE | 64226.6004.WV.ST | 6004 | N | . | Pleasants Power Station | Energy Harbor Generation LLC | 64226 | WV | SAT | RFC |  | 22 | 2 | NAICS-22 Non-Cogen | ST | BIT | COL | PJM | M | short tons | 0 | 0 | 0 | 0 | 8993 | 0 | 0 | 0 | 0 | 0 | 0 | 0 | 0 | 0 | 0 | 0 | 8993 | 0 | 0 | 0 | 0 | 0 | 0 | 0 | 0 | 0 | 0 | 0 | 25.34 | 0 | 0 | 0 | 0 | 0 | 0 | 0 | 0 | 0 | 0 | 0 | 227883 | 0 | 0 | 0 | 0 | 0 | 0 | 0 | 0 | 0 | 0 | 0 | 227883 | 0 | 0 | 0 | 0 | 0 | 0 | 0 | 0 | 0 | 0 | 0 | 13083.439 | 0 | 0 | 0 | 0 | 0 | 0 | 0 | 8993 | 8993 | 227883 | 227883 | 13083.439 | 2020
Vintage1980 | natural gas steam turbine | TRUE | 64226.6004.WV.ST | 6004 | N | . | Pleasants Power Station | Energy Harbor Generation LLC | 64226 | WV | SAT | RFC |  | 22 | 2 | NAICS-22 Non-Cogen | ST | NG | NG | PJM | M | mcf | 45660 | 47832 | 2646 | 1804 | 11610 | 18775 | 12644 | 15678 | 28142 | 14266 | 15039 | 34832 | 45660 | 47832 | 2646 | 1804 | 11610 | 18775 | 12644 | 15678 | 28142 | 14266 | 15039 | 34832 | 1.071 | 1.071 | 1.076 | 1.071 | 1.051 | 1.06 | 1.06 | 1.03 | 1.05 | 1.05 | 1.06 | 1.04 | 48902 | 51228 | 2847 | 1932 | 12202 | 19902 | 13403 | 16148 | 29549 | 14979 | 15941 | 36225 | 48902 | 51228 | 2847 | 1932 | 12202 | 19902 | 13403 | 16148 | 29549 | 14979 | 15941 | 36225 | 4221.793 | 4571.434 | -7566 | -5534 | 700.561 | 1873.153 | 1265.837 | 1549.519 | 2211.722 | 1493.901 | 1478.758 | 3391.369 | 248928 | 248928 | 263258 | 263258 | 9658.047 | 2020
Vintage1980 | petroleum | TRUE | 64226.6004.WV.ST | 6004 | N | . | Pleasants Power Station | Energy Harbor Generation LLC | 64226 | WV | SAT | RFC |  | 22 | 2 | NAICS-22 Non-Cogen | ST | PC | PC | PJM | M | short tons | 0 | 0 | 0 | 0 | 0 | 0 | 0 | 0 | 0 | 0 | 0 | 0 | 0 | 0 | 0 | 0 | 0 | 0 | 0 | 0 | 0 | 0 | 0 | 0 | 0 | 0 | 0 | 0 | 0 | 0 | 0 | 0 | 0 | 0 | 0 | 0 | 0 | 0 | 0 | 0 | 0 | 0 | 0 | 0 | 0 | 0 | 0 | 0 | 0 | 0 | 0 | 0 | 0 | 0 | 0 | 0 | 0 | 0 | 0 | 0 | 0 | 0 | 0 | 0 | 0 | 0 | 0 | 0 | 0 | 0 | 0 | 0 | 0 | 0 | 0 | 0 | 0 | 2020
Vintage1980 | hard coal | TRUE | 64226.6004.WV.ST | 6004 | N | . | Pleasants Power Station | Energy Harbor Generation LLC | 64226 | WV | SAT | RFC |  | 22 | 2 | NAICS-22 Non-Cogen | ST | RC | COL | PJM | M | short tons | 76167 | 139803 | 0 | 0 | 0 | 242731 | 300014 | 275281 | 242731 | 281726 | 259111 | 283941 | 76167 | 139803 | 0 | 0 | 0 | 242731 | 300014 | 275281 | 242731 | 281726 | 259111 | 283941 | 25.153 | 25.147 | 0 | 0 | 0 | 25.458 | 25.53 | 24.77 | 25.539 | 24.304 | 25.278 | 25.077 | 1915829 | 3515626 | 0 | 0 | 0 | 6179446 | 7659357 | 6818710 | 6199107 | 6847069 | 6549808 | 7120388 | 1915829 | 3515626 | 0 | 0 | 0 | 6179446 | 7659357 | 6818710 | 6199107 | 6847069 | 6549808 | 7120388 | 165397.21 | 313723.57 | 0 | 0 | 0 | 581616.85 | 723402.16 | 654291.48 | 463997.28 | 682865.1 | 607576.24 | 666602.63 | 2101505 | 2101505 | 52805340 | 52805340 | 4859472.5 | 2020
Vintage1983 | hydro | TRUE | 58620.6006.OH.HY | 6006 | N | . | Racine | AEP Generation Resources Inc | 58620 | OH | ENC | RFC |  | 22 | 2 | NAICS-22 Non-Cogen | HY | WAT | HYC | PJM | A |  | 0 | 0 | 0 | 0 | 0 | 0 | 0 | 0 | 0 | 0 | 0 | 0 | 0 | 0 | 0 | 0 | 0 | 0 | 0 | 0 | 0 | 0 | 0 | 0 | 0 | 0 | 0 | 0 | 0 | 0 | 0 | 0 | 0 | 0 | 0 | 0 | 86387 | 83661 | 90457 | 90951 | 100846 | 88834 | 95515 | 85202 | 91083 | 89964 | 89311 | 100150 | 86387 | 83661 | 90457 | 90951 | 100846 | 88834 | 95515 | 85202 | 91083 | 89964 | 89311 | 100150 | 9853.673 | 9542.715 | 10317.92 | 10374.23 | 11502.938 | 10132.721 | 10894.787 | 9718.528 | 10389.246 | 10261.609 | 10187.155 | 11423.478 | 0 | 0 | 1092361 | 1092361 | 124599 | 2020
Vintage1988 | nuclear | TRUE | 803.6008.AZ.ST | 6008 | N | 3 | Palo Verde | Arizona Public Service Co | 803 | AZ | MTN | WECC |  | 22 | 1 | Electric Utility | ST | NUC | NUC | SRP | M |  | 0 | 0 | 0 | 0 | 0 | 0 | 0 | 0 | 0 | 0 | 0 | 0 | 0 | 0 | 0 | 0 | 0 | 0 | 0 | 0 | 0 | 0 | 0 | 0 | 0 | 0 | 0 | 0 | 0 | 0 | 0 | 0 | 0 | 0 | 0 | 0 | 10272784 | 6597701 | 10243211 | 9919355 | 10224837 | 9852877 | 10139932 | 10125099 | 9859583 | 10246011 | 9921642 | 10297896 | 10272784 | 6597701 | 10243211 | 9919355 | 10224837 | 9852877 | 10139932 | 10125099 | 9859583 | 10246011 | 9921642 | 10297896 | 983420 | 631602 | 980589 | 949586 | 978830 | 943222 | 970702 | 969282 | 943864 | 980857 | 949805 | 985824 | 0 | 0 | 117700928 | 117700928 | 11267583 | 2020
Vintage1988 | nuclear | TRUE | 803.6008.AZ.ST | 6008 | N | 2 | Palo Verde | Arizona Public Service Co | 803 | AZ | MTN | WECC |  | 22 | 1 | Electric Utility | ST | NUC | NUC | SRP | M |  | 0 | 0 | 0 | 0 | 0 | 0 | 0 | 0 | 0 | 0 | 0 | 0 | 0 | 0 | 0 | 0 | 0 | 0 | 0 | 0 | 0 | 0 | 0 | 0 | 0 | 0 | 0 | 0 | 0 | 0 | 0 | 0 | 0 | 0 | 0 | 0 | 10420386 | 9735850 | 8610045 | 927833 | 8370404 | 9970456 | 10246617 | 10225025 | 9956062 | 10367236 | 10088684 | 10412906 | 10420386 | 9735850 | 8610045 | 927833 | 8370404 | 9970456 | 10246617 | 10225025 | 9956062 | 10367236 | 10088684 | 10412906 | 997550 | 932019 | 824245 | 88822 | 801304 | 954478 | 980915 | 978848 | 953100 | 992462 | 965796 | 996834 | 0 | 0 | 109331504 | 109331504 | 10466373 | 2020
Vintage1988 | nuclear | TRUE | 803.6008.AZ.ST | 6008 | N | 1 | Palo Verde | Arizona Public Service Co | 803 | AZ | MTN | WECC |  | 22 | 1 | Electric Utility | ST | NUC | NUC | SRP | M |  | 0 | 0 | 0 | 0 | 0 | 0 | 0 | 0 | 0 | 0 | 0 | 0 | 0 | 0 | 0 | 0 | 0 | 0 | 0 | 0 | 0 | 0 | 0 | 0 | 0 | 0 | 0 | 0 | 0 | 0 | 0 | 0 | 0 | 0 | 0 | 0 | 10393999 | 9693784 | 10355621 | 10037436 | 10332378 | 9963990 | 10210442 | 10163321 | 9916827 | 2818847 | 0 | 8676952 | 10393999 | 9693784 | 10355621 | 10037436 | 10332378 | 9963990 | 10210442 | 10163321 | 9916827 | 2818847 | 0 | 8676952 | 995024 | 927992 | 991350 | 960890 | 989125 | 953859 | 977452 | 972941 | 949344 | 269850 | 0 | 830650 | 0 | 0 | 102563597 | 102563597 | 9818477 | 2020
Vintage1981 | petroleum | TRUE | 814.6009.AR.ST | 6009 | N | . | White Bluff | Entergy Arkansas LLC | 814 | AR | WSC | SERC |  | 22 | 1 | Electric Utility | ST | DFO | DFO | MISO | M | barrels | 1273 | 5984 | 2585 | 230 | 1085 | 4876 | 1168 | 122 | 238 | 1450 | 0 | 5396 | 1273 | 5984 | 2585 | 230 | 1085 | 4876 | 1168 | 122 | 238 | 1450 | 0 | 5396 | 5.9 | 5.9 | 5.9 | 5.9 | 5.9 | 5.9 | 5.9 | 5.9 | 5.9 | 5.9 | 0 | 5.9 | 7511 | 35306 | 15252 | 1357 | 6402 | 28768 | 6891 | 720 | 1404 | 8555 | 0 | 31836 | 7511 | 35306 | 15252 | 1357 | 6402 | 28768 | 6891 | 720 | 1404 | 8555 | 0 | 31836 | 519.703 | 2968.801 | 1365.615 | 120.957 | 575.257 | 2502.138 | 665.193 | 74.366 | 133.357 | 794.928 | 0 | 3024.79 | 24407 | 24407 | 144002 | 144002 | 12745.105 | 2020
Vintage1981 | hard coal | TRUE | 814.6009.AR.ST | 6009 | N | . | White Bluff | Entergy Arkansas LLC | 814 | AR | WSC | SERC |  | 22 | 1 | Electric Utility | ST | SUB | COL | MISO | M | short tons | 20514 | 55625 | 261419 | 209832 | 237163 | 201872 | 413196 | 473674 | 273755 | 104699 | 0 | 179443 | 20514 | 55625 | 261419 | 209832 | 237163 | 201872 | 413196 | 473674 | 273755 | 104699 | 0 | 179443 | 17.79 | 17.14 | 17.24 | 17.12 | 17.25 | 17.54 | 17.4 | 17.02 | 17.1 | 17.24 | 0 | 17.49 | 364944 | 953413 | 4506864 | 3592324 | 4091062 | 3540835 | 7189610 | 8061931 | 4681211 | 1805011 | 0 | 3138458 | 364944 | 953413 | 4506864 | 3592324 | 4091062 | 3540835 | 7189610 | 8061931 | 4681211 | 1805011 | 0 | 3138458 | 25252.297 | 80171.199 | 403543.39 | 320204.04 | 367634.74 | 307964.86 | 693997.81 | 832912.63 | 444574.64 | 167721.07 | 0 | 298186.21 | 2431192 | 2431192 | 41925663 | 41925663 | 3942162.9 | 2020
Vintage1977 | nuclear | TRUE | 55951.6011.MD.ST | 6011 | N | 2 | Calvert Cliffs Nuclear Power Plant | Exelon Nuclear | 55951 | MD | SAT | RFC |  | 22 | 2 | NAICS-22 Non-Cogen | ST | NUC | NUC | PJM | M |  | 0 | 0 | 0 | 0 | 0 | 0 | 0 | 0 | 0 | 0 | 0 | 0 | 0 | 0 | 0 | 0 | 0 | 0 | 0 | 0 | 0 | 0 | 0 | 0 | 0 | 0 | 0 | 0 | 0 | 0 | 0 | 0 | 0 | 0 | 0 | 0 | 6931711 | 6477499 | 6864522 | 6662842 | 6867719 | 6612336 | 6670081 | 6609432 | 6462175 | 6783765 | 6657201 | 6930948 | 6931711 | 6477499 | 6864522 | 6662842 | 6867719 | 6612336 | 6670081 | 6609432 | 6462175 | 6783765 | 6657201 | 6930948 | 663577 | 620095 | 657145 | 637838 | 657451 | 633003 | 638531 | 632725 | 618628 | 649414 | 637298 | 663504 | 0 | 0 | 80530231 | 80530231 | 7709209 | 2020
Vintage1977 | nuclear | TRUE | 55951.6011.MD.ST | 6011 | N | 1 | Calvert Cliffs Nuclear Power Plant | Exelon Nuclear | 55951 | MD | SAT | RFC |  | 22 | 2 | NAICS-22 Non-Cogen | ST | NUC | NUC | PJM | M |  | 0 | 0 | 0 | 0 | 0 | 0 | 0 | 0 | 0 | 0 | 0 | 0 | 0 | 0 | 0 | 0 | 0 | 0 | 0 | 0 | 0 | 0 | 0 | 0 | 0 | 0 | 0 | 0 | 0 | 0 | 0 | 0 | 0 | 0 | 0 | 0 | 7162191 | 3338179 | 4194865 | 6902755 | 7125264 | 6744341 | 6902807 | 6860793 | 6721538 | 7038458 | 6877381 | 7132368 | 7162191 | 3338179 | 4194865 | 6902755 | 7125264 | 6744341 | 6902807 | 6860793 | 6721538 | 7038458 | 6877381 | 7132368 | 685641 | 319566 | 401577 | 660805 | 682106 | 645640 | 660810 | 656788 | 643457 | 673796 | 658376 | 682786 | 0 | 0 | 77000940 | 77000940 | 7371348 | 2020
Vintage1926 | hydro | TRUE | 61122.6012.MA.HY | 6012 | N | . | Sherman | Great River Hydro, LLC | 61122 | MA | NEW | NPCC |  | 22 | 2 | NAICS-22 Non-Cogen | HY | WAT | HYC | ISNE | A |  | 0 | 0 | 0 | 0 | 0 | 0 | 0 | 0 | 0 | 0 | 0 | 0 | 0 | 0 | 0 | 0 | 0 | 0 | 0 | 0 | 0 | 0 | 0 | 0 | 0 | 0 | 0 | 0 | 0 | 0 | 0 | 0 | 0 | 0 | 0 | 0 | 27848 | 23733 | 32387 | 34944 | 31491 | 10423 | 13239 | 7158 | 4075 | 15155 | 17870 | 24103 | 27848 | 23733 | 32387 | 34944 | 31491 | 10423 | 13239 | 7158 | 4075 | 15155 | 17870 | 24103 | 3176.401 | 2707.121 | 3694.217 | 3985.854 | 3591.963 | 1188.894 | 1510.101 | 816.448 | 464.768 | 1728.603 | 2038.298 | 2749.332 | 0 | 0 | 242426 | 242426 | 27652 | 2020
Vintage1964 | natural gas steam turbine | TRUE | 2507.6013.CA.ST | 6013 | N | . | Olive | City of Burbank Water and Power | 2507 | CA | PACC | WECC |  | 22 | 1 | Electric Utility | ST | NG | NG | LDWP | AM | mcf | 0 | 0 | 0 | 0 | 0 | 0 | 0 | 0 | 0 | 0 | 0 | 0 | 0 | 0 | 0 | 0 | 0 | 0 | 0 | 0 | 0 | 0 | 0 | 0 | 0 | 0 | 0 | 0 | 0 | 0 | 0 | 0 | 0 | 0 | 0 | 0 | 0 | 0 | 0 | 0 | 0 | 0 | 0 | 0 | 0 | 0 | 0 | 0 | 0 | 0 | 0 | 0 | 0 | 0 | 0 | 0 | 0 | 0 | 0 | 0 | 0 | 0 | 0 | 0 | 0 | 0 | 0 | 0 | 0 | 0 | 0 | 0 | 0 | 0 | 0 | 0 | 0 | 2020
Vintage1977 | nuclear | TRUE | 3046.6014.NC.ST | 6014 | N | 2 | Brunswick Nuclear | Duke Energy Progress - (NC) | 3046 | NC | SAT | SERC |  | 22 | 1 | Electric Utility | ST | NUC | NUC | CPLE | M |  | 0 | 0 | 0 | 0 | 0 | 0 | 0 | 0 | 0 | 0 | 0 | 0 | 0 | 0 | 0 | 0 | 0 | 0 | 0 | 0 | 0 | 0 | 0 | 0 | 0 | 0 | 0 | 0 | 0 | 0 | 0 | 0 | 0 | 0 | 0 | 0 | 7361793 | 6796247 | 7302104 | 7095399 | 7193341 | 6954368 | 7166547 | 7144621 | 6331245 | 6877757 | 7012657 | 7255693 | 7361793 | 6796247 | 7302104 | 7095399 | 7193341 | 6954368 | 7166547 | 7144621 | 6331245 | 6877757 | 7012657 | 7255693 | 704749 | 650609 | 699035 | 679247 | 688623 | 665746 | 686058 | 683959 | 606094 | 658412 | 671326 | 694592 | 0 | 0 | 84491772 | 84491772 | 8088450 | 2020
Vintage1977 | nuclear | TRUE | 3046.6014.NC.ST | 6014 | N | 1 | Brunswick Nuclear | Duke Energy Progress - (NC) | 3046 | NC | SAT | SERC |  | 22 | 1 | Electric Utility | ST | NUC | NUC | CPLE | M |  | 0 | 0 | 0 | 0 | 0 | 0 | 0 | 0 | 0 | 0 | 0 | 0 | 0 | 0 | 0 | 0 | 0 | 0 | 0 | 0 | 0 | 0 | 0 | 0 | 0 | 0 | 0 | 0 | 0 | 0 | 0 | 0 | 0 | 0 | 0 | 0 | 7405217 | 6643214 | 473004 | 6633624 | 7489171 | 4347459 | 7319873 | 2695543 | 7189424 | 7425168 | 7145394 | 7495783 | 7405217 | 6643214 | 473004 | 6633624 | 7489171 | 4347459 | 7319873 | 2695543 | 7189424 | 7425168 | 7145394 | 7495783 | 708906 | 635959 | 45281 | 635041 | 716943 | 416185 | 700736 | 258046 | 688248 | 710816 | 684033 | 717576 | 0 | 0 | 72262874 | 72262874 | 6917770 | 2020
Vintage1987 | nuclear | TRUE | 3046.6015.NC.ST | 6015 | N | 1 | Harris | Duke Energy Progress - (NC) | 3046 | NC | SAT | SERC |  | 22 | 1 | Electric Utility | ST | NUC | NUC | CPLE | M |  | 0 | 0 | 0 | 0 | 0 | 0 | 0 | 0 | 0 | 0 | 0 | 0 | 0 | 0 | 0 | 0 | 0 | 0 | 0 | 0 | 0 | 0 | 0 | 0 | 0 | 0 | 0 | 0 | 0 | 0 | 0 | 0 | 0 | 0 | 0 | 0 | 7766407 | 7254586 | 7072000 | 7481483 | 7683320 | 6489951 | 7488429 | 6788538 | 7340880 | 7646707 | 7470744 | 5963619 | 7766407 | 7254586 | 7072000 | 7481483 | 7683320 | 6489951 | 7488429 | 6788538 | 7340880 | 7646707 | 7470744 | 5963619 | 743483 | 694486 | 677007 | 716207 | 735529 | 621287 | 716872 | 649871 | 702747 | 732024 | 715179 | 570901 | 0 | 0 | 86446664 | 86446664 | 8275593 | 2020
Vintage0 | hard coal | TRUE | 49756.6016.IL.ST | 6016 | N | . | Duck Creek | Illinois Power Resources Generating LLC | 49756 | IL | ENC | SERC |  | 22 | 2 | NAICS-22 Non-Cogen | ST | BIT | COL | MISO | M | short tons | 0 | . | . | . | . | . | . | . | . | . | . | . | 0 | . | . | . | . | . | . | . | . | . | . | . | 0 | . | . | . | . | . | . | . | . | . | . | . | 0 | . | . | . | . | . | . | . | . | . | . | . | 0 | . | . | . | . | . | . | . | . | . | . | . | 0 | . | . | . | . | . | . | . | . | . | . | . | 0 | 0 | 0 | 0 | 0 | 2020
Vintage0 | petroleum | TRUE | 49756.6016.IL.ST | 6016 | N | . | Duck Creek | Illinois Power Resources Generating LLC | 49756 | IL | ENC | SERC |  | 22 | 2 | NAICS-22 Non-Cogen | ST | DFO | DFO | MISO | M | barrels | 0 | . | . | . | . | . | . | . | . | . | . | . | 0 | . | . | . | . | . | . | . | . | . | . | . | 0 | . | . | . | . | . | . | . | . | . | . | . | 0 | . | . | . | . | . | . | . | . | . | . | . | 0 | . | . | . | . | . | . | . | . | . | . | . | 0 | . | . | . | . | . | . | . | . | . | . | . | 0 | 0 | 0 | 0 | 0 | 2020
Vintage0 | hard coal | TRUE | 49756.6016.IL.ST | 6016 | N | . | Duck Creek | Illinois Power Resources Generating LLC | 49756 | IL | ENC | SERC |  | 22 | 2 | NAICS-22 Non-Cogen | ST | RC | COL | MISO | M | short tons | 0 | . | . | . | . | . | . | . | . | . | . | . | 0 | . | . | . | . | . | . | . | . | . | . | . | 0 | . | . | . | . | . | . | . | . | . | . | . | 0 | . | . | . | . | . | . | . | . | . | . | . | 0 | . | . | . | . | . | . | . | . | . | . | . | 0 | . | . | . | . | . | . | . | . | . | . | . | 0 | 0 | 0 | 0 | 0 | 2020
Vintage0 | hard coal | TRUE | 49756.6016.IL.ST | 6016 | N | . | Duck Creek | Illinois Power Resources Generating LLC | 49756 | IL | ENC | SERC |  | 22 | 2 | NAICS-22 Non-Cogen | ST | SUB | COL | MISO | M | short tons | 0 | . | . | . | . | . | . | . | . | . | . | . | 0 | . | . | . | . | . | . | . | . | . | . | . | 0 | . | . | . | . | . | . | . | . | . | . | . | 0 | . | . | . | . | . | . | . | . | . | . | . | 0 | . | . | . | . | . | . | . | . | . | . | . | 0 | . | . | . | . | . | . | . | . | . | . | . | 0 | 0 | 0 | 0 | 0 | 2020
Vintage1977 | hard coal | TRUE | 520.6017.IL.ST | 6017 | N | . | Newton | Illinois Power Generating Co | 520 | IL | ENC | SERC |  | 22 | 2 | NAICS-22 Non-Cogen | ST | BIT | COL | MISO | M | short tons | 0 | 0 | 0 | 0 | 0 | 0 | 0 | 0 | 0 | 0 | 0 | 0 | 0 | 0 | 0 | 0 | 0 | 0 | 0 | 0 | 0 | 0 | 0 | 0 | 0 | 0 | 0 | 0 | 0 | 0 | 0 | 0 | 0 | 0 | 0 | 0 | 0 | 0 | 0 | 0 | 0 | 0 | 0 | 0 | 0 | 0 | 0 | 0 | 0 | 0 | 0 | 0 | 0 | 0 | 0 | 0 | 0 | 0 | 0 | 0 | 0 | 0 | 0 | 0 | 0 | 0 | 0 | 0 | 0 | 0 | 0 | 0 | 0 | 0 | 0 | 0 | 0 | 2020
Vintage1977 | petroleum | TRUE | 520.6017.IL.ST | 6017 | N | . | Newton | Illinois Power Generating Co | 520 | IL | ENC | SERC |  | 22 | 2 | NAICS-22 Non-Cogen | ST | DFO | DFO | MISO | M | barrels | 246 | 650 | 459 | 328 | 2151 | 903 | 0 | 1146 | 73 | 614 | 327 | 779 | 246 | 650 | 459 | 328 | 2151 | 903 | 0 | 1146 | 73 | 614 | 327 | 779 | 5.8 | 5.8 | 5.8 | 5.8 | 5.8 | 5.8 | 0 | 5.8 | 5.8 | 5.8 | 5.8 | 5.8 | 1427 | 3770 | 2662 | 1902 | 12476 | 5237 | 0 | 6647 | 423 | 3561 | 1897 | 4518 | 1427 | 3770 | 2662 | 1902 | 12476 | 5237 | 0 | 6647 | 423 | 3561 | 1897 | 4518 | 135.292 | 351.112 | 281.237 | -5059 | 966.206 | 483.4 | 0 | 618.673 | 39.685 | 333.766 | 180.187 | 416.064 | 7676 | 7676 | 44520 | 44520 | -1253.378 | 2020
Vintage1977 | hard coal | TRUE | 520.6017.IL.ST | 6017 | N | . | Newton | Illinois Power Generating Co | 520 | IL | ENC | SERC |  | 22 | 2 | NAICS-22 Non-Cogen | ST | RC | COL | MISO | M | short tons | 139753 | 101983 | 28060 | 0 | 57029 | 125685 | 205374 | 178052 | 201570 | 158814 | 194139 | 193680 | 139753 | 101983 | 28060 | 0 | 57029 | 125685 | 205374 | 178052 | 201570 | 158814 | 194139 | 193680 | 17.6 | 17.6 | 17.7 | 0 | 17.6 | 17.6 | 17.4 | 17.5 | 17.5 | 17.5 | 17.6 | 17.6 | 2459653 | 1794901 | 496662 | 0 | 1003710 | 2212056 | 3573508 | 3115910 | 3527475 | 2779245 | 3416846 | 3408768 | 2459653 | 1794901 | 496662 | 0 | 1003710 | 2212056 | 3573508 | 3115910 | 3527475 | 2779245 | 3416846 | 3408768 | 233229.71 | 167164.97 | 52467.763 | 0 | 77733.794 | 204167.89 | 338921.1 | 290023.89 | 330626.32 | 260479.11 | 324617.81 | 313900.94 | 1584139 | 1584139 | 27788734 | 27788734 | 2593333.3 | 2020
Vintage1977 | hard coal | TRUE | 520.6017.IL.ST | 6017 | N | . | Newton | Illinois Power Generating Co | 520 | IL | ENC | SERC |  | 22 | 2 | NAICS-22 Non-Cogen | ST | SUB | COL | MISO | M | short tons | 0 | 560 | 0 | 0 | 0 | 15061 | 4944 | 112 | 0 | 3729 | 0 | 0 | 0 | 560 | 0 | 0 | 0 | 15061 | 4944 | 112 | 0 | 3729 | 0 | 0 | 0 | 17.6 | 0 | 0 | 0 | 17.6 | 17.4 | 17.5 | 0 | 17.5 | 0 | 0 | 0 | 9856 | 0 | 0 | 0 | 265074 | 86026 | 1960 | 0 | 65258 | 0 | 0 | 0 | 9856 | 0 | 0 | 0 | 265074 | 86026 | 1960 | 0 | 65258 | 0 | 0 | 0 | 917.921 | 0 | 0 | 0 | 24465.709 | 8158.9 | 182.434 | 0 | 6116.127 | 0 | 0 | 24406 | 24406 | 428174 | 428174 | 39841.091 | 2020
Vintage1981 | hard coal | TRUE | 55729.6018.KY.ST | 6018 | N | . | East Bend | Duke Energy Kentucky Inc | 55729 | KY | ESC | RFC |  | 22 | 1 | Electric Utility | ST | BIT | COL | PJM | M | short tons | 119509 | 77929 | 110918 | 0 | 0 | 130145 | 172163 | 176495 | 82056 | 0 | 35549 | 173232 | 119509 | 77929 | 110918 | 0 | 0 | 130145 | 172163 | 176495 | 82056 | 0 | 35549 | 173232 | 23.272 | 22.75 | 22.93 | 0 | 0 | 23.724 | 23.486 | 23.558 | 23.582 | 0 | 23.46 | 23.53 | 2781213 | 1772885 | 2543350 | 0 | 0 | 3087560 | 4043420 | 4157869 | 1935045 | 0 | 833980 | 4076149 | 2781213 | 1772885 | 2543350 | 0 | 0 | 3087560 | 4043420 | 4157869 | 1935045 | 0 | 833980 | 4076149 | 254073.57 | 144344.41 | 219578.83 | 0 | 0 | 279314.33 | 369328.12 | 378823.94 | 189322.2 | 0 | 49833.603 | 388091.63 | 1077996 | 1077996 | 25231471 | 25231471 | 2272710.6 | 2020
Vintage1981 | petroleum | TRUE | 55729.6018.KY.ST | 6018 | N | . | East Bend | Duke Energy Kentucky Inc | 55729 | KY | ESC | RFC |  | 22 | 1 | Electric Utility | ST | DFO | DFO | PJM | M | barrels | 1759 | 3259 | 2545 | 0 | 12 | 3238 | 1507 | 1233 | 1174 | 11 | 2414 | 1952 | 1759 | 3259 | 2545 | 0 | 12 | 3238 | 1507 | 1233 | 1174 | 11 | 2414 | 1952 | 5.84 | 5.84 | 5.84 | 0 | 5.84 | 5.84 | 5.84 | 5.84 | 5.84 | 5.84 | 5.84 | 5.84 | 10273 | 19033 | 14863 | 0 | 70 | 18910 | 8801 | 7201 | 6856 | 64 | 14098 | 11400 | 10273 | 19033 | 14863 | 0 | 70 | 18910 | 8801 | 7201 | 6856 | 64 | 14098 | 11400 | 938.434 | 1549.59 | 1283.172 | 0 | -4539 | 1710.675 | 803.877 | 656.058 | 670.798 | -3672 | 842.397 | 1085.368 | 19104 | 19104 | 111569 | 111569 | 1329.369 | 2020
Vintage1991 | hard coal | TRUE | 59920.6019.OH.ST | 6019 | N | . | W H Zimmer | Dynegy W H Zimmer | 59920 | OH | ENC | RFC |  | 22 | 2 | NAICS-22 Non-Cogen | ST | BIT | COL | PJM | M | short tons | 0 | 0 | 0 | 0 | 0 | 0 | 0 | 0 | 0 | 0 | 0 | 0 | 0 | 0 | 0 | 0 | 0 | 0 | 0 | 0 | 0 | 0 | 0 | 0 | 0 | 0 | 0 | 0 | 0 | 0 | 0 | 0 | 0 | 0 | 0 | 0 | 0 | 0 | 0 | 0 | 0 | 0 | 0 | 0 | 0 | 0 | 0 | 0 | 0 | 0 | 0 | 0 | 0 | 0 | 0 | 0 | 0 | 0 | 0 | 0 | 0 | 0 | 0 | 0 | 0 | 0 | 0 | 0 | 0 | 0 | 0 | 0 | 0 | 0 | 0 | 0 | 0 | 2020
Vintage1991 | petroleum | TRUE | 59920.6019.OH.ST | 6019 | N | . | W H Zimmer | Dynegy W H Zimmer | 59920 | OH | ENC | RFC |  | 22 | 2 | NAICS-22 Non-Cogen | ST | DFO | DFO | PJM | M | barrels | 0 | 0 | 0 | 0 | 0 | 0 | 0 | 0 | 0 | 0 | 0 | 0 | 0 | 0 | 0 | 0 | 0 | 0 | 0 | 0 | 0 | 0 | 0 | 0 | 0 | 0 | 0 | 0 | 0 | 0 | 0 | 0 | 0 | 0 | 0 | 0 | 0 | 0 | 0 | 0 | 0 | 0 | 0 | 0 | 0 | 0 | 0 | 0 | 0 | 0 | 0 | 0 | 0 | 0 | 0 | 0 | 0 | 0 | 0 | 0 | 0 | 0 | 0 | 0 | 0 | 0 | 0 | 0 | 0 | 0 | 0 | 0 | 0 | 0 | 0 | 0 | 0 | 2020
Vintage1991 | natural gas steam turbine | TRUE | 59920.6019.OH.ST | 6019 | N | . | W H Zimmer | Dynegy W H Zimmer | 59920 | OH | ENC | RFC |  | 22 | 2 | NAICS-22 Non-Cogen | ST | NG | NG | PJM | M | mcf | 116758 | 61243 | 22800 | 22895 | 46202 | 16365 | 95213 | 604821 | 79905 | 69465 | 14590 | 107849 | 116758 | 61243 | 22800 | 22895 | 46202 | 16365 | 95213 | 604821 | 79905 | 69465 | 14590 | 107849 | 1 | 1 | 1 | 1 | 1 | 1 | 1 | 1 | 1 | 1 | 1 | 1 | 116758 | 61243 | 22800 | 22895 | 46202 | 16365 | 95213 | 604821 | 79905 | 69465 | 14590 | 107849 | 116758 | 61243 | 22800 | 22895 | 46202 | 16365 | 95213 | 604821 | 79905 | 69465 | 14590 | 107849 | 11479.647 | 7341.363 | 1761.125 | 3175.922 | 4294.288 | 1710.014 | 9353.425 | 69899.886 | 8409.746 | 7423.274 | 1605.806 | 11021.82 | 1258106 | 1258106 | 1258106 | 1258106 | 137476.32 | 2020
Vintage1991 | hard coal | TRUE | 59920.6019.OH.ST | 6019 | N | . | W H Zimmer | Dynegy W H Zimmer | 59920 | OH | ENC | RFC |  | 22 | 2 | NAICS-22 Non-Cogen | ST | RC | COL | PJM | M | short tons | 173499 | 226976 | 161327 | 23552 | 139934 | 174054 | 230272 | 285460 | 161087 | 216707 | 292995 | 119771 | 173499 | 226976 | 161327 | 23552 | 139934 | 174054 | 230272 | 285460 | 161087 | 216707 | 292995 | 119771 | 25.39 | 20.99 | 20.97 | 17.371 | 20.92 | 25.62 | 25.6 | 20.99 | 25.5 | 24.81 | 24.65 | 24.65 | 4405140 | 4764226 | 3383027 | 409122 | 2927419 | 4459263 | 5894963 | 5991805 | 4107719 | 5376501 | 7222327 | 2952355 | 4405140 | 4764226 | 3383027 | 409122 | 2927419 | 4459263 | 5894963 | 5991805 | 4107719 | 5376501 | 7222327 | 2952355 | 433113.35 | 571100.64 | 261312.88 | 56752.078 | 272091.71 | 465957.99 | 579102.58 | 692480.11 | 432324.25 | 574551.73 | 794904.19 | 301721.18 | 2205634 | 2205634 | 51893867 | 51893867 | 5435412.7 | 2020
Vintage1987 | nuclear | TRUE | 64225.6020.OH.ST | 6020 | N | 1 | Perry | Energy Harbor Nuclear Generation LLC | 64225 | OH | ENC | RFC |  | 22 | 2 | NAICS-22 Non-Cogen | ST | NUC | NUC | PJM | M |  | 0 | 0 | 0 | 0 | 0 | 0 | 0 | 0 | 0 | 0 | 0 | 0 | 0 | 0 | 0 | 0 | 0 | 0 | 0 | 0 | 0 | 0 | 0 | 0 | 0 | 0 | 0 | 0 | 0 | 0 | 0 | 0 | 0 | 0 | 0 | 0 | 9702851 | 9330452 | 9738545 | 9588980 | 9836038 | 9312088 | 9290183 | 9502968 | 9321981 | 9782418 | 9548397 | 9856449 | 9702851 | 9330452 | 9738545 | 9588980 | 9836038 | 9312088 | 9290183 | 9502968 | 9321981 | 9782418 | 9548397 | 9856449 | 928860 | 893210 | 932277 | 917959 | 941610 | 891452 | 889355 | 909725 | 892399 | 936477 | 914074 | 943564 | 0 | 0 | 114811350 | 114811350 | 10990962 | 2020
Vintage1984 | petroleum | TRUE | 30151.6021.CO.ST | 6021 | N | . | Craig (CO) | Tri-State G & T Assn, Inc | 30151 | CO | MTN | WECC |  | 22 | 1 | Electric Utility | ST | DFO | DFO | WACM | M | barrels | 0 | 44 | 28 | 52 | 0 | 43 | 119 | 0 | 81 | 677 | 45 | 2 | 0 | 44 | 28 | 52 | 0 | 43 | 119 | 0 | 81 | 677 | 45 | 2 | 0 | 5.5 | 5.5 | 5.5 | 0 | 5.5 | 5.5 | 0 | 5.5 | 5.5 | 5.5 | 5.5 | 0 | 242 | 154 | 286 | 0 | 237 | 655 | 0 | 446 | 3724 | 248 | 11 | 0 | 242 | 154 | 286 | 0 | 237 | 655 | 0 | 446 | 3724 | 248 | 11 | 0 | 23.114 | 14.669 | 26.887 | 0 | 22.109 | 62.722 | 0 | 42.75 | 359.588 | 23.489 | 1.05 | 1091 | 1091 | 6003 | 6003 | 576.378 | 2020
Vintage1984 | natural gas steam turbine | TRUE | 30151.6021.CO.ST | 6021 | N | . | Craig (CO) | Tri-State G & T Assn, Inc | 30151 | CO | MTN | WECC |  | 22 | 1 | Electric Utility | ST | NG | NG | WACM | M | mcf | 11826 | 15779 | 20909 | 19951 | 16128 | 39114 | 30099 | 18487 | 28542 | 17001 | 35057 | 21242 | 11826 | 15779 | 20909 | 19951 | 16128 | 39114 | 30099 | 18487 | 28542 | 17001 | 35057 | 21242 | 1.051 | 1.049 | 1.05 | 1.048 | 1.04 | 1.033 | 1.029 | 1.024 | 1.026 | 1.024 | 1.029 | 1.049 | 12429 | 16552 | 21954 | 20909 | 16773 | 40405 | 30972 | 18931 | 29284 | 17409 | 36074 | 22283 | 12429 | 16552 | 21954 | 20909 | 16773 | 40405 | 30972 | 18931 | 29284 | 17409 | 36074 | 22283 | 1204.399 | 1580.97 | 2091.303 | 1965.638 | 1560.313 | 3777.168 | 2968.097 | 1834.482 | 2810.093 | 1681.232 | 3423.607 | 2127.586 | 274135 | 274135 | 283975 | 283975 | 27024.888 | 2020
Vintage1984 | hard coal | TRUE | 30151.6021.CO.ST | 6021 | N | . | Craig (CO) | Tri-State G & T Assn, Inc | 30151 | CO | MTN | WECC |  | 22 | 1 | Electric Utility | ST | SUB | COL | WACM | M | short tons | 369118 | 345564 | 309085 | 281149 | 184757 | 284030 | 313973 | 356523 | 306960 | 265298 | 314701 | 342760 | 369118 | 345564 | 309085 | 281149 | 184757 | 284030 | 313973 | 356523 | 306960 | 265298 | 314701 | 342760 | 19.781 | 19.44 | 19.564 | 19.612 | 20.105 | 20.121 | 20.043 | 20.078 | 19.689 | 19.806 | 19.696 | 20.044 | 7301523 | 6717764 | 6046939 | 5513894 | 3714539 | 5714968 | 6292961 | 7158269 | 6043735 | 5254492 | 6198351 | 6870281 | 7301523 | 6717764 | 6046939 | 5513894 | 3714539 | 5714968 | 6292961 | 7158269 | 6043735 | 5254492 | 6198351 | 6870281 | 707527.6 | 641642.92 | 576010.03 | 518365.48 | 345543.69 | 534253.72 | 603067.18 | 693673.52 | 579955.16 | 507439.18 | 588260.9 | 655980.36 | 3673918 | 3673918 | 72827716 | 72827716 | 6951719.7 | 2020
Vintage1988 | nuclear | TRUE | 55951.6022.IL.ST | 6022 | N | 2 | Braidwood Generation Station | Exelon Nuclear | 55951 | IL | ENC | RFC |  | 22 | 2 | NAICS-22 Non-Cogen | ST | NUC | NUC | PJM | M |  | 0 | 0 | 0 | 0 | 0 | 0 | 0 | 0 | 0 | 0 | 0 | 0 | 0 | 0 | 0 | 0 | 0 | 0 | 0 | 0 | 0 | 0 | 0 | 0 | 0 | 0 | 0 | 0 | 0 | 0 | 0 | 0 | 0 | 0 | 0 | 0 | 9199293 | 8604822 | 9185838 | 5148760 | 7250668 | 8737340 | 8916457 | 8968207 | 8789727 | 9155910 | 8895931 | 9175235 | 9199293 | 8604822 | 9185838 | 5148760 | 7250668 | 8737340 | 8916457 | 8968207 | 8789727 | 9155910 | 8895931 | 9175235 | 880654 | 823745 | 879366 | 492894 | 694111 | 836431 | 853578 | 858532 | 841446 | 876501 | 851613 | 878351 | 0 | 0 | 102028188 | 102028188 | 9767222 | 2020
Vintage1988 | nuclear | TRUE | 55951.6022.IL.ST | 6022 | N | 1 | Braidwood Generation Station | Exelon Nuclear | 55951 | IL | ENC | RFC |  | 22 | 2 | NAICS-22 Non-Cogen | ST | NUC | NUC | PJM | M |  | 0 | 0 | 0 | 0 | 0 | 0 | 0 | 0 | 0 | 0 | 0 | 0 | 0 | 0 | 0 | 0 | 0 | 0 | 0 | 0 | 0 | 0 | 0 | 0 | 0 | 0 | 0 | 0 | 0 | 0 | 0 | 0 | 0 | 0 | 0 | 0 | 9486526 | 8875039 | 9473155 | 9148431 | 9296033 | 8993381 | 9190048 | 9234590 | 8989172 | 9438516 | 9181378 | 9467629 | 9486526 | 8875039 | 9473155 | 9148431 | 9296033 | 8993381 | 9190048 | 9234590 | 8989172 | 9438516 | 9181378 | 9467629 | 908151 | 849613 | 906871 | 875785 | 889915 | 860942 | 879769 | 884033 | 860539 | 903555 | 878939 | 906342 | 0 | 0 | 110773898 | 110773898 | 10604454 | 2020
Vintage1987 | nuclear | TRUE | 55951.6023.IL.ST | 6023 | N | 2 | Byron Generating Station | Exelon Nuclear | 55951 | IL | ENC | RFC |  | 22 | 2 | NAICS-22 Non-Cogen | ST | NUC | NUC | PJM | M |  | 0 | 0 | 0 | 0 | 0 | 0 | 0 | 0 | 0 | 0 | 0 | 0 | 0 | 0 | 0 | 0 | 0 | 0 | 0 | 0 | 0 | 0 | 0 | 0 | 0 | 0 | 0 | 0 | 0 | 0 | 0 | 0 | 0 | 0 | 0 | 0 | 9124207 | 8534208 | 9077190 | 8790729 | 8928972 | 8630091 | 8890844 | 8930256 | 7983506 | 4136910 | 8843409 | 9154396 | 9124207 | 8534208 | 9077190 | 8790729 | 8928972 | 8630091 | 8890844 | 8930256 | 7983506 | 4136910 | 8843409 | 9154396 | 873466 | 816985 | 868965 | 841542 | 854776 | 826164 | 851126 | 854899 | 764266 | 396029 | 846585 | 876356 | 0 | 0 | 101024718 | 101024718 | 9671159 | 2020
Vintage1987 | nuclear | TRUE | 55951.6023.IL.ST | 6023 | N | 1 | Byron Generating Station | Exelon Nuclear | 55951 | IL | ENC | RFC |  | 22 | 2 | NAICS-22 Non-Cogen | ST | NUC | NUC | PJM | M |  | 0 | 0 | 0 | 0 | 0 | 0 | 0 | 0 | 0 | 0 | 0 | 0 | 0 | 0 | 0 | 0 | 0 | 0 | 0 | 0 | 0 | 0 | 0 | 0 | 0 | 0 | 0 | 0 | 0 | 0 | 0 | 0 | 0 | 0 | 0 | 0 | 9401934 | 8521275 | 2881440 | 9047659 | 9277690 | 8885098 | 9120770 | 9167129 | 8940514 | 9307325 | 9019183 | 9361884 | 9401934 | 8521275 | 2881440 | 9047659 | 9277690 | 8885098 | 9120770 | 9167129 | 8940514 | 9307325 | 9019183 | 9361884 | 900053 | 815747 | 275842 | 866138 | 888159 | 850576 | 873137 | 877575 | 855881 | 890996 | 863412 | 896219 | 0 | 0 | 102931901 | 102931901 | 9853735 | 2020
Vintage1984 | nuclear | TRUE | 55951.6026.IL.ST | 6026 | N | 2 | LaSalle Generating Station | Exelon Nuclear | 55951 | IL | ENC | RFC |  | 22 | 2 | NAICS-22 Non-Cogen | ST | NUC | NUC | PJM | M |  | 0 | 0 | 0 | 0 | 0 | 0 | 0 | 0 | 0 | 0 | 0 | 0 | 0 | 0 | 0 | 0 | 0 | 0 | 0 | 0 | 0 | 0 | 0 | 0 | 0 | 0 | 0 | 0 | 0 | 0 | 0 | 0 | 0 | 0 | 0 | 0 | 9123570 | 8537916 | 9075330 | 8789403 | 8955139 | 8589916 | 8736640 | 8798752 | 8610380 | 9034664 | 8792140 | 9085181 | 9123570 | 8537916 | 9075330 | 8789403 | 8955139 | 8589916 | 8736640 | 8798752 | 8610380 | 9034664 | 8792140 | 9085181 | 873405 | 817340 | 868787 | 841415 | 857281 | 822318 | 836364 | 842310 | 824277 | 864894 | 841677 | 869730 | 0 | 0 | 106129031 | 106129031 | 10159798 | 2020
Vintage1984 | nuclear | TRUE | 55951.6026.IL.ST | 6026 | N | 1 | LaSalle Generating Station | Exelon Nuclear | 55951 | IL | ENC | RFC |  | 22 | 2 | NAICS-22 Non-Cogen | ST | NUC | NUC | PJM | M |  | 0 | 0 | 0 | 0 | 0 | 0 | 0 | 0 | 0 | 0 | 0 | 0 | 0 | 0 | 0 | 0 | 0 | 0 | 0 | 0 | 0 | 0 | 0 | 0 | 0 | 0 | 0 | 0 | 0 | 0 | 0 | 0 | 0 | 0 | 0 | 0 | 8545938 | 2576918 | 9093830 | 8796621 | 9002302 | 8602848 | 8619959 | 8765826 | 8624043 | 9062273 | 8819143 | 9101957 | 8545938 | 2576918 | 9093830 | 8796621 | 9002302 | 8602848 | 8619959 | 8765826 | 8624043 | 9062273 | 8819143 | 9101957 | 818108 | 246690 | 870558 | 842106 | 861796 | 823556 | 825194 | 839158 | 825585 | 867537 | 844262 | 871336 | 0 | 0 | 99611658 | 99611658 | 9535886 | 2020
Vintage2016 | petroleum | TRUE | 7570.6030.ND.IC | 6030 | Y | . | Coal Creek | Great River Energy | 7570 | ND | WNC | MRO |  | 22 | 1 | Electric Utility | IC | DFO | DFO | MISO | M | barrels | 0 | 0 | 0 | 0 | 0 | 0 | 0 | 0 | 0 | 0 | 0 | 0 | 0 | 0 | 0 | 0 | 0 | 0 | 0 | 0 | 0 | 0 | 0 | 0 | 0 | 0 | 0 | 0 | 0 | 0 | 0 | 0 | 0 | 0 | 0 | 0 | 0 | 0 | 0 | 0 | 0 | 0 | 0 | 0 | 0 | 0 | 0 | 0 | 0 | 0 | 0 | 0 | 0 | 0 | 0 | 0 | 0 | 0 | 0 | 0 | 0 | 0 | 0 | 0 | 0 | 0 | 0 | 0 | 0 | 0 | 0 | 0 | 0 | 0 | 0 | 0 | 0 | 2020
Vintage1980 | petroleum | TRUE | 7570.6030.ND.ST | 6030 | Y | . | Coal Creek | Great River Energy | 7570 | ND | WNC | MRO |  | 22 | 1 | Electric Utility | ST | DFO | DFO | MISO | M | barrels | 415 | 0 | 98 | 1445 | 2503 | 1608 | 481 | 373 | 630 | 398 | 0 | 689 | 388 | 0 | 96 | 1347 | 2333 | 1516 | 456 | 352 | 588 | 367 | 0 | 641 | 5.7 | 0 | 5.7 | 5.7 | 5.7 | 5.7 | 5.7 | 5.7 | 5.7 | 5.7 | 0 | 5.7 | 2366 | 0 | 559 | 8237 | 14267 | 9166 | 2742 | 2126 | 3591 | 2269 | 0 | 3927 | 2211 | 0 | 547 | 7677 | 13297 | 8644 | 2602 | 2007 | 3349 | 2090 | 0 | 3654 | 222.183 | 0 | 55.006 | 773.581 | 1338.704 | 869.491 | 261.972 | 204.723 | 336.771 | 210.233 | 0 | 368.067 | 8640 | 8084 | 49250 | 46078 | 4640.731 | 2020
Vintage1980 | lignite | TRUE | 7570.6030.ND.ST | 6030 | Y | . | Coal Creek | Great River Energy | 7570 | ND | WNC | MRO |  | 22 | 1 | Electric Utility | ST | LIG | COL | MISO | M | short tons | 0 | 0 | 0 | 0 | 0 | 0 | 0 | 0 | 0 | 0 | 0 | 0 | 0 | 0 | 0 | 0 | 0 | 0 | 0 | 0 | 0 | 0 | 0 | 0 | 0 | 0 | 0 | 0 | 0 | 0 | 0 | 0 | 0 | 0 | 0 | 0 | 0 | 0 | 0 | 0 | 0 | 0 | 0 | 0 | 0 | 0 | 0 | 0 | 0 | 0 | 0 | 0 | 0 | 0 | 0 | 0 | 0 | 0 | 0 | 0 | 0 | 0 | 0 | 0 | 0 | 0 | 0 | 0 | 0 | 0 | 0 | 0 | 0 | 0 | 0 | 0 | 0 | 2020
Vintage1980 | hard coal | TRUE | 7570.6030.ND.ST | 6030 | Y | . | Coal Creek | Great River Energy | 7570 | ND | WNC | MRO |  | 22 | 1 | Electric Utility | ST | RC | COL | MISO | M | short tons | 652607 | 579696 | 437741 | 312979 | 486614 | 514015 | 601115 | 571203 | 516880 | 571180 | 592673 | 610800 | 609928 | 556802 | 428923 | 291712 | 453533 | 484780 | 570422 | 539188 | 482118 | 526142 | 551046 | 568345 | 13.2 | 13.3 | 12.7 | 13.2 | 13.6 | 13.6 | 13.5 | 13.7 | 13.7 | 13.6 | 13.6 | 13.5 | 8614412 | 7709957 | 5559311 | 4131323 | 6617950 | 6990604 | 8115053 | 7825481 | 7081256 | 7768048 | 8060353 | 8245800 | 8051050 | 7405469 | 5447328 | 3850604 | 6168048 | 6593013 | 7700698 | 7386882 | 6605021 | 7155530 | 7494227 | 7672663 | 809119.82 | 744112 | 547427.99 | 388018.42 | 620972.3 | 663160.51 | 775402.03 | 753517.28 | 664094.23 | 719870.77 | 754657 | 772797.93 | 6447503 | 6062939 | 86719548 | 81530533 | 8213150.3 | 2020
Vintage1999 | natural gas peaker | TRUE | 5109.6034.MI.GT | 6034 | N | . | Belle River | DTE Electric Company | 5109 | MI | ENC | RFC |  | 22 | 1 | Electric Utility | GT | NG | NG | MISO | M | mcf | 953896 | 1099831 | 129079 | 5458 | 36898 | 500702 | 1207262 | 370301 | 64849 | 163423 | 12658 | 19874 | 953896 | 1099831 | 129079 | 5458 | 36898 | 500702 | 1207262 | 370301 | 64849 | 163423 | 12658 | 19874 | 1.051 | 1.039 | 1.037 | 1.037 | 1.017 | 1.02 | 1.034 | 1.023 | 1.023 | 1.032 | 1.02 | 1.02 | 1002545 | 1142724 | 133855 | 5660 | 37525 | 510716 | 1248309 | 378818 | 66341 | 168653 | 12911 | 20271 | 1002545 | 1142724 | 133855 | 5660 | 37525 | 510716 | 1248309 | 378818 | 66341 | 168653 | 12911 | 20271 | 78303 | 91111 | 12141 | 260 | 2622 | 38875 | 94587 | 29040 | 4937 | 13195 | 772 | 1380 | 4564231 | 4564231 | 4728328 | 4728328 | 367223 | 2020
Vintage1981 | petroleum | TRUE | 5109.6034.MI.IC | 6034 | N | . | Belle River | DTE Electric Company | 5109 | MI | ENC | RFC |  | 22 | 1 | Electric Utility | IC | DFO | DFO | MISO | M | barrels | 48 | 0 | 26 | 28 | 0 | 39 | 603 | 0 | 0 | 0 | 0 | 22 | 48 | 0 | 26 | 28 | 0 | 39 | 603 | 0 | 0 | 0 | 0 | 22 | 5.78 | 0 | 5.76 | 5.76 | 0 | 5.77 | 5.77 | 0 | 0 | 0 | 0 | 5.75 | 277 | 0 | 150 | 161 | 0 | 225 | 3479 | 0 | 0 | 0 | 0 | 127 | 277 | 0 | 150 | 161 | 0 | 225 | 3479 | 0 | 0 | 0 | 0 | 127 | -48 | 0 | -29 | -35 | -22 | -4 | 306 | -29 | -30 | 0 | -38 | -29 | 766 | 766 | 4419 | 4419 | 42 | 2020
Vintage1985 | petroleum | TRUE | 5109.6034.MI.ST | 6034 | N | . | Belle River | DTE Electric Company | 5109 | MI | ENC | RFC |  | 22 | 1 | Electric Utility | ST | DFO | DFO | MISO | M | barrels | 6699 | 206 | 3727 | 2835 | 849 | 801 | 5479 | 9577 | 2371 | 745 | 1340 | 5788 | 6699 | 206 | 3727 | 2835 | 849 | 801 | 5479 | 9577 | 2371 | 745 | 1340 | 5788 | 5.835 | 5.832 | 5.832 | 5.834 | 5.855 | 5.85 | 5.848 | 5.718 | 5.76 | 5.779 | 5.778 | 5.737 | 39089 | 1201 | 21736 | 16539 | 4971 | 4686 | 32041 | 54761 | 13657 | 4305 | 7743 | 33206 | 39089 | 1201 | 21736 | 16539 | 4971 | 4686 | 32041 | 54761 | 13657 | 4305 | 7743 | 33206 | 3441.874 | -4461 | 1900.95 | 1446.314 | 448.973 | 439.049 | 2971.91 | 4977.647 | 1264.274 | 408.165 | 747.384 | 3071.817 | 40417 | 40417 | 233935 | 233935 | 16657.357 | 2020
Vintage1985 | hard coal | TRUE | 5109.6034.MI.ST | 6034 | N | . | Belle River | DTE Electric Company | 5109 | MI | ENC | RFC |  | 22 | 1 | Electric Utility | ST | RC | COL | MISO | M | short tons | 111065 | 0 | 135934 | 83555 | 158008 | 158359 | 177691 | 288406 | 301908 | 407151 | 390105 | 265237 | 111065 | 0 | 135934 | 83555 | 158008 | 158359 | 177691 | 288406 | 301908 | 407151 | 390105 | 265237 | 18.294 | 0 | 18.03 | 18.006 | 17.852 | 18.352 | 18.532 | 18.446 | 18.414 | 18.653 | 18.168 | 18.415 | 2031823 | 0 | 2450890 | 1504491 | 2820759 | 2906204 | 3292970 | 5319937 | 5559334 | 7594588 | 7087428 | 4884339 | 2031823 | 0 | 2450890 | 1504491 | 2820759 | 2906204 | 3292970 | 5319937 | 5559334 | 7594588 | 7087428 | 4884339 | 178908.13 | 0 | 214347.05 | 131562.69 | 254772.03 | 272301.95 | 305432.09 | 483567.35 | 514647.73 | 719997.84 | 684147.62 | 451843.18 | 2477419 | 2477419 | 45452763 | 45452763 | 4211527.6 | 2020
Vintage1985 | hard coal | TRUE | 5109.6034.MI.ST | 6034 | N | . | Belle River | DTE Electric Company | 5109 | MI | ENC | RFC |  | 22 | 1 | Electric Utility | ST | SUB | COL | MISO | M | short tons | 0 | 0 | 0 | 0 | 0 | 0 | 0 | 0 | 0 | 0 | 0 | 0 | 0 | 0 | 0 | 0 | 0 | 0 | 0 | 0 | 0 | 0 | 0 | 0 | 0 | 0 | 0 | 0 | 0 | 0 | 0 | 0 | 0 | 0 | 0 | 0 | 0 | 0 | 0 | 0 | 0 | 0 | 0 | 0 | 0 | 0 | 0 | 0 | 0 | 0 | 0 | 0 | 0 | 0 | 0 | 0 | 0 | 0 | 0 | 0 | 0 | 0 | 0 | 0 | 0 | 0 | 0 | 0 | 0 | 0 | 0 | 0 | 0 | 0 | 0 | 0 | 0 | 2020
Vintage1999 | natural gas peaker | TRUE | 5109.6035.MI.GT | 6035 | N | . | Greenwood (MI) | DTE Electric Company | 5109 | MI | ENC | RFC |  | 22 | 1 | Electric Utility | GT | NG | NG | MISO | M | mcf | 13097 | 0 | 1491 | 2206 | 37723 | 284901 | 558307 | 225038 | 15355 | 14228 | 10665 | 51931 | 13097 | 0 | 1491 | 2206 | 37723 | 284901 | 558307 | 225038 | 15355 | 14228 | 10665 | 51931 | 1.052 | 0 | 1.052 | 1.052 | 1.016 | 1.02 | 1.02 | 1.023 | 1.023 | 1.007 | 1.013 | 1.039 | 13778 | 0 | 1569 | 2321 | 38327 | 290599 | 569473 | 230214 | 15708 | 14328 | 10804 | 53956 | 13778 | 0 | 1569 | 2321 | 38327 | 290599 | 569473 | 230214 | 15708 | 14328 | 10804 | 53956 | 894 | 0 | -92 | 68 | 3367 | 24459 | 50777 | 20433 | 1155 | 989 | 731.08 | 4346 | 1214942 | 1214942 | 1241077 | 1241077 | 107127.08 | 2020
Vintage1979 | petroleum | TRUE | 5109.6035.MI.ST | 6035 | N | . | Greenwood (MI) | DTE Electric Company | 5109 | MI | ENC | RFC |  | 22 | 1 | Electric Utility | ST | DFO | DFO | MISO | M | barrels | 54 | 47 | 35 | 2 | 67 | 30 | 86 | 59 | 4 | 15 | 0 | 0 | 54 | 47 | 35 | 2 | 67 | 30 | 86 | 59 | 4 | 15 | 0 | 0 | 5.803 | 5.803 | 5.803 | 5.809 | 5.809 | 5.809 | 5.809 | 5.804 | 5.828 | 5.828 | 0 | 0 | 313 | 273 | 203 | 12 | 389 | 174 | 500 | 342 | 23 | 87 | 0 | 0 | 313 | 273 | 203 | 12 | 389 | 174 | 500 | 342 | 23 | 87 | 0 | 0 | 31.672 | 27.755 | 19.706 | 0.304 | 37.064 | 16.993 | 46.08 | 30.575 | 1.894 | 7.859 | -0.222 | 0 | 399 | 399 | 2316 | 2316 | 219.68 | 2020
Vintage1979 | natural gas steam turbine | TRUE | 5109.6035.MI.ST | 6035 | N | . | Greenwood (MI) | DTE Electric Company | 5109 | MI | ENC | RFC |  | 22 | 1 | Electric Utility | ST | NG | NG | MISO | M | mcf | 1160474 | 917705 | 500171 | 63678 | 1592903 | 741998 | 1762739 | 1315109 | 114414 | 416130 | 0 | 205 | 1160474 | 917705 | 500171 | 63678 | 1592903 | 741998 | 1762739 | 1315109 | 114414 | 416130 | 0 | 205 | 1.061 | 1.047 | 1.041 | 1.047 | 1.046 | 1.036 | 1.045 | 1.036 | 1.042 | 1.052 | 0 | 1.052 | 1231263 | 960837 | 520678 | 66671 | 1666177 | 768710 | 1842062 | 1362453 | 119219 | 437769 | 0 | 216 | 1231263 | 960837 | 520678 | 66671 | 1666177 | 768710 | 1842062 | 1362453 | 119219 | 437769 | 0 | 216 | 124447.33 | 97778.245 | 50517.294 | 1744.696 | 158670.94 | 74957.007 | 169910.68 | 121647.43 | 9685.106 | 39353.141 | -859.686 | -1065 | 8585526 | 8585526 | 8976055 | 8976055 | 846787.17 | 2020
Vintage1979 | petroleum | TRUE | 5109.6035.MI.ST | 6035 | N | . | Greenwood (MI) | DTE Electric Company | 5109 | MI | ENC | RFC |  | 22 | 1 | Electric Utility | ST | RFO | RFO | MISO | M | barrels | 0 | 0 | 0 | 0 | 0 | 0 | 84 | 0 | 0 | 0 | 0 | 0 | 0 | 0 | 0 | 0 | 0 | 0 | 84 | 0 | 0 | 0 | 0 | 0 | 0 | 0 | 0 | 0 | 0 | 0 | 6.097 | 0 | 0 | 0 | 0 | 0 | 0 | 0 | 0 | 0 | 0 | 0 | 512 | 0 | 0 | 0 | 0 | 0 | 0 | 0 | 0 | 0 | 0 | 0 | 512 | 0 | 0 | 0 | 0 | 0 | 0 | 0 | 0 | 0 | 0 | 0 | 47.24 | 0 | 0 | 0 | -0.092 | 0 | 84 | 84 | 512 | 512 | 47.148 | 2020
Vintage1979 | petroleum | TRUE | 5109.6035.MI.ST | 6035 | N | . | Greenwood (MI) | DTE Electric Company | 5109 | MI | ENC | RFC |  | 22 | 1 | Electric Utility | ST | WO | WOO | MISO | M | barrels | 0 | 0 | 0 | 0 | 0 | 0 | 0 | 0 | 0 | 0 | 0 | 0 | 0 | 0 | 0 | 0 | 0 | 0 | 0 | 0 | 0 | 0 | 0 | 0 | 0 | 0 | 0 | 0 | 0 | 0 | 0 | 0 | 0 | 0 | 0 | 0 | 0 | 0 | 0 | 0 | 0 | 0 | 0 | 0 | 0 | 0 | 0 | 0 | 0 | 0 | 0 | 0 | 0 | 0 | 0 | 0 | 0 | 0 | 0 | 0 | 0 | 0 | 0 | 0 | 0 | 0 | 0 | 0 | 0 | 0 | 0 | 0 | 0 | 0 | 0 | 0 | 0 | 2020
Vintage1986 | nuclear | TRUE | 5416.6036.SC.ST | 6036 | N | 2 | Catawba | Duke Energy Carolinas, LLC | 5416 | SC | SAT | SERC |  | 22 | 1 | Electric Utility | ST | NUC | NUC | DUK | M |  | 0 | 0 | 0 | 0 | 0 | 0 | 0 | 0 | 0 | 0 | 0 | 0 | 0 | 0 | 0 | 0 | 0 | 0 | 0 | 0 | 0 | 0 | 0 | 0 | 0 | 0 | 0 | 0 | 0 | 0 | 0 | 0 | 0 | 0 | 0 | 0 | 9061865 | 8468085 | 9033285 | 8732086 | 8964154 | 8628848 | 8858064 | 8846072 | 8610327 | 8738437 | 8722267 | 9061834 | 9061865 | 8468085 | 9033285 | 8732086 | 8964154 | 8628848 | 8858064 | 8846072 | 8610327 | 8738437 | 8722267 | 9061834 | 867498 | 810655 | 864762 | 835928 | 858144 | 826045 | 847988 | 846840 | 824272 | 836536 | 834988 | 867495 | 0 | 0 | 105725324 | 105725324 | 10121151 | 2020
Vintage1986 | nuclear | TRUE | 5416.6036.SC.ST | 6036 | N | 1 | Catawba | Duke Energy Carolinas, LLC | 5416 | SC | SAT | SERC |  | 22 | 1 | Electric Utility | ST | NUC | NUC | DUK | M |  | 0 | 0 | 0 | 0 | 0 | 0 | 0 | 0 | 0 | 0 | 0 | 0 | 0 | 0 | 0 | 0 | 0 | 0 | 0 | 0 | 0 | 0 | 0 | 0 | 0 | 0 | 0 | 0 | 0 | 0 | 0 | 0 | 0 | 0 | 0 | 0 | 9163567 | 7394363 | 9078673 | 8596518 | 200364 | 8410088 | 9034998 | 9040054 | 8459456 | 8964133 | 8903191 | 9228625 | 9163567 | 7394363 | 9078673 | 8596518 | 200364 | 8410088 | 9034998 | 9040054 | 8459456 | 8964133 | 8903191 | 9228625 | 877234 | 707867 | 869107 | 822950 | 19181 | 805103 | 864926 | 865410 | 809829 | 858142 | 852308 | 883462 | 0 | 0 | 96474030 | 96474030 | 9235519 | 2020
Vintage1984 | nuclear | TRUE | 5416.6038.NC.ST | 6038 | N | 2 | McGuire | Duke Energy Carolinas, LLC | 5416 | NC | SAT | SERC |  | 22 | 1 | Electric Utility | ST | NUC | NUC | DUK | M |  | 0 | 0 | 0 | 0 | 0 | 0 | 0 | 0 | 0 | 0 | 0 | 0 | 0 | 0 | 0 | 0 | 0 | 0 | 0 | 0 | 0 | 0 | 0 | 0 | 0 | 0 | 0 | 0 | 0 | 0 | 0 | 0 | 0 | 0 | 0 | 0 | 9222002 | 8593186 | 5558796 | 4855834 | 9119423 | 8897435 | 9098269 | 9028898 | 8773170 | 9151774 | 8899326 | 9217312 | 9222002 | 8593186 | 5558796 | 4855834 | 9119423 | 8897435 | 9098269 | 9028898 | 8773170 | 9151774 | 8899326 | 9217312 | 882828 | 822631 | 532147 | 464852 | 873008 | 851757 | 870983 | 864342 | 839861 | 876105 | 851938 | 882379 | 0 | 0 | 100415425 | 100415425 | 9612831 | 2020
Vintage1984 | nuclear | TRUE | 5416.6038.NC.ST | 6038 | N | 1 | McGuire | Duke Energy Carolinas, LLC | 5416 | NC | SAT | SERC |  | 22 | 1 | Electric Utility | ST | NUC | NUC | DUK | M |  | 0 | 0 | 0 | 0 | 0 | 0 | 0 | 0 | 0 | 0 | 0 | 0 | 0 | 0 | 0 | 0 | 0 | 0 | 0 | 0 | 0 | 0 | 0 | 0 | 0 | 0 | 0 | 0 | 0 | 0 | 0 | 0 | 0 | 0 | 0 | 0 | 9285409 | 8691252 | 9259085 | 8958471 | 9229429 | 8917794 | 9095501 | 8934153 | 5221464 | 2694122 | 8975717 | 9286193 | 9285409 | 8691252 | 9259085 | 8958471 | 9229429 | 8917794 | 9095501 | 8934153 | 5221464 | 2694122 | 8975717 | 9286193 | 888898 | 832019 | 886378 | 857600 | 883539 | 853706 | 870718 | 855272 | 499854 | 257910 | 859251 | 888973 | 0 | 0 | 98548590 | 98548590 | 9434118 | 2020
Vintage1987 | nuclear | TRUE | 64225.6040.PA.ST | 6040 | N | 2 | Beaver Valley | Energy Harbor Nuclear Generation LLC | 64225 | PA | MAT | RFC |  | 22 | 2 | NAICS-22 Non-Cogen | ST | NUC | NUC | PJM | M |  | 0 | 0 | 0 | 0 | 0 | 0 | 0 | 0 | 0 | 0 | 0 | 0 | 0 | 0 | 0 | 0 | 0 | 0 | 0 | 0 | 0 | 0 | 0 | 0 | 0 | 0 | 0 | 0 | 0 | 0 | 0 | 0 | 0 | 0 | 0 | 0 | 7208728 | 6748112 | 6754756 | 1948509 | 5534311 | 6826844 | 6570228 | 7081276 | 6829946 | 7119728 | 6933246 | 7176941 | 7208728 | 6748112 | 6754756 | 1948509 | 5534311 | 6826844 | 6570228 | 7081276 | 6829946 | 7119728 | 6933246 | 7176941 | 690096 | 646001 | 646637 | 186532 | 529803 | 653538 | 628972 | 677895 | 653835 | 681576 | 663724 | 687053 | 0 | 0 | 76732625 | 76732625 | 7345662 | 2020
Vintage1987 | nuclear | TRUE | 64225.6040.PA.ST | 6040 | N | 1 | Beaver Valley | Energy Harbor Nuclear Generation LLC | 64225 | PA | MAT | RFC |  | 22 | 2 | NAICS-22 Non-Cogen | ST | NUC | NUC | PJM | M |  | 0 | 0 | 0 | 0 | 0 | 0 | 0 | 0 | 0 | 0 | 0 | 0 | 0 | 0 | 0 | 0 | 0 | 0 | 0 | 0 | 0 | 0 | 0 | 0 | 0 | 0 | 0 | 0 | 0 | 0 | 0 | 0 | 0 | 0 | 0 | 0 | 7329274 | 6859581 | 7245498 | 7013994 | 7068323 | 6858641 | 6054708 | 7162891 | 6892664 | 7215361 | 7048821 | 7316666 | 7329274 | 6859581 | 7245498 | 7013994 | 7068323 | 6858641 | 6054708 | 7162891 | 6892664 | 7215361 | 7048821 | 7316666 | 701636 | 656672 | 693616 | 671454 | 676655 | 656582 | 579621 | 685708 | 659839 | 690731 | 674788 | 700429 | 0 | 0 | 84066422 | 84066422 | 8047731 | 2020
Vintage2009 | hard coal | TRUE | 5580.6041.KY.ST | 6041 | Y | . | H L Spurlock | East Kentucky Power Coop, Inc | 5580 | KY | ESC | SERC |  | 22 | 1 | Electric Utility | ST | BIT | COL | PJM | M | short tons | 250481 | 320120 | 198466 | 157424 | 216874 | 338940 | 390916 | 383708 | 305420 | 160675 | 221412 | 388558 | 231451 | 301799 | 181091 | 140564 | 200104 | 322274 | 375851 | 367960 | 296371 | 153824 | 215665 | 374908 | 22.848 | 22.459 | 22.926 | 23.048 | 22.868 | 22.9 | 23.297 | 23.256 | 23.071 | 22.461 | 21.952 | 22.131 | 5722990 | 7189575 | 4550032 | 3628308 | 4959475 | 7761726 | 9107170 | 8923513 | 7046345 | 3608921 | 4860436 | 8599177 | 5288190 | 6778098 | 4151700 | 3239714 | 4575978 | 7380072 | 8756206 | 8557279 | 6837574 | 3455038 | 4734270 | 8297100 | 523931.82 | 681029.2 | 417228.55 | 325375.19 | 459045.33 | 740049.77 | 882046.11 | 861472.64 | 683937.38 | 340124.12 | 468220.4 | 836786.67 | 3332994 | 3161862 | 75957668 | 72051219 | 7219247.2 | 2020
Vintage2009 | petroleum | TRUE | 5580.6041.KY.ST | 6041 | Y | . | H L Spurlock | East Kentucky Power Coop, Inc | 5580 | KY | ESC | SERC |  | 22 | 1 | Electric Utility | ST | DFO | DFO | PJM | M | barrels | 2931 | 2466 | 104 | 1207 | 1080 | 1492 | 1056 | 1838 | 1044 | 546 | 4435 | 1504 | 2708 | 2325 | 95 | 1078 | 997 | 1419 | 1015 | 1763 | 1013 | 523 | 4320 | 1451 | 5.82 | 5.82 | 5.82 | 5.82 | 5.82 | 5.82 | 5.82 | 5.82 | 5.82 | 5.82 | 5.82 | 5.82 | 17058 | 14352 | 605 | 7025 | 6286 | 8683 | 6146 | 10697 | 6076 | 3178 | 25812 | 8753 | 15762 | 13531 | 552 | 6272 | 5800 | 8256 | 5909 | 10258 | 5896 | 3042 | 25142 | 8446 | 1561.675 | 1359.498 | 55.503 | 629.956 | 581.791 | 827.932 | 595.244 | 1032.7 | 589.761 | 299.485 | 2486.518 | 851.782 | 19703 | 18707 | 114671 | 108866 | 10871.845 | 2020
Vintage2009 | other | TRUE | 5580.6041.KY.ST | 6041 | Y | . | H L Spurlock | East Kentucky Power Coop, Inc | 5580 | KY | ESC | SERC |  | 22 | 1 | Electric Utility | ST | TDF | OTH | PJM | M | short tons | 1895 | 3397 | 713 | 602 | 2322 | 1965 | 1864 | 2425 | 2003 | 2166 | 1752 | 2222 | 1751 | 3203 | 651 | 538 | 2142 | 1868 | 1792 | 2325 | 1944 | 2074 | 1707 | 2144 | 28.968 | 28.968 | 28.968 | 28.968 | 28.968 | 28.968 | 28.968 | 28.968 | 28.968 | 28.968 | 28.968 | 28.968 | 54894 | 98404 | 20654 | 17439 | 67264 | 56922 | 53996 | 70247 | 58023 | 62745 | 50752 | 64367 | 50724 | 92772 | 18846 | 15571 | 62062 | 54123 | 51915 | 67364 | 56304 | 60069 | 49435 | 62106 | 5025.503 | 9321.302 | 1893.946 | 1563.851 | 6225.878 | 5427.298 | 5229.646 | 6781.658 | 5631.861 | 5913.396 | 4889.086 | 6263.548 | 23326 | 22139 | 675707 | 641291 | 64166.973 | 2020
Vintage2009 | hard coal | TRUE | 5580.6041.KY.ST | 6041 | Y | . | H L Spurlock | East Kentucky Power Coop, Inc | 5580 | KY | ESC | SERC |  | 22 | 1 | Electric Utility | ST | WC | WOC | PJM | M | short tons | 0 | 0 | 0 | 0 | 0 | 0 | 0 | 0 | 0 | 0 | 0 | 0 | 0 | 0 | 0 | 0 | 0 | 0 | 0 | 0 | 0 | 0 | 0 | 0 | 0 | 0 | 0 | 0 | 0 | 0 | 0 | 0 | 0 | 0 | 0 | 0 | 0 | 0 | 0 | 0 | 0 | 0 | 0 | 0 | 0 | 0 | 0 | 0 | 0 | 0 | 0 | 0 | 0 | 0 | 0 | 0 | 0 | 0 | 0 | 0 | 0 | 0 | 0 | 0 | 0 | 0 | 0 | 0 | 0 | 0 | 0 | 0 | 0 | 0 | 0 | 0 | 0 | 2020
Vintage2009 | biomass | TRUE | 5580.6041.KY.ST | 6041 | Y | . | H L Spurlock | East Kentucky Power Coop, Inc | 5580 | KY | ESC | SERC |  | 22 | 1 | Electric Utility | ST | WDS | WWW | PJM | M | short tons | 0 | 0 | 0 | 0 | 0 | 0 | 0 | 0 | 0 | 0 | 0 | 0 | 0 | 0 | 0 | 0 | 0 | 0 | 0 | 0 | 0 | 0 | 0 | 0 | 0 | 0 | 0 | 0 | 0 | 0 | 0 | 0 | 0 | 0 | 0 | 0 | 0 | 0 | 0 | 0 | 0 | 0 | 0 | 0 | 0 | 0 | 0 | 0 | 0 | 0 | 0 | 0 | 0 | 0 | 0 | 0 | 0 | 0 | 0 | 0 | 0 | 0 | 0 | 0 | 0 | 0 | 0 | 0 | 0 | 0 | 0 | 0 | 0 | 0 | 0 | 0 | 0 | 2020
Vintage2005 | petroleum | TRUE | 6452.6042.FL.CA | 6042 | N | . | Manatee | Florida Power & Light Co | 6452 | FL | SAT | SERC |  | 22 | 1 | Electric Utility | CA | DFO | DFO | FPL | M | barrels | 0 | 0 | 0 | 0 | 0 | 0 | 0 | 0 | 0 | 0 | 0 | 0 | 0 | 0 | 0 | 0 | 0 | 0 | 0 | 0 | 0 | 0 | 0 | 0 | 0 | 0 | 0 | 0 | 0 | 0 | 0 | 0 | 0 | 0 | 0 | 0 | 0 | 0 | 0 | 0 | 0 | 0 | 0 | 0 | 0 | 0 | 0 | 0 | 0 | 0 | 0 | 0 | 0 | 0 | 0 | 0 | 0 | 0 | 0 | 0 | 0 | 0 | 0 | 0 | 0 | 0 | 0 | 0 | 0 | 0 | 0 | 0 | 0 | 0 | 0 | 0 | 0 | 2020
Vintage2005 | natural gas combined cycle | TRUE | 6452.6042.FL.CA | 6042 | N | . | Manatee | Florida Power & Light Co | 6452 | FL | SAT | SERC |  | 22 | 1 | Electric Utility | CA | NG | NG | FPL | M | mcf | 0 | 0 | 0 | 0 | 0 | 0 | 0 | 0 | 0 | 0 | 0 | 0 | 0 | 0 | 0 | 0 | 0 | 0 | 0 | 0 | 0 | 0 | 0 | 0 | 0 | 0 | 0 | 0 | 0 | 0 | 0 | 0 | 0 | 0 | 0 | 0 | 0 | 0 | 0 | 0 | 0 | 0 | 0 | 0 | 0 | 0 | 0 | 0 | 0 | 0 | 0 | 0 | 0 | 0 | 0 | 0 | 0 | 0 | 0 | 0 | 43422 | 206764 | 234137 | 97472 | 211109 | 236703 | 78629 | 234273 | 226625 | 280699 | 151463 | 189048 | 0 | 0 | 0 | 0 | 2190344 | 2020
Vintage2005 | petroleum | TRUE | 6452.6042.FL.CT | 6042 | N | . | Manatee | Florida Power & Light Co | 6452 | FL | SAT | SERC |  | 22 | 1 | Electric Utility | CT | DFO | DFO | FPL | M | barrels | 0 | 0 | 0 | 0 | 0 | 0 | 0 | 0 | 0 | 0 | 0 | 0 | 0 | 0 | 0 | 0 | 0 | 0 | 0 | 0 | 0 | 0 | 0 | 0 | 0 | 0 | 0 | 0 | 0 | 0 | 0 | 0 | 0 | 0 | 0 | 0 | 0 | 0 | 0 | 0 | 0 | 0 | 0 | 0 | 0 | 0 | 0 | 0 | 0 | 0 | 0 | 0 | 0 | 0 | 0 | 0 | 0 | 0 | 0 | 0 | 0 | 0 | 0 | 0 | 0 | 0 | 0 | 0 | 0 | 0 | 0 | 0 | 0 | 0 | 0 | 0 | 0 | 2020
Vintage2005 | natural gas combined cycle | TRUE | 6452.6042.FL.CT | 6042 | N | . | Manatee | Florida Power & Light Co | 6452 | FL | SAT | SERC |  | 22 | 1 | Electric Utility | CT | NG | NG | FPL | M | mcf | 2656606 | 3866788 | 4544792 | 4435623 | 4131946 | 4657688 | 4643942 | 4581312 | 4368254 | 4881268 | 2284227 | 3373860 | 2656606 | 3866788 | 4544792 | 4435623 | 4131946 | 4657688 | 4643942 | 4581312 | 4368254 | 4881268 | 2284227 | 3373860 | 1.024 | 1.024 | 1.026 | 1.028 | 1.025 | 1.021 | 1.021 | 1.022 | 1.026 | 1.024 | 1.025 | 1.027 | 2720365 | 3959591 | 4662957 | 4559820 | 4235245 | 4755499 | 4741465 | 4682101 | 4481829 | 4998418 | 2341333 | 3464954 | 2720365 | 3959591 | 4662957 | 4559820 | 4235245 | 4755499 | 4741465 | 4682101 | 4481829 | 4998418 | 2341333 | 3464954 | 352534 | 375279 | 425590 | 541749 | 381820 | 424302 | 578275 | 412516 | 393740 | 498737 | 267150 | 342720 | 48426306 | 48426306 | 49603577 | 49603577 | 4994412 | 2020
Vintage1977 | natural gas steam turbine | TRUE | 6452.6042.FL.ST | 6042 | N | . | Manatee | Florida Power & Light Co | 6452 | FL | SAT | SERC |  | 22 | 1 | Electric Utility | ST | NG | NG | FPL | M | mcf | 275607 | 1031508 | 2530454 | 2405840 | 1593456 | 3423049 | 3878496 | 3523032 | 2831456 | 3826061 | 2102810 | 70449 | 275607 | 1031508 | 2530454 | 2405840 | 1593456 | 3423049 | 3878496 | 3523032 | 2831456 | 3826061 | 2102810 | 70449 | 1.021 | 1.021 | 1.026 | 1.024 | 1.025 | 1.021 | 1.022 | 1.022 | 1.026 | 1.024 | 1.026 | 1.027 | 281395 | 1053170 | 2596246 | 2463580 | 1633292 | 3494933 | 3963823 | 3600539 | 2905074 | 3917886 | 2157483 | 72351 | 281395 | 1053170 | 2596246 | 2463580 | 1633292 | 3494933 | 3963823 | 3600539 | 2905074 | 3917886 | 2157483 | 72351 | 14520 | 85247 | 219870.13 | 211264.27 | 131419.44 | 298925.04 | 335904.96 | 301033.9 | 242817.96 | 343537.64 | 174750.91 | 93 | 27492218 | 27492218 | 28139772 | 28139772 | 2359384.2 | 2020
Vintage1977 | petroleum | TRUE | 6452.6042.FL.ST | 6042 | N | . | Manatee | Florida Power & Light Co | 6452 | FL | SAT | SERC |  | 22 | 1 | Electric Utility | ST | RFO | RFO | FPL | M | barrels | 0 | 0 | 4470 | 9890 | 926 | 11590 | 13266 | 4668 | 16034 | 31942 | 1274 | 0 | 0 | 0 | 4470 | 9890 | 926 | 11590 | 13266 | 4668 | 16034 | 31942 | 1274 | 0 | 0 | 0 | 6.329 | 6.329 | 6.329 | 6.329 | 6.329 | 6.329 | 6.329 | 6.329 | 6.329 | 0 | 0 | 0 | 28291 | 62594 | 5861 | 73353 | 83961 | 29544 | 101479 | 202161 | 8063 | 0 | 0 | 0 | 28291 | 62594 | 5861 | 73353 | 83961 | 29544 | 101479 | 202161 | 8063 | 0 | 0 | 0 | 2395.869 | 5367.731 | 471.565 | 6273.963 | 7115.039 | 2470.096 | 8482.045 | 17726.365 | 653.095 | 0 | 94060 | 94060 | 595307 | 595307 | 50955.768 | 2020
Vintage2005 | petroleum | TRUE | 6452.6043.FL.CA | 6043 | N | . | Martin | Florida Power & Light Co | 6452 | FL | SAT | SERC |  | 22 | 1 | Electric Utility | CA | DFO | DFO | FPL | M | barrels | 0 | 0 | 0 | 0 | 0 | 0 | 0 | 0 | 0 | 0 | 0 | 0 | 0 | 0 | 0 | 0 | 0 | 0 | 0 | 0 | 0 | 0 | 0 | 0 | 0 | 0 | 0 | 0 | 0 | 0 | 0 | 0 | 0 | 0 | 0 | 0 | 0 | 0 | 0 | 0 | 0 | 0 | 0 | 0 | 0 | 0 | 0 | 0 | 0 | 0 | 0 | 0 | 0 | 0 | 0 | 0 | 0 | 0 | 0 | 0 | 43.562 | 0 | 305.024 | 19.579 | 606.671 | 746.259 | 0 | 61.124 | 0 | 14.656 | 21.23 | 22.942 | 0 | 0 | 0 | 0 | 1841.047 | 2020
Vintage2005 | natural gas combined cycle | TRUE | 6452.6043.FL.CA | 6043 | N | . | Martin | Florida Power & Light Co | 6452 | FL | SAT | SERC |  | 22 | 1 | Electric Utility | CA | NG | NG | FPL | M | mcf | 0 | 0 | 0 | 0 | 0 | 0 | 0 | 0 | 0 | 0 | 0 | 0 | 0 | 0 | 0 | 0 | 0 | 0 | 0 | 0 | 0 | 0 | 0 | 0 | 0 | 0 | 0 | 0 | 0 | 0 | 0 | 0 | 0 | 0 | 0 | 0 | 0 | 0 | 0 | 0 | 0 | 0 | 0 | 0 | 0 | 0 | 0 | 0 | 0 | 0 | 0 | 0 | 0 | 0 | 0 | 0 | 0 | 0 | 0 | 0 | 228397.44 | 185991 | 380110.98 | 376600.42 | 317292.33 | 361442.74 | 404604 | 418417.88 | 392761 | 442433.34 | 297265.77 | 181201.06 | 0 | 0 | 0 | 0 | 3986518 | 2020
Vintage2005 | solar thermal | TRUE | 6452.6043.FL.CA | 6043 | N | . | Martin | Florida Power & Light Co | 6452 | FL | SAT | SERC |  | 22 | 1 | Electric Utility | CA | SUN | SUN | FPL | M |  | 0 | 0 | 0 | 0 | 0 | 0 | 0 | 0 | 0 | 0 | 0 | 0 | 0 | 0 | 0 | 0 | 0 | 0 | 0 | 0 | 0 | 0 | 0 | 0 | 0 | 0 | 0 | 0 | 0 | 0 | 0 | 0 | 0 | 0 | 0 | 0 | 13668 | 16000 | 30211 | 20480 | 48955 | 35208 | 35392 | 33806 | 14790 | 4927 | 2718 | 4348 | 13668 | 16000 | 30211 | 20480 | 48955 | 35208 | 35392 | 33806 | 14790 | 4927 | 2718 | 4348 | 1559 | 1825 | 3446 | 2336 | 5584 | 4016 | 4037 | 3856 | 1687 | 562 | 310 | 496 | 0 | 0 | 260503 | 260503 | 29714 | 2020
Vintage2005 | hard coal | TRUE | 6452.6043.FL.CT | 6043 | N | . | Martin | Florida Power & Light Co | 6452 | FL | SAT | SERC |  | 22 | 1 | Electric Utility | CT | BIT | COL | FPL | M | short tons | . | 0 | 0 | 0 | . | . | . | . | . | . | . | . | . | 0 | 0 | 0 | . | . | . | . | . | . | . | . | . | 0 | 0 | 0 | . | . | . | . | . | . | . | . | . | 0 | 0 | 0 | . | . | . | . | . | . | . | . | . | 0 | 0 | 0 | . | . | . | . | . | . | . | . | . | 0 | 0 | 0 | . | . | . | . | . | . | . | . | 0 | 0 | 0 | 0 | 0 | 2020
Vintage2005 | petroleum | TRUE | 6452.6043.FL.CT | 6043 | N | . | Martin | Florida Power & Light Co | 6452 | FL | SAT | SERC |  | 22 | 1 | Electric Utility | CT | DFO | DFO | FPL | M | barrels | 148 | 0 | 1022 | 65 | 2053 | 2487 | 0 | 206 | 0 | 49 | 72 | 83 | 148 | 0 | 1022 | 65 | 2053 | 2487 | 0 | 206 | 0 | 49 | 72 | 83 | 5.874 | 0 | 5.874 | 5.874 | 5.874 | 5.874 | 0 | 5.874 | 0 | 5.874 | 5.874 | 5.874 | 869 | 0 | 6003 | 382 | 12059 | 14609 | 0 | 1210 | 0 | 288 | 423 | 488 | 869 | 0 | 6003 | 382 | 12059 | 14609 | 0 | 1210 | 0 | 288 | 423 | 488 | 75.696 | 0 | 540.271 | 33.935 | 1075.105 | 1326.85 | 0 | 108.798 | 0 | 25.913 | 37.801 | 42.6 | 6185 | 6185 | 36331 | 36331 | 3266.969 | 2020
Vintage2005 | natural gas combined cycle | TRUE | 6452.6043.FL.CT | 6043 | N | . | Martin | Florida Power & Light Co | 6452 | FL | SAT | SERC |  | 22 | 1 | Electric Utility | CT | NG | NG | FPL | M | mcf | 4446834 | 3748985 | 7291442 | 7143961 | 6147266 | 6916466 | 7858038 | 8081162 | 7616821 | 8468436 | 5771945 | 3749509 | 4446834 | 3748985 | 7291442 | 7143961 | 6147266 | 6916466 | 7858038 | 8081162 | 7616821 | 8468436 | 5771945 | 3749509 | 1.025 | 1.026 | 1.026 | 1.028 | 1.026 | 1.023 | 1.024 | 1.025 | 1.029 | 1.026 | 1.026 | 1.027 | 4558005 | 3846459 | 7481019 | 7343992 | 6307095 | 7075545 | 8046631 | 8283191 | 7837709 | 8688615 | 5922016 | 3850746 | 4558005 | 3846459 | 7481019 | 7343992 | 6307095 | 7075545 | 8046631 | 8283191 | 7837709 | 8688615 | 5922016 | 3850746 | 396872.3 | 328050 | 673267.73 | 652734.07 | 562285.9 | 642646.15 | 715648 | 744765.2 | 707092 | 782238.09 | 529308.2 | 336468.4 | 77240865 | 77240865 | 79241023 | 79241023 | 7071376 | 2020
Vintage2005 | petroleum | TRUE | 6452.6043.FL.CT | 6043 | N | . | Martin | Florida Power & Light Co | 6452 | FL | SAT | SERC |  | 22 | 1 | Electric Utility | CT | RFO | RFO | FPL | M | barrels | 0 | 0 | 0 | 0 | 0 | 0 | 0 | 0 | 0 | 0 | 0 | 0 | 0 | 0 | 0 | 0 | 0 | 0 | 0 | 0 | 0 | 0 | 0 | 0 | 0 | 0 | 0 | 0 | 0 | 0 | 0 | 0 | 0 | 0 | 0 | 0 | 0 | 0 | 0 | 0 | 0 | 0 | 0 | 0 | 0 | 0 | 0 | 0 | 0 | 0 | 0 | 0 | 0 | 0 | 0 | 0 | 0 | 0 | 0 | 0 | 0 | 0 | 0 | 0 | 0 | 0 | 0 | 0 | 0 | 0 | 0 | 0 | 0 | 0 | 0 | 0 | 0 | 2020
Vintage1983 | nuclear | TRUE | 6452.6045.FL.ST | 6045 | N | 2 | St Lucie | Florida Power & Light Co | 6452 | FL | SAT | SERC |  | 22 | 1 | Electric Utility | ST | NUC | NUC | FPL | M |  | 0 | 0 | 0 | 0 | 0 | 0 | 0 | 0 | 0 | 0 | 0 | 0 | 0 | 0 | 0 | 0 | 0 | 0 | 0 | 0 | 0 | 0 | 0 | 0 | 0 | 0 | 0 | 0 | 0 | 0 | 0 | 0 | 0 | 0 | 0 | 0 | 7917299 | 3974204 | 3008390 | 7652640 | 7871515 | 7592189 | 7789242 | 7772184 | 7527341 | 7788386 | 7520655 | 7921843 | 7917299 | 3974204 | 3008390 | 7652640 | 7871515 | 7592189 | 7789242 | 7772184 | 7527341 | 7788386 | 7520655 | 7921843 | 757928 | 380453 | 287995 | 732592 | 753545 | 726805 | 745669 | 744036 | 720597 | 745587 | 719957 | 758363 | 0 | 0 | 84335888 | 84335888 | 8073527 | 2020
Vintage1983 | nuclear | TRUE | 6452.6045.FL.ST | 6045 | N | 1 | St Lucie | Florida Power & Light Co | 6452 | FL | SAT | SERC |  | 22 | 1 | Electric Utility | ST | NUC | NUC | FPL | M |  | 0 | 0 | 0 | 0 | 0 | 0 | 0 | 0 | 0 | 0 | 0 | 0 | 0 | 0 | 0 | 0 | 0 | 0 | 0 | 0 | 0 | 0 | 0 | 0 | 0 | 0 | 0 | 0 | 0 | 0 | 0 | 0 | 0 | 0 | 0 | 0 | 7808682 | 7275300 | 7780374 | 7529116 | 7751741 | 7477336 | 7581607 | 7651940 | 7289068 | 7679403 | 7518576 | 7817269 | 7808682 | 7275300 | 7780374 | 7529116 | 7751741 | 7477336 | 7581607 | 7651940 | 7289068 | 7679403 | 7518576 | 7817269 | 747530 | 696469 | 744820 | 720767 | 742079 | 715810 | 725792 | 732525 | 697787 | 735154 | 719758 | 748352 | 0 | 0 | 91160412 | 91160412 | 8726843 | 2020
Vintage1992 | petroleum | TRUE | 6455.6046.FL.GT | 6046 | N | . | DeBary | Duke Energy Florida, LLC | 6455 | FL | SAT | SERC |  | 22 | 1 | Electric Utility | GT | DFO | DFO | FPC | A | barrels | 2913 | 2257 | 1216 | 1224 | 2133 | 2279 | 1953 | 1666 | 1528 | 2028 | 1024 | 1833 | 2913 | 2257 | 1216 | 1224 | 2133 | 2279 | 1953 | 1666 | 1528 | 2028 | 1024 | 1833 | 5.75 | 5.75 | 5.75 | 5.75 | 5.75 | 5.75 | 5.75 | 5.75 | 5.75 | 5.75 | 5.75 | 5.75 | 16750 | 12978 | 6992 | 7038 | 12265 | 13104 | 11230 | 9580 | 8786 | 11661 | 5888 | 10540 | 16750 | 12978 | 6992 | 7038 | 12265 | 13104 | 11230 | 9580 | 8786 | 11661 | 5888 | 10540 | 1210.199 | 937.581 | 505.065 | 508.246 | 886.152 | 946.647 | 811.32 | 691.919 | 634.659 | 842.602 | 425.251 | 761.505 | 22054 | 22054 | 126812 | 126812 | 9161.146 | 2020
Vintage1992 | natural gas peaker | TRUE | 6455.6046.FL.GT | 6046 | N | . | DeBary | Duke Energy Florida, LLC | 6455 | FL | SAT | SERC |  | 22 | 1 | Electric Utility | GT | NG | NG | FPC | A | mcf | 125757 | 124281 | 141949 | 139438 | 140580 | 161156 | 173845 | 175186 | 157228 | 153851 | 127152 | 116126 | 125757 | 124281 | 141949 | 139438 | 140580 | 161156 | 173845 | 175186 | 157228 | 153851 | 127152 | 116126 | 1.028 | 1.028 | 1.028 | 1.028 | 1.028 | 1.028 | 1.028 | 1.028 | 1.028 | 1.028 | 1.028 | 1.028 | 129278 | 127761 | 145924 | 143342 | 144516 | 165668 | 178713 | 180091 | 161630 | 158159 | 130712 | 119378 | 129278 | 127761 | 145924 | 143342 | 144516 | 165668 | 178713 | 180091 | 161630 | 158159 | 130712 | 119378 | 9339.51 | 9229.785 | 10541.926 | 10355.436 | 10440.236 | 11968.316 | 12910.731 | 13010.273 | 11676.626 | 11425.824 | 9443.034 | 8624.157 | 1736549 | 1736549 | 1785172 | 1785172 | 128965.85 | 2020
Vintage1913 | hydro | TRUE | 61122.6047.MA.HY | 6047 | N | . | Deerfield 2 | Great River Hydro, LLC | 61122 | MA | NEW | NPCC |  | 22 | 2 | NAICS-22 Non-Cogen | HY | WAT | HYC | ISNE | A |  | 0 | 0 | 0 | 0 | 0 | 0 | 0 | 0 | 0 | 0 | 0 | 0 | 0 | 0 | 0 | 0 | 0 | 0 | 0 | 0 | 0 | 0 | 0 | 0 | 0 | 0 | 0 | 0 | 0 | 0 | 0 | 0 | 0 | 0 | 0 | 0 | 31522 | 26865 | 36661 | 39555 | 35646 | 11798 | 14986 | 8102 | 4612 | 17154 | 20228 | 27284 | 31522 | 26865 | 36661 | 39555 | 35646 | 11798 | 14986 | 8102 | 4612 | 17154 | 20228 | 27284 | 3595.568 | 3064.357 | 4181.711 | 4511.833 | 4065.964 | 1345.782 | 1709.376 | 924.187 | 526.099 | 1956.712 | 2307.274 | 3112.137 | 0 | 0 | 274413 | 274413 | 31301 | 2020
Vintage1975 | petroleum | TRUE | 21461.6049.MA.IC | 6049 | N | . | West Tisbury Generating Facility | GenOn Canal, LLC | 21461 | MA | NEW | NPCC |  | 22 | 2 | NAICS-22 Non-Cogen | IC | DFO | DFO | ISNE | A | barrels | 109 | 118 | 91 | 102 | 71 | 69 | 82 | 77 | 88 | 138 | 139 | 776 | 109 | 118 | 91 | 102 | 71 | 69 | 82 | 77 | 88 | 138 | 139 | 776 | 5.775 | 5.775 | 5.775 | 5.775 | 5.775 | 5.775 | 5.775 | 5.775 | 5.775 | 5.775 | 5.775 | 5.775 | 629 | 681 | 526 | 589 | 410 | 398 | 474 | 445 | 508 | 797 | 803 | 4481 | 629 | 681 | 526 | 589 | 410 | 398 | 474 | 445 | 508 | 797 | 803 | 4481 | 62.122 | 66.303 | 51.527 | 57.247 | 40.051 | 38.904 | 46.22 | 43.608 | 49.445 | 77.623 | 78.167 | 437.783 | 1860 | 1860 | 10741 | 10741 | 1049 | 2020
Vintage1979 | nuclear | TRUE | 7140.6051.GA.ST | 6051 | N | 2 | Edwin I Hatch | Georgia Power Co | 7140 | GA | SAT | SERC |  | 22 | 1 | Electric Utility | ST | NUC | NUC | SOCO | M |  | 0 | 0 | 0 | 0 | 0 | 0 | 0 | 0 | 0 | 0 | 0 | 0 | 0 | 0 | 0 | 0 | 0 | 0 | 0 | 0 | 0 | 0 | 0 | 0 | 0 | 0 | 0 | 0 | 0 | 0 | 0 | 0 | 0 | 0 | 0 | 0 | 6854285 | 6543737 | 6958933 | 4358898 | 6910965 | 6656418 | 6823700 | 6830228 | 6646776 | 6848436 | 6714121 | 6800760 | 6854285 | 6543737 | 6958933 | 4358898 | 6910965 | 6656418 | 6823700 | 6830228 | 6646776 | 6848436 | 6714121 | 6800760 | 656165 | 626436 | 666183 | 417280 | 661591 | 637223 | 653237 | 653862 | 636300 | 655605 | 642747 | 651041 | 0 | 0 | 78947257 | 78947257 | 7557670 | 2020
Vintage1979 | nuclear | TRUE | 7140.6051.GA.ST | 6051 | N | 1 | Edwin I Hatch | Georgia Power Co | 7140 | GA | SAT | SERC |  | 22 | 1 | Electric Utility | ST | NUC | NUC | SOCO | M |  | 0 | 0 | 0 | 0 | 0 | 0 | 0 | 0 | 0 | 0 | 0 | 0 | 0 | 0 | 0 | 0 | 0 | 0 | 0 | 0 | 0 | 0 | 0 | 0 | 0 | 0 | 0 | 0 | 0 | 0 | 0 | 0 | 0 | 0 | 0 | 0 | 6117102 | 0 | 2477023 | 6536498 | 6884401 | 4851645 | 6818069 | 6775241 | 6486388 | 6721151 | 6389251 | 6941624 | 6117102 | 0 | 2477023 | 6536498 | 6884401 | 4851645 | 6818069 | 6775241 | 6486388 | 6721151 | 6389251 | 6941624 | 585594 | -3589 | 237127 | 625743 | 659048 | 464451 | 652698 | 648598 | 620946 | 643420 | 611647 | 664526 | 0 | 0 | 66998393 | 66998393 | 6410209 | 2020
Vintage1980 | petroleum | TRUE | 7140.6052.GA.GT | 6052 | N | . | Wansley | Georgia Power Co | 7140 | GA | SAT | SERC |  | 22 | 1 | Electric Utility | GT | DFO | DFO | SOCO | M | barrels | 43 | 0 | 0 | 57 | 0 | 0 | 0 | 78 | 0 | 97 | 104 | 100 | 43 | 0 | 0 | 57 | 0 | 0 | 0 | 78 | 0 | 97 | 104 | 100 | 5.817 | 0 | 0 | 5.817 | 0 | 0 | 0 | 5.817 | 0 | 5.817 | 5.817 | 5.817 | 250 | 0 | 0 | 332 | 0 | 0 | 0 | 454 | 0 | 564 | 605 | 582 | 250 | 0 | 0 | 332 | 0 | 0 | 0 | 454 | 0 | 564 | 605 | 582 | -67 | -60 | -46 | -21 | -39 | 0 | 0 | 7 | -40 | -9 | -12 | -30 | 479 | 479 | 2787 | 2787 | -317 | 2020
Vintage1978 | hard coal | TRUE | 7140.6052.GA.ST | 6052 | N | . | Wansley | Georgia Power Co | 7140 | GA | SAT | SERC |  | 22 | 1 | Electric Utility | ST | BIT | COL | SOCO | M | short tons | 0 | 0 | 0 | 0 | 0 | 0 | 48450 | 0 | 0 | 0 | 5343 | 43087 | 0 | 0 | 0 | 0 | 0 | 0 | 48450 | 0 | 0 | 0 | 5343 | 43087 | 0 | 0 | 0 | 0 | 0 | 0 | 23.014 | 0 | 0 | 0 | 21.988 | 23.047 | 0 | 0 | 0 | 0 | 0 | 0 | 1115028 | 0 | 0 | 0 | 117482 | 993026 | 0 | 0 | 0 | 0 | 0 | 0 | 1115028 | 0 | 0 | 0 | 117482 | 993026 | 0 | 0 | 0 | 0 | 0 | 0 | 98471.949 | -4576.413 | -4764.239 | 0 | -3166.094 | 94032.39 | 96880 | 96880 | 2225536 | 2225536 | 179997.59 | 2020
Vintage1978 | petroleum | TRUE | 7140.6052.GA.ST | 6052 | N | . | Wansley | Georgia Power Co | 7140 | GA | SAT | SERC |  | 22 | 1 | Electric Utility | ST | DFO | DFO | SOCO | M | barrels | 96 | 105 | 12 | 107 | 27 | 57 | 1826 | 0 | 0 | 26 | 969 | 5629 | 96 | 105 | 12 | 107 | 27 | 57 | 1826 | 0 | 0 | 26 | 969 | 5629 | 5.817 | 5.817 | 5.817 | 5.817 | 5.817 | 5.817 | 5.817 | 0 | 0 | 5.817 | 5.817 | 5.817 | 558 | 611 | 70 | 622 | 157 | 332 | 10622 | 0 | 0 | 151 | 5637 | 32744 | 558 | 611 | 70 | 622 | 157 | 332 | 10622 | 0 | 0 | 151 | 5637 | 32744 | -6924 | -6580 | -5684 | -5009 | -4907 | -4592 | 938.051 | -28.587 | -29.761 | -5446 | -151.906 | 3100.61 | 8854 | 8854 | 51504 | 51504 | -35313.59 | 2020
Vintage1983 | petroleum | TRUE | 11252.6055.LA.ST | 6055 | N | . | Big Cajun 2 | Louisiana Generating LLC | 11252 | LA | WSC | SERC |  | 22 | 2 | NAICS-22 Non-Cogen | ST | DFO | DFO | MISO | M | barrels | 0 | 0 | 0 | 0 | 0 | 0 | 0 | 0 | 0 | 0 | 0 | 0 | 0 | 0 | 0 | 0 | 0 | 0 | 0 | 0 | 0 | 0 | 0 | 0 | 0 | 0 | 0 | 0 | 0 | 0 | 0 | 0 | 0 | 0 | 0 | 0 | 0 | 0 | 0 | 0 | 0 | 0 | 0 | 0 | 0 | 0 | 0 | 0 | 0 | 0 | 0 | 0 | 0 | 0 | 0 | 0 | 0 | 0 | 0 | 0 | 0 | 0 | 0 | 0 | 0 | 0 | 0 | 0 | 0 | 0 | 0 | 0 | 0 | 0 | 0 | 0 | 0 | 2020
Vintage1983 | natural gas steam turbine | TRUE | 11252.6055.LA.ST | 6055 | N | . | Big Cajun 2 | Louisiana Generating LLC | 11252 | LA | WSC | SERC |  | 22 | 2 | NAICS-22 Non-Cogen | ST | NG | NG | MISO | M | mcf | 808753 | 632458 | 33161 | 831269 | 1502896 | 1339225 | 2307887 | 1316638 | 365444 | 619247 | 541781 | 560888 | 808753 | 632458 | 33161 | 831269 | 1502896 | 1339225 | 2307887 | 1316638 | 365444 | 619247 | 541781 | 560888 | 1.069 | 1.07 | 1.066 | 1.062 | 1.029 | 1.063 | 1.065 | 1.063 | 1.058 | 1.06 | 1.06 | 1.063 | 864557 | 676730 | 35350 | 882808 | 1546480 | 1423596 | 2457900 | 1399586 | 386640 | 656402 | 574288 | 596224 | 864557 | 676730 | 35350 | 882808 | 1546480 | 1423596 | 2457900 | 1399586 | 386640 | 656402 | 574288 | 596224 | 78322 | 61569 | 2571.022 | 79005.026 | 135998.46 | 126409.71 | 228964.76 | 117316.04 | 28613.47 | 49493.762 | 38098.674 | 43945.085 | 10859647 | 10859647 | 11500561 | 11500561 | 990307.01 | 2020
Vintage1983 | hard coal | TRUE | 11252.6055.LA.ST | 6055 | N | . | Big Cajun 2 | Louisiana Generating LLC | 11252 | LA | WSC | SERC |  | 22 | 2 | NAICS-22 Non-Cogen | ST | RC | COL | MISO | M | short tons | 0 | 0 | 51825 | 8226 | 19203 | 10639 | 3352 | 32594 | 10450 | 43921 | 19955 | 30894 | 0 | 0 | 51825 | 8226 | 19203 | 10639 | 3352 | 32594 | 10450 | 43921 | 19955 | 30894 | 0 | 0 | 16.09 | 16.45 | 16.27 | 16.27 | 16.34 | 16.42 | 16.42 | 16.41 | 16.59 | 16.44 | 0 | 0 | 833864 | 135318 | 312433 | 173097 | 54772 | 535193 | 171589 | 720744 | 331053 | 507897 | 0 | 0 | 833864 | 135318 | 312433 | 173097 | 54772 | 535193 | 171589 | 720744 | 331053 | 507897 | 0 | 0 | 60647.978 | 12109.974 | 27475.544 | 15370.288 | 5102.236 | 44860.96 | 12698.53 | 54345.238 | 21962.326 | 37434.915 | 231059 | 231059 | 3775960 | 3775960 | 292007.99 | 2020
Vintage1983 | hard coal | TRUE | 11252.6055.LA.ST | 6055 | N | . | Big Cajun 2 | Louisiana Generating LLC | 11252 | LA | WSC | SERC |  | 22 | 2 | NAICS-22 Non-Cogen | ST | SUB | COL | MISO | M | short tons | 0 | 0 | 0 | 0 | 0 | 0 | 0 | 0 | 0 | 0 | 0 | 0 | 0 | 0 | 0 | 0 | 0 | 0 | 0 | 0 | 0 | 0 | 0 | 0 | 0 | 0 | 0 | 0 | 0 | 0 | 0 | 0 | 0 | 0 | 0 | 0 | 0 | 0 | 0 | 0 | 0 | 0 | 0 | 0 | 0 | 0 | 0 | 0 | 0 | 0 | 0 | 0 | 0 | 0 | 0 | 0 | 0 | 0 | 0 | 0 | 0 | 0 | 0 | 0 | 0 | 0 | 0 | 0 | 0 | 0 | 0 | 0 | 0 | 0 | 0 | 0 | 0 | 2020
Vintage1966 | petroleum | TRUE | 11843.6056.HI.ST | 6056 | N | . | Kahului | Maui Electric Co Ltd | 11843 | HI | PACN |  |  | 22 | 1 | Electric Utility | ST | DFO | DFO |  | AM | barrels | 0 | 0 | 0 | 0 | 0 | 0 | 0 | 0 | 0 | 0 | 0 | 0 | 0 | 0 | 0 | 0 | 0 | 0 | 0 | 0 | 0 | 0 | 0 | 0 | 0 | 0 | 0 | 0 | 0 | 0 | 0 | 0 | 0 | 0 | 0 | 0 | 0 | 0 | 0 | 0 | 0 | 0 | 0 | 0 | 0 | 0 | 0 | 0 | 0 | 0 | 0 | 0 | 0 | 0 | 0 | 0 | 0 | 0 | 0 | 0 | 0 | 0 | 0 | 0 | 0 | 0 | 0 | 0 | 0 | 0 | 0 | 0 | 0 | 0 | 0 | 0 | 0 | 2020
Vintage1966 | other | TRUE | 11843.6056.HI.ST | 6056 | N | . | Kahului | Maui Electric Co Ltd | 11843 | HI | PACN |  |  | 22 | 1 | Electric Utility | ST | PG | WOO |  | AM | mcf | 0 | 0 | 0 | 0 | 0 | 0 | 0 | 0 | 0 | 0 | 0 | 0 | 0 | 0 | 0 | 0 | 0 | 0 | 0 | 0 | 0 | 0 | 0 | 0 | 0 | 0 | 0 | 0 | 0 | 0 | 0 | 0 | 0 | 0 | 0 | 0 | 0 | 0 | 0 | 0 | 0 | 0 | 0 | 0 | 0 | 0 | 0 | 0 | 0 | 0 | 0 | 0 | 0 | 0 | 0 | 0 | 0 | 0 | 0 | 0 | 0 | 0 | 0 | 0 | 0 | 0 | 0 | 0 | 0 | 0 | 0 | 0 | 0 | 0 | 0 | 0 | 0 | 2020
Vintage1966 | petroleum | TRUE | 11843.6056.HI.ST | 6056 | N | . | Kahului | Maui Electric Co Ltd | 11843 | HI | PACN |  |  | 22 | 1 | Electric Utility | ST | RFO | RFO |  | AM | barrels | 30511 | 24596 | 27691 | 26146 | 24628 | 23989 | 24531 | 23098 | 19982 | 29690 | 25075 | 38372 | 30511 | 24596 | 27691 | 26146 | 24628 | 23989 | 24531 | 23098 | 19982 | 29690 | 25075 | 38372 | 6.28 | 6.3 | 6.29 | 6.29 | 6.28 | 6.3 | 6.3 | 6.3 | 6.3 | 6.28 | 6.23 | 6.28 | 191609 | 154955 | 174176 | 164458 | 154664 | 151131 | 154545 | 145517 | 125887 | 186453 | 156217 | 240976 | 191609 | 154955 | 174176 | 164458 | 154664 | 151131 | 154545 | 145517 | 125887 | 186453 | 156217 | 240976 | 12718 | 9914 | 11644 | 10990 | 9803 | 9852 | 10099 | 9129 | 7938 | 12567 | 10299 | 16168 | 318309 | 318309 | 2000588 | 2000588 | 131121 | 2020
Vintage2002 | petroleum | TRUE | 16181.6058.MN.GT | 6058 | N | . | Cascade Creek | Rochester Public Utilities | 16181 | MN | WNC | MRO |  | 22 | 1 | Electric Utility | GT | DFO | DFO | MISO | A | barrels | 6 | 5 | 0 | 2 | 14 | 9 | 4 | 17 | 4 | 5 | 3 | 10 | 6 | 5 | 0 | 2 | 14 | 9 | 4 | 17 | 4 | 5 | 3 | 10 | 5.79 | 5.79 | 0 | 5.79 | 5.79 | 5.79 | 5.79 | 5.79 | 5.79 | 5.79 | 5.79 | 5.79 | 35 | 29 | 0 | 12 | 81 | 52 | 23 | 98 | 23 | 29 | 17 | 58 | 35 | 29 | 0 | 12 | 81 | 52 | 23 | 98 | 23 | 29 | 17 | 58 | 2.026 | 2.66 | 0.239 | 1.099 | 6.996 | 4.635 | 1.937 | 8.178 | 2.017 | 2.483 | 1.418 | 5.026 | 79 | 79 | 457 | 457 | 38.714 | 2020
Vintage2002 | natural gas peaker | TRUE | 16181.6058.MN.GT | 6058 | N | . | Cascade Creek | Rochester Public Utilities | 16181 | MN | WNC | MRO |  | 22 | 1 | Electric Utility | GT | NG | NG | MISO | A | mcf | 19249 | 13538 | 13134 | 11871 | 9421 | 13973 | 18461 | 13761 | 8447 | 11803 | 9174 | 14490 | 19249 | 13538 | 13134 | 11871 | 9421 | 13973 | 18461 | 13761 | 8447 | 11803 | 9174 | 14490 | 1.095 | 1.095 | 1.095 | 1.095 | 1.095 | 1.095 | 1.095 | 1.095 | 1.095 | 1.095 | 1.095 | 1.095 | 21078 | 14824 | 14382 | 12999 | 10316 | 15300 | 20215 | 15068 | 9249 | 12924 | 10046 | 15867 | 21078 | 14824 | 14382 | 12999 | 10316 | 15300 | 20215 | 15068 | 9249 | 12924 | 10046 | 15867 | 1784.075 | 1254.661 | 1217.209 | 1100.137 | 873.111 | 1294.953 | 1710.917 | 1275.322 | 782.847 | 1093.921 | 850.26 | 1342.873 | 157322 | 157322 | 172268 | 172268 | 14580.286 | 2020
Vintage1976 | petroleum | TRUE | 9216.6060.CA.GT | 6060 | N | . | Coachella | Imperial Irrigation District | 9216 | CA | PACC | WECC |  | 22 | 1 | Electric Utility | GT | DFO | DFO | IID | A | barrels | 16 | 14 | 14 | 11 | 16 | 14 | 19 | 18 | 16 | 17 | 17 | 14 | 16 | 14 | 14 | 11 | 16 | 14 | 19 | 18 | 16 | 17 | 17 | 14 | 5.8 | 5.8 | 5.8 | 5.8 | 5.8 | 5.8 | 5.8 | 5.8 | 5.8 | 5.8 | 5.8 | 5.8 | 93 | 81 | 81 | 64 | 93 | 81 | 110 | 104 | 93 | 99 | 99 | 81 | 93 | 81 | 81 | 64 | 93 | 81 | 110 | 104 | 93 | 99 | 99 | 81 | 5.159 | 4.972 | 4.818 | 3.818 | 5.558 | 4.807 | 6.724 | 6.433 | 5.564 | 6.035 | 5.963 | 4.827 | 186 | 186 | 1079 | 1079 | 64.678 | 2020
Vintage1976 | natural gas peaker | TRUE | 9216.6060.CA.GT | 6060 | N | . | Coachella | Imperial Irrigation District | 9216 | CA | PACC | WECC |  | 22 | 1 | Electric Utility | GT | NG | NG | IID | A | mcf | 7391 | 6527 | 7245 | 5124 | 4818 | 6777 | 9480 | 11790 | 10267 | 10662 | 8517 | 9440 | 7391 | 6527 | 7245 | 5124 | 4818 | 6777 | 9480 | 11790 | 10267 | 10662 | 8517 | 9440 | 1.02 | 1.02 | 1.02 | 1.02 | 1.02 | 1.02 | 1.02 | 1.02 | 1.02 | 1.02 | 1.02 | 1.02 | 7539 | 6658 | 7390 | 5226 | 4914 | 6913 | 9670 | 12026 | 10472 | 10875 | 8687 | 9629 | 7539 | 6658 | 7390 | 5226 | 4914 | 6913 | 9670 | 12026 | 10472 | 10875 | 8687 | 9629 | 451.97 | 399.13 | 443.061 | 313.333 | 294.618 | 414.442 | 579.761 | 720.973 | 627.855 | 652.044 | 520.829 | 577.306 | 98038 | 98038 | 99999 | 99999 | 5995.322 | 2020
Vintage1978 | petroleum | TRUE | 12341.6063.IA.GT | 6063 | N | . | Electrifarm | MidAmerican Energy Co | 12341 | IA | WNC | MRO |  | 22 | 1 | Electric Utility | GT | DFO | DFO | MISO | A | barrels | 0 | 0 | 0 | 0 | 0 | 0 | 0 | 0 | 0 | 0 | 0 | 0 | 0 | 0 | 0 | 0 | 0 | 0 | 0 | 0 | 0 | 0 | 0 | 0 | 0 | 0 | 0 | 0 | 0 | 0 | 0 | 0 | 0 | 0 | 0 | 0 | 0 | 0 | 0 | 0 | 0 | 0 | 0 | 0 | 0 | 0 | 0 | 0 | 0 | 0 | 0 | 0 | 0 | 0 | 0 | 0 | 0 | 0 | 0 | 0 | 0 | 0 | 0 | 0 | 0 | 0 | 0 | 0 | 0 | 0 | 0 | 0 | 0 | 0 | 0 | 0 | 0 | 2020
Vintage1978 | natural gas peaker | TRUE | 12341.6063.IA.GT | 6063 | N | . | Electrifarm | MidAmerican Energy Co | 12341 | IA | WNC | MRO |  | 22 | 1 | Electric Utility | GT | NG | NG | MISO | A | mcf | 4629 | 5500 | 2309 | 2884 | 4288 | 4778 | 7826 | 4409 | 3431 | 3568 | 2892 | 4957 | 4629 | 5500 | 2309 | 2884 | 4288 | 4778 | 7826 | 4409 | 3431 | 3568 | 2892 | 4957 | 1.066 | 1.066 | 1.066 | 1.066 | 1.066 | 1.066 | 1.066 | 1.066 | 1.066 | 1.066 | 1.066 | 1.066 | 4935 | 5863 | 2461 | 3074 | 4571 | 5093 | 8343 | 4700 | 3657 | 3803 | 3083 | 5284 | 4935 | 5863 | 2461 | 3074 | 4571 | 5093 | 8343 | 4700 | 3657 | 3803 | 3083 | 5284 | 116.757 | 138.701 | 58.232 | 72.724 | 108.14 | 120.49 | 197.349 | 111.188 | 86.528 | 89.967 | 72.923 | 125.001 | 51471 | 51471 | 54867 | 54867 | 1298 | 2020
Vintage2006 | petroleum | TRUE | 9996.6064.KS.GT | 6064 | N | . | Nearman Creek | City of Kansas City - (KS) | 9996 | KS | WNC | MRO |  | 22 | 1 | Electric Utility | GT | DFO | DFO | SWPP | M | barrels | 0 | 0 | 0 | 0 | 0 | 0 | 0 | 896 | 0 | 100 | 90 | 0 | 0 | 0 | 0 | 0 | 0 | 0 | 0 | 896 | 0 | 100 | 90 | 0 | 0 | 0 | 0 | 0 | 0 | 0 | 0 | 5.8 | 0 | 5.8 | 5.8 | 0 | 0 | 0 | 0 | 0 | 0 | 0 | 0 | 5197 | 0 | 580 | 522 | 0 | 0 | 0 | 0 | 0 | 0 | 0 | 0 | 5197 | 0 | 580 | 522 | 0 | -26.445 | -24.084 | -22.667 | -20.306 | -18.417 | -18.417 | -19.361 | 404.079 | -20.306 | 43.495 | 32.455 | -28.334 | 1086 | 1086 | 6299 | 6299 | 281.692 | 2020
Vintage2006 | natural gas peaker | TRUE | 9996.6064.KS.GT | 6064 | N | . | Nearman Creek | City of Kansas City - (KS) | 9996 | KS | WNC | MRO |  | 22 | 1 | Electric Utility | GT | NG | NG | SWPP | M | mcf | 0 | 0 | 0 | 0 | 0 | 0 | 0 | 31382 | 0 | 33618 | 6726 | 0 | 0 | 0 | 0 | 0 | 0 | 0 | 0 | 31382 | 0 | 33618 | 6726 | 0 | 0 | 0 | 0 | 0 | 0 | 0 | 0 | 1.02 | 0 | 1.02 | 1.02 | 0 | 0 | 0 | 0 | 0 | 0 | 0 | 0 | 32010 | 0 | 34290 | 6861 | 0 | 0 | 0 | 0 | 0 | 0 | 0 | 0 | 32010 | 0 | 34290 | 6861 | 0 | -29.555 | -26.916 | -25.333 | -22.694 | -20.583 | -20.583 | -21.639 | 2488.921 | -22.694 | 2571.505 | 426.545 | -31.666 | 71726 | 71726 | 73161 | 73161 | 5265.308 | 2020
Vintage1981 | petroleum | TRUE | 9996.6064.KS.ST | 6064 | N | . | Nearman Creek | City of Kansas City - (KS) | 9996 | KS | WNC | MRO |  | 22 | 1 | Electric Utility | ST | DFO | DFO | SWPP | M | barrels | 580 | 101 | 454 | 96 | 476 | 603 | 241 | 1285 | 0 | 573 | 2937 | 521 | 580 | 101 | 454 | 96 | 476 | 603 | 241 | 1285 | 0 | 573 | 2937 | 521 | 5.8 | 5.8 | 5.8 | 5.8 | 5.8 | 5.8 | 5.8 | 5.8 | 0 | 5.8 | 5.8 | 5.8 | 3364 | 586 | 2633 | 557 | 2761 | 3497 | 1398 | 7453 | 0 | 3323 | 17035 | 3022 | 3364 | 586 | 2633 | 557 | 2761 | 3497 | 1398 | 7453 | 0 | 3323 | 17035 | 3022 | 294.751 | 52.758 | 235.851 | 49.483 | 213.214 | 313.704 | 125.03 | 673.923 | 0 | 131.993 | 1512.571 | 281.5 | 7867 | 7867 | 45629 | 45629 | 3884.778 | 2020
Vintage1981 | hard coal | TRUE | 9996.6064.KS.ST | 6064 | N | . | Nearman Creek | City of Kansas City - (KS) | 9996 | KS | WNC | MRO |  | 22 | 1 | Electric Utility | ST | SUB | COL | SWPP | M | short tons | 58836 | 60407 | 61515 | 64654 | 10053 | 80640 | 86874 | 73244 | 83912 | 1765 | 29817 | 81058 | 58836 | 60407 | 61515 | 64654 | 10053 | 80640 | 86874 | 73244 | 83912 | 1765 | 29817 | 81058 | 17.17 | 17.17 | 17.06 | 17 | 17.2 | 16.95 | 17.17 | 17.13 | 17.01 | 17.19 | 17.12 | 17.18 | 1010214 | 1037188 | 1049446 | 1099118 | 172912 | 1366848 | 1491627 | 1254670 | 1427343 | 30340 | 510467 | 1392576 | 1010214 | 1037188 | 1049446 | 1099118 | 172912 | 1366848 | 1491627 | 1254670 | 1427343 | 30340 | 510467 | 1392576 | 88514.249 | 93410.242 | 93997.149 | 97679.517 | 13353.786 | 122601.3 | 133422.97 | 113451.08 | 133677 | 1205.007 | 45326.429 | 129727.5 | 692775 | 692775 | 11842749 | 11842749 | 1066366.2 | 2020
Vintage2010 | petroleum | TRUE | 10000.6065.MO.ST | 6065 | N | . | Iatan | Evergy Metro | 10000 | MO | WNC | MRO |  | 22 | 1 | Electric Utility | ST | DFO | DFO | SWPP | M | barrels | 84 | 5236 | 229 | 7516 | 2608 | 8271 | 5048 | 9523 | 4268 | 3792 | 15281 | 8606 | 84 | 5236 | 229 | 7516 | 2608 | 8271 | 5048 | 9523 | 4268 | 3792 | 15281 | 8606 | 5.75 | 5.753 | 5.751 | 5.753 | 5.753 | 5.753 | 5.753 | 5.753 | 5.753 | 5.753 | 5.753 | 5.753 | 483 | 30123 | 1317 | 43240 | 15004 | 47583 | 29041 | 54786 | 24554 | 21815 | 87912 | 49510 | 483 | 30123 | 1317 | 43240 | 15004 | 47583 | 29041 | 54786 | 24554 | 21815 | 87912 | 49510 | 51.834 | 3164.796 | 144.379 | 4492.399 | 1652.887 | 4942.452 | 2918.257 | 5608.285 | 2573.114 | 2075.025 | 8729.467 | 5130.284 | 70462 | 70462 | 405368 | 405368 | 41483.179 | 2020
Vintage2010 | hard coal | TRUE | 10000.6065.MO.ST | 6065 | N | . | Iatan | Evergy Metro | 10000 | MO | WNC | MRO |  | 22 | 1 | Electric Utility | ST | SUB | COL | SWPP | M | short tons | 340985 | 366674 | 261446 | 106912 | 284765 | 307917 | 493768 | 458063 | 330512 | 217725 | 274886 | 492456 | 340985 | 366674 | 261446 | 106912 | 284765 | 307917 | 493768 | 458063 | 330512 | 217725 | 274886 | 492456 | 16.975 | 17.102 | 16.994 | 17.12 | 17.204 | 17.068 | 17.2 | 17.192 | 17.06 | 17.282 | 17.212 | 17.09 | 5788220 | 6270859 | 4443013 | 1830333 | 4899097 | 5255527 | 8492810 | 7875019 | 5638535 | 3762723 | 4731338 | 8416073 | 5788220 | 6270859 | 4443013 | 1830333 | 4899097 | 5255527 | 8492810 | 7875019 | 5638535 | 3762723 | 4731338 | 8416073 | 621168.17 | 658838.2 | 487082.62 | 190163.6 | 539706.11 | 545891.55 | 853416.74 | 806145.72 | 590889.89 | 357900.98 | 469813.53 | 872077.72 | 3936109 | 3936109 | 67403547 | 67403547 | 6993094.8 | 2020
Vintage1983 | petroleum | TRUE | 22500.6068.KS.ST | 6068 | N | . | Jeffrey Energy Center | Evergy Kansas Central, Inc | 22500 | KS | WNC | MRO |  | 22 | 1 | Electric Utility | ST | DFO | DFO | SWPP | M | barrels | 10472 | 12498 | 11838 | 7890 | 8862 | 3752 | 1364 | 592 | 2444 | 6163 | 6042 | 1186 | 10472 | 12498 | 11838 | 7890 | 8862 | 3752 | 1364 | 592 | 2444 | 6163 | 6042 | 1186 | 5.827 | 5.82 | 5.82 | 5.67 | 5.824 | 5.824 | 5.823 | 5.824 | 5.824 | 5.824 | 5.824 | 5.824 | 61020 | 72738 | 68897 | 44736 | 51612 | 21852 | 7943 | 3448 | 14234 | 35893 | 35189 | 6907 | 61020 | 72738 | 68897 | 44736 | 51612 | 21852 | 7943 | 3448 | 14234 | 35893 | 35189 | 6907 | 4842.465 | 5647.016 | 5389.869 | 3465.925 | 4164.601 | 1821.409 | 637.084 | 303.563 | 1242.283 | 3075.471 | 2979.7 | 610.684 | 73103 | 73103 | 424469 | 424469 | 34180.07 | 2020
Vintage1983 | hard coal | TRUE | 22500.6068.KS.ST | 6068 | N | . | Jeffrey Energy Center | Evergy Kansas Central, Inc | 22500 | KS | WNC | MRO |  | 22 | 1 | Electric Utility | ST | SUB | COL | SWPP | M | short tons | 361951 | 253286 | 259575 | 240321 | 303271 | 410484 | 597782 | 675778 | 522338 | 483754 | 400364 | 226002 | 361951 | 253286 | 259575 | 240321 | 303271 | 410484 | 597782 | 675778 | 522338 | 483754 | 400364 | 226002 | 16.706 | 16.78 | 16.752 | 16.622 | 16.658 | 16.65 | 17.94 | 16.708 | 16.664 | 16.632 | 16.682 | 16.628 | 6046753 | 4250139 | 4348400 | 3994616 | 5051888 | 6834559 | 10724209 | 11290899 | 8704240 | 8045797 | 6678872 | 3757961 | 6046753 | 4250139 | 4348400 | 3994616 | 5051888 | 6834559 | 10724209 | 11290899 | 8704240 | 8045797 | 6678872 | 3757961 | 479859.54 | 329957.98 | 340178.13 | 309481.08 | 407637.4 | 569683.59 | 860202.92 | 994108.44 | 759676.72 | 689393.53 | 565553.3 | 332248.32 | 4734906 | 4734906 | 79728333 | 79728333 | 6637980.9 | 2020
Vintage2004 | natural gas peaker | TRUE | 11249.6071.KY.GT | 6071 | N | . | Trimble County | Louisville Gas & Electric Co | 11249 | KY | ESC | SERC |  | 22 | 1 | Electric Utility | GT | NG | NG | LGEE | M | mcf | 214850 | 675433 | 1452643 | 229259 | 115808 | 484042 | 1167004 | 390555 | 260204 | 147734 | 235487 | 169289 | 214850 | 675433 | 1452643 | 229259 | 115808 | 484042 | 1167004 | 390555 | 260204 | 147734 | 235487 | 169289 | 1.065 | 1.065 | 1.065 | 1.065 | 1.065 | 1.065 | 1.065 | 1.065 | 1.065 | 1.065 | 1.065 | 1.065 | 228815 | 719336 | 1547065 | 244161 | 123336 | 515505 | 1242859 | 415941 | 277117 | 157337 | 250794 | 180293 | 228815 | 719336 | 1547065 | 244161 | 123336 | 515505 | 1242859 | 415941 | 277117 | 157337 | 250794 | 180293 | 21123 | 67291 | 148881 | 23098 | 11210 | 55379 | 114220 | 37097 | 24702 | 13296 | 19887 | 16436 | 5542308 | 5542308 | 5902559 | 5902559 | 552620 | 2020
Vintage2011 | hard coal | TRUE | 11249.6071.KY.ST | 6071 | N | . | Trimble County | Louisville Gas & Electric Co | 11249 | KY | ESC | SERC |  | 22 | 1 | Electric Utility | ST | BIT | COL | LGEE | M | short tons | 3685 | 4443 | 7749 | 4237 | 2432 | 2494 | 2794 | 4435 | 7961 | 2483 | 2953 | 3672 | 3685 | 4443 | 7749 | 4237 | 2432 | 2494 | 2794 | 4435 | 7961 | 2483 | 2953 | 3672 | 23.159 | 23.076 | 23.14 | 23.112 | 23.106 | 23.143 | 23.217 | 23.212 | 23.341 | 23.496 | 23.568 | 23.454 | 85341 | 102527 | 179312 | 97926 | 56194 | 57719 | 64868 | 102945 | 185818 | 58341 | 69596 | 86123 | 85341 | 102527 | 179312 | 97926 | 56194 | 57719 | 64868 | 102945 | 185818 | 58341 | 69596 | 86123 | 8692.473 | 10459.499 | 18371.317 | 10108.068 | 5817.421 | 6051.178 | 6622.439 | 10435.684 | 18454.65 | 5295.566 | 7063.447 | 8939.409 | 49338 | 49338 | 1146710 | 1146710 | 116311.15 | 2020
Vintage2011 | petroleum | TRUE | 11249.6071.KY.ST | 6071 | N | . | Trimble County | Louisville Gas & Electric Co | 11249 | KY | ESC | SERC |  | 22 | 1 | Electric Utility | ST | DFO | DFO | LGEE | M | barrels | 0 | 0 | 0 | 0 | 0 | 0 | 0 | 0 | 0 | 0 | 0 | 0 | 0 | 0 | 0 | 0 | 0 | 0 | 0 | 0 | 0 | 0 | 0 | 0 | 0 | 0 | 0 | 0 | 0 | 0 | 0 | 0 | 0 | 0 | 0 | 0 | 0 | 0 | 0 | 0 | 0 | 0 | 0 | 0 | 0 | 0 | 0 | 0 | 0 | 0 | 0 | 0 | 0 | 0 | 0 | 0 | 0 | 0 | 0 | 0 | 0 | 0 | 0 | 0 | 0 | 0 | 0 | 0 | 0 | 0 | 0 | 0 | 0 | 0 | 0 | 0 | 0 | 2020
Vintage2011 | natural gas steam turbine | TRUE | 11249.6071.KY.ST | 6071 | N | . | Trimble County | Louisville Gas & Electric Co | 11249 | KY | ESC | SERC |  | 22 | 1 | Electric Utility | ST | NG | NG | LGEE | M | mcf | 6537 | 11357 | 14420 | 9421 | 20412 | 28198 | 15143 | 16027 | 12010 | 13595 | 30681 | 12991 | 6537 | 11357 | 14420 | 9421 | 20412 | 28198 | 15143 | 16027 | 12010 | 13595 | 30681 | 12991 | 1.065 | 1.065 | 1.065 | 1.065 | 1.065 | 1.065 | 1.065 | 1.065 | 1.065 | 1.065 | 1.065 | 1.065 | 6962 | 12095 | 15357 | 10033 | 21739 | 30031 | 16127 | 17069 | 12791 | 14479 | 32675 | 13835 | 6962 | 12095 | 15357 | 10033 | 21739 | 30031 | 16127 | 17069 | 12791 | 14479 | 32675 | 13835 | 709.111 | 1233.921 | 1573.425 | 1035.664 | 2250.491 | 3148.413 | 1646.444 | 1730.281 | 1270.315 | 1314.228 | 3316.268 | 1436.089 | 190792 | 190792 | 203193 | 203193 | 20664.65 | 2020
Vintage2011 | petroleum | TRUE | 11249.6071.KY.ST | 6071 | N | . | Trimble County | Louisville Gas & Electric Co | 11249 | KY | ESC | SERC |  | 22 | 1 | Electric Utility | ST | PC | PC | LGEE | M | short tons | 0 | 0 | 0 | 0 | 0 | 0 | 0 | 0 | 0 | 0 | 0 | 0 | 0 | 0 | 0 | 0 | 0 | 0 | 0 | 0 | 0 | 0 | 0 | 0 | 0 | 0 | 0 | 0 | 0 | 0 | 0 | 0 | 0 | 0 | 0 | 0 | 0 | 0 | 0 | 0 | 0 | 0 | 0 | 0 | 0 | 0 | 0 | 0 | 0 | 0 | 0 | 0 | 0 | 0 | 0 | 0 | 0 | 0 | 0 | 0 | 0 | 0 | 0 | 0 | 0 | 0 | 0 | 0 | 0 | 0 | 0 | 0 | 0 | 0 | 0 | 0 | 0 | 2020
Vintage2011 | hard coal | TRUE | 11249.6071.KY.ST | 6071 | N | . | Trimble County | Louisville Gas & Electric Co | 11249 | KY | ESC | SERC |  | 22 | 1 | Electric Utility | ST | RC | COL | LGEE | M | short tons | 344516 | 334291 | 353700 | 327935 | 279137 | 316338 | 345432 | 337130 | 226471 | 147249 | 297093 | 338154 | 344516 | 334291 | 353700 | 327935 | 279137 | 316338 | 345432 | 337130 | 226471 | 147249 | 297093 | 338154 | 22.226 | 22.14 | 22.185 | 22.188 | 21.957 | 22.185 | 22.243 | 22.263 | 22.8 | 23.496 | 22.737 | 22.446 | 7657213 | 7401203 | 7846835 | 7276222 | 6129011 | 7017959 | 7683444 | 7505525 | 5163539 | 3459763 | 6755004 | 7590205 | 7657213 | 7401203 | 7846835 | 7276222 | 6129011 | 7017959 | 7683444 | 7505525 | 5163539 | 3459763 | 6755004 | 7590205 | 779932.02 | 755051.12 | 803943.96 | 751065.98 | 634501.39 | 735757.33 | 784406.89 | 760844.34 | 512821.44 | 314042.21 | 685576.8 | 787848.47 | 3647446 | 3647446 | 81485923 | 81485923 | 8305791.9 | 2020
Vintage2011 | hard coal | TRUE | 11249.6071.KY.ST | 6071 | N | . | Trimble County | Louisville Gas & Electric Co | 11249 | KY | ESC | SERC |  | 22 | 1 | Electric Utility | ST | SUB | COL | LGEE | M | short tons | 794 | 986 | 1725 | 919 | 677 | 554 | 624 | 947 | 873 | 0 | 499 | 810 | 794 | 986 | 1725 | 919 | 677 | 554 | 624 | 947 | 873 | 0 | 499 | 810 | 17.897 | 17.919 | 17.893 | 17.924 | 17.831 | 17.873 | 17.883 | 17.82 | 17.861 | 0 | 17.82 | 17.877 | 14210 | 17668 | 30865 | 16472 | 12072 | 9902 | 11159 | 16876 | 15593 | 0 | 8892 | 14480 | 14210 | 17668 | 30865 | 16472 | 12072 | 9902 | 11159 | 16876 | 15593 | 0 | 8892 | 14480 | 1447.394 | 1802.456 | 3162.303 | 1700.288 | 1249.702 | 1038.08 | 1139.227 | 1710.694 | 1548.598 | 0 | 902.482 | 1503.034 | 9408 | 9408 | 168189 | 168189 | 17204.258 | 2020
Vintage2011 | hard coal | TRUE | 11249.6071.KY.ST | 6071 | N | . | Trimble County | Louisville Gas & Electric Co | 11249 | KY | ESC | SERC |  | 22 | 1 | Electric Utility | ST | WC | WOC | LGEE | M | short tons | 0 | 0 | 0 | 0 | 0 | 0 | 0 | 0 | 0 | 0 | 0 | 0 | 0 | 0 | 0 | 0 | 0 | 0 | 0 | 0 | 0 | 0 | 0 | 0 | 0 | 0 | 0 | 0 | 0 | 0 | 0 | 0 | 0 | 0 | 0 | 0 | 0 | 0 | 0 | 0 | 0 | 0 | 0 | 0 | 0 | 0 | 0 | 0 | 0 | 0 | 0 | 0 | 0 | 0 | 0 | 0 | 0 | 0 | 0 | 0 | 0 | 0 | 0 | 0 | 0 | 0 | 0 | 0 | 0 | 0 | 0 | 0 | 0 | 0 | 0 | 0 | 0 | 2020
Vintage2011 | petroleum | TRUE | 11249.6071.KY.ST | 6071 | N | . | Trimble County | Louisville Gas & Electric Co | 11249 | KY | ESC | SERC |  | 22 | 1 | Electric Utility | ST | WO | WOO | LGEE | M | barrels | 0 | 0 | 0 | 0 | 0 | 0 | 0 | 0 | 0 | 0 | 0 | 0 | 0 | 0 | 0 | 0 | 0 | 0 | 0 | 0 | 0 | 0 | 0 | 0 | 0 | 0 | 0 | 0 | 0 | 0 | 0 | 0 | 0 | 0 | 0 | 0 | 0 | 0 | 0 | 0 | 0 | 0 | 0 | 0 | 0 | 0 | 0 | 0 | 0 | 0 | 0 | 0 | 0 | 0 | 0 | 0 | 0 | 0 | 0 | 0 | 0 | 0 | 0 | 0 | 0 | 0 | 0 | 0 | 0 | 0 | 0 | 0 | 0 | 0 | 0 | 0 | 0 | 2020
Vintage1985 | nuclear | TRUE | 12465.6072.MS.ST | 6072 | N | 1 | Grand Gulf | System Energy Resources, Inc | 12465 | MS | ESC | SERC |  | 22 | 1 | Electric Utility | ST | NUC | NUC | MISO | M |  | 0 | 0 | 0 | 0 | 0 | 0 | 0 | 0 | 0 | 0 | 0 | 0 | 0 | 0 | 0 | 0 | 0 | 0 | 0 | 0 | 0 | 0 | 0 | 0 | 0 | 0 | 0 | 0 | 0 | 0 | 0 | 0 | 0 | 0 | 0 | 0 | 10824415 | 7801224 | 0 | 0 | 4272 | 8074323 | 9775900 | 3110865 | 9196430 | 9076385 | 1524998 | 8327294 | 10824415 | 7801224 | 0 | 0 | 4272 | 8074323 | 9775900 | 3110865 | 9196430 | 9076385 | 1524998 | 8327294 | 1036228 | 746816 | -4509 | -7062 | 409 | 772960 | 935853 | 297805 | 880380 | 868888 | 145989 | 797177 | 0 | 0 | 67716106 | 67716106 | 6470934 | 2020
Vintage2001 | natural gas combined cycle | TRUE | 12686.6073.MS.CA | 6073 | N | . | Victor J Daniel Jr | Mississippi Power Co | 12686 | MS | ESC | SERC |  | 22 | 1 | Electric Utility | CA | NG | NG | SOCO | M | mcf | 78491 | 101914 | 93102 | 71263 | 101167 | 206174 | 235843 | 185950 | 120492 | 108386 | 86105 | 37618 | 78491 | 101914 | 93102 | 71263 | 101167 | 206174 | 235843 | 185950 | 120492 | 108386 | 86105 | 37618 | 1.015 | 1.016 | 1.016 | 1.017 | 1.013 | 1.012 | 1.011 | 1.01 | 1.013 | 1.014 | 1.015 | 1.017 | 79668 | 103545 | 94592 | 72474 | 102482 | 208648 | 238437 | 187810 | 122058 | 109903 | 87397 | 38258 | 79668 | 103545 | 94592 | 72474 | 102482 | 208648 | 238437 | 187810 | 122058 | 109903 | 87397 | 38258 | 281363 | 267183 | 220420 | 267073 | 262457 | 262646 | 273459 | 267712 | 174521 | 232289 | 272611 | 252380 | 1426505 | 1426505 | 1445272 | 1445272 | 3034114 | 2020
Vintage2001 | natural gas combined cycle | TRUE | 12686.6073.MS.CT | 6073 | N | . | Victor J Daniel Jr | Mississippi Power Co | 12686 | MS | ESC | SERC |  | 22 | 1 | Electric Utility | CT | NG | NG | SOCO | M | mcf | 5348452 | 4986575 | 4126758 | 5007313 | 4976461 | 5070021 | 5224837 | 5120395 | 3241737 | 4415796 | 5163856 | 4902278 | 5348452 | 4986575 | 4126758 | 5007313 | 4976461 | 5070021 | 5224837 | 5120395 | 3241737 | 4415796 | 5163856 | 4902278 | 1.015 | 1.016 | 1.016 | 1.017 | 1.013 | 1.012 | 1.011 | 1.01 | 1.013 | 1.014 | 1.015 | 1.017 | 5428679 | 5066360 | 4192786 | 5092437 | 5041155 | 5130861 | 5282310 | 5171599 | 3283880 | 4477617 | 5241314 | 4985617 | 5428679 | 5066360 | 4192786 | 5092437 | 5041155 | 5130861 | 5282310 | 5171599 | 3283880 | 4477617 | 5241314 | 4985617 | 510047 | 478408 | 385462 | 474850 | 471063 | 481769 | 496322 | 483064 | 308404 | 414185 | 492441 | 472705 | 57584479 | 57584479 | 58394615 | 58394615 | 5468720 | 2020
Vintage1981 | hard coal | TRUE | 12686.6073.MS.ST | 6073 | N | . | Victor J Daniel Jr | Mississippi Power Co | 12686 | MS | ESC | SERC |  | 22 | 1 | Electric Utility | ST | BIT | COL | SOCO | M | short tons | 4805 | 1951 | 293 | 0 | 288 | 6160 | 13625 | 33875 | 16580 | 18934 | 0 | 11365 | 4805 | 1951 | 293 | 0 | 288 | 6160 | 13625 | 33875 | 16580 | 18934 | 0 | 11365 | 21.109 | 20.802 | 20.802 | 0 | 18.556 | 21.599 | 21.999 | 21.785 | 21.684 | 21.398 | 0 | 21.339 | 101429 | 40585 | 6095 | 0 | 5344 | 133050 | 299736 | 737967 | 359521 | 405150 | 0 | 242518 | 101429 | 40585 | 6095 | 0 | 5344 | 133050 | 299736 | 737967 | 359521 | 405150 | 0 | 242518 | 7782.822 | 2927.364 | 515.419 | 0 | 443.086 | 11015.154 | 26252.226 | 68473.124 | 33289.295 | 35699.889 | 0 | 22154.795 | 107876 | 107876 | 2331395 | 2331395 | 208553.17 | 2020
Vintage1981 | petroleum | TRUE | 12686.6073.MS.ST | 6073 | N | . | Victor J Daniel Jr | Mississippi Power Co | 12686 | MS | ESC | SERC |  | 22 | 1 | Electric Utility | ST | DFO | DFO | SOCO | M | barrels | 1162 | 1646 | 394 | 150 | 2278 | 375 | 523 | 78 | 196 | 610 | 127 | 962 | 1162 | 1646 | 394 | 150 | 2278 | 375 | 523 | 78 | 196 | 610 | 127 | 962 | 5.801 | 5.796 | 5.798 | 5.792 | 5.783 | 5.79 | 5.759 | 5.759 | 5.759 | 5.759 | 5.759 | 5.759 | 6741 | 9540 | 2284 | 869 | 13174 | 2171 | 3012 | 449 | 1129 | 3513 | 731 | 5540 | 6741 | 9540 | 2284 | 869 | 13174 | 2171 | 3012 | 449 | 1129 | 3513 | 731 | 5540 | 517.232 | 688.133 | 193.18 | -414.851 | 1092.241 | 179.757 | 263.8 | 41.68 | 104.516 | 309.548 | 65.426 | 506.112 | 8501 | 8501 | 49153 | 49153 | 3546.774 | 2020
Vintage1981 | hard coal | TRUE | 12686.6073.MS.ST | 6073 | N | . | Victor J Daniel Jr | Mississippi Power Co | 12686 | MS | ESC | SERC |  | 22 | 1 | Electric Utility | ST | SUB | COL | SOCO | M | short tons | 37949 | 37420 | 92342 | 467 | 77182 | 170604 | 194481 | 214110 | 172177 | 79452 | 103032 | 164152 | 37949 | 37420 | 92342 | 467 | 77182 | 170604 | 194481 | 214110 | 172177 | 79452 | 103032 | 164152 | 17.719 | 17.336 | 17.57 | 17.952 | 17.816 | 17.393 | 17.194 | 17.692 | 17.555 | 17.684 | 17.692 | 17.471 | 672418 | 648713 | 1622449 | 8384 | 1375075 | 2967315 | 3343906 | 3788034 | 3022567 | 1405029 | 1822842 | 2867900 | 672418 | 648713 | 1622449 | 8384 | 1375075 | 2967315 | 3343906 | 3788034 | 3022567 | 1405029 | 1822842 | 2867900 | 51595.946 | 46791.503 | 137201.4 | -4003.149 | 114008.67 | 245663.09 | 292873.97 | 351477.2 | 279870.19 | 123804.56 | 163061.57 | 261992.09 | 1343368 | 1343368 | 23544632 | 23544632 | 2064337.1 | 2020
Vintage1979 | petroleum | TRUE | 56211.6074.MO.GT | 6074 | N | . | Greenwood (MO) | Evergy Missouri West | 56211 | MO | WNC | MRO |  | 22 | 1 | Electric Utility | GT | DFO | DFO | SWPP | M | barrels | 100 | 0 | 0 | 24 | 0 | 0 | 0 | 0 | 0 | 934 | 0 | 9 | 100 | 0 | 0 | 24 | 0 | 0 | 0 | 0 | 0 | 934 | 0 | 9 | 5.8 | 0 | 0 | 5.792 | 0 | 0 | 0 | 0 | 0 | 5.796 | 0 | 5.778 | 580 | 0 | 0 | 139 | 0 | 0 | 0 | 0 | 0 | 5413 | 0 | 52 | 580 | 0 | 0 | 139 | 0 | 0 | 0 | 0 | 0 | 5413 | 0 | 52 | 0 | 0 | 0 | 5.136 | 0 | 0 | 0 | 0 | 0 | 214.547 | 0 | 0 | 1067 | 1067 | 6184 | 6184 | 219.683 | 2020
Vintage1979 | natural gas peaker | TRUE | 56211.6074.MO.GT | 6074 | N | . | Greenwood (MO) | Evergy Missouri West | 56211 | MO | WNC | MRO |  | 22 | 1 | Electric Utility | GT | NG | NG | SWPP | M | mcf | 0 | 0 | 18360 | 37372 | 0 | 77844 | 108348 | 41320 | 11917 | 81738 | 3536 | 0 | 0 | 0 | 18360 | 37372 | 0 | 77844 | 108348 | 41320 | 11917 | 81738 | 3536 | 0 | 0 | 0 | 1 | 1 | 0 | 1 | 1 | 1 | 1 | 1 | 1 | 0 | 0 | 0 | 18360 | 37372 | 0 | 77844 | 108348 | 41320 | 11917 | 81738 | 3536 | 0 | 0 | 0 | 18360 | 37372 | 0 | 77844 | 108348 | 41320 | 11917 | 81738 | 3536 | 0 | 0 | 0 | 653 | 1380.864 | 0 | 4242 | 5170 | 999 | 256 | 3239.453 | 57 | 0 | 380435 | 380435 | 380435 | 380435 | 15997.317 | 2020
Vintage2016 | solar pv | TRUE | 56211.6074.MO.PV | 6074 | N | . | Greenwood (MO) | Evergy Missouri West | 56211 | MO | WNC | MRO |  | 22 | 1 | Electric Utility | PV | SUN | SUN | SWPP | M |  | 0 | 0 | 0 | 0 | 0 | 0 | 0 | 0 | 0 | 0 | 0 | 0 | 0 | 0 | 0 | 0 | 0 | 0 | 0 | 0 | 0 | 0 | 0 | 0 | 0 | 0 | 0 | 0 | 0 | 0 | 0 | 0 | 0 | 0 | 0 | 0 | 1525 | 2577 | 3253 | 4042 | 3787 | 5041 | 4489 | 4760 | 3840 | 2998 | 2358 | 2104 | 1525 | 2577 | 3253 | 4042 | 3787 | 5041 | 4489 | 4760 | 3840 | 2998 | 2358 | 2104 | 174 | 294 | 371 | 461 | 432 | 575 | 512 | 543 | 438 | 342 | 269 | 240 | 0 | 0 | 40774 | 40774 | 4651 | 2020
Vintage1986 | petroleum | TRUE | 15298.6076.MT.ST | 6076 | N | . | Colstrip | Talen Montana LLC | 15298 | MT | MTN | WECC |  | 22 | 2 | NAICS-22 Non-Cogen | ST | DFO | DFO | NWMT | M | barrels | 0 | 0 | 777 | 0 | 3179 | 1375 | 192 | 829 | 1754 | 1178 | 5119 | 2048 | 0 | 0 | 777 | 0 | 3179 | 1375 | 192 | 829 | 1754 | 1178 | 5119 | 2048 | 0 | 0 | 5.92 | 0 | 5.92 | 5.92 | 5.92 | 5.92 | 5.92 | 5.92 | 5.92 | 5.92 | 0 | 0 | 4600 | 0 | 18820 | 8140 | 1137 | 4908 | 10384 | 6974 | 30304 | 12124 | 0 | 0 | 4600 | 0 | 18820 | 8140 | 1137 | 4908 | 10384 | 6974 | 30304 | 12124 | 0 | 0 | 403.261 | 0 | 1607.602 | 630.271 | 101.667 | 434.535 | 969.022 | 654.646 | 2693.756 | 1121.552 | 16451 | 16451 | 97391 | 97391 | 8616.312 | 2020
Vintage1986 | other | TRUE | 15298.6076.MT.ST | 6076 | N | . | Colstrip | Talen Montana LLC | 15298 | MT | MTN | WECC |  | 22 | 2 | NAICS-22 Non-Cogen | ST | PG | WOO | NWMT | M | mcf | 0 | 0 | 0 | 0 | 0 | . | . | . | . | . | . | . | 0 | 0 | 0 | 0 | 0 | . | . | . | . | . | . | . | 0 | 0 | 0 | 0 | 0 | . | . | . | . | . | . | . | 0 | 0 | 0 | 0 | 0 | . | . | . | . | . | . | . | 0 | 0 | 0 | 0 | 0 | . | . | . | . | . | . | . | 0 | 0 | 0 | 0 | 0 | . | . | . | . | . | . | . | 0 | 0 | 0 | 0 | 0 | 2020
Vintage1986 | hard coal | TRUE | 15298.6076.MT.ST | 6076 | N | . | Colstrip | Talen Montana LLC | 15298 | MT | MTN | WECC |  | 22 | 2 | NAICS-22 Non-Cogen | ST | SUB | COL | NWMT | M | short tons | 611679 | 524855 | 560035 | 531874 | 192091 | 197747 | 443086 | 572419 | 328952 | 222804 | 355741 | 581106 | 611679 | 524855 | 560035 | 531874 | 192091 | 197747 | 443086 | 572419 | 328952 | 222804 | 355741 | 581106 | 17.093 | 16.816 | 16.916 | 17.006 | 17.076 | 17.126 | 17.204 | 17.294 | 17.308 | 17.254 | 17.338 | 17.252 | 10455429 | 8825962 | 9473552 | 9045049 | 3280146 | 3386615 | 7622852 | 9899414 | 5693501 | 3844260 | 6167837 | 10025241 | 10455429 | 8825962 | 9473552 | 9045049 | 3280146 | 3386615 | 7622852 | 9899414 | 5693501 | 3844260 | 6167837 | 10025241 | 980407 | 816410 | 830531.02 | 830094 | 280194.4 | 262221.73 | 681824.33 | 876511.47 | 531326.98 | 360871.35 | 548257.24 | 927390.45 | 5122389 | 5122389 | 87719858 | 87719858 | 7926040 | 2020
Vintage1986 | petroleum | TRUE | 15298.6076.MT.ST | 6076 | N | . | Colstrip | Talen Montana LLC | 15298 | MT | MTN | WECC |  | 22 | 2 | NAICS-22 Non-Cogen | ST | WO | WOO | NWMT | M | barrels | 0 | 0 | 1526 | 0 | 0 | 0 | 0 | 0 | 0 | 0 | 0 | 0 | 0 | 0 | 1526 | 0 | 0 | 0 | 0 | 0 | 0 | 0 | 0 | 0 | 0 | 0 | 3.84 | 0 | 0 | 0 | 0 | 0 | 0 | 0 | 0 | 0 | 0 | 0 | 5860 | 0 | 0 | 0 | 0 | 0 | 0 | 0 | 0 | 0 | 0 | 0 | 5860 | 0 | 0 | 0 | 0 | 0 | 0 | 0 | 0 | 0 | 0 | 0 | 513.723 | 0 | 0 | 0 | 0 | 0 | 0 | 0 | 0 | 0 | 1526 | 1526 | 5860 | 5860 | 513.723 | 2020
Vintage1982 | natural gas steam turbine | TRUE | 13337.6077.NE.ST | 6077 | N | . | Gerald Gentleman | Nebraska Public Power District | 13337 | NE | WNC | MRO |  | 22 | 1 | Electric Utility | ST | NG | NG | SWPP | M | mcf | 12529 | 21437 | 36017 | 35984 | 28664 | 22778 | 23492 | 8603 | 18024 | 31668 | 31361 | 29865 | 12529 | 21437 | 36017 | 35984 | 28664 | 22778 | 23492 | 8603 | 18024 | 31668 | 31361 | 29865 | 1.087 | 1.085 | 1.082 | 1.076 | 1.076 | 1.079 | 1.067 | 1.077 | 1.073 | 1.076 | 1.071 | 1.071 | 13619 | 23259 | 38970 | 38719 | 30842 | 24577 | 25066 | 9265 | 19340 | 34075 | 33588 | 31985 | 13619 | 23259 | 38970 | 38719 | 30842 | 24577 | 25066 | 9265 | 19340 | 34075 | 33588 | 31985 | 1359.305 | 2309.08 | 3811.123 | 3770.713 | 3059.121 | 2460.707 | 2536.653 | 942.593 | 1958.978 | 3367.669 | 3270.116 | 3133.647 | 300422 | 300422 | 323305 | 323305 | 31979.705 | 2020
Vintage1982 | hard coal | TRUE | 13337.6077.NE.ST | 6077 | N | . | Gerald Gentleman | Nebraska Public Power District | 13337 | NE | WNC | MRO |  | 22 | 1 | Electric Utility | ST | SUB | COL | SWPP | M | short tons | 489679 | 380297 | 365340 | 283341 | 338933 | 377696 | 455297 | 256359 | 160991 | 280849 | 302419 | 372660 | 489679 | 380297 | 365340 | 283341 | 338933 | 377696 | 455297 | 256359 | 160991 | 280849 | 302419 | 372660 | 17.039 | 17.137 | 17.101 | 17.187 | 17.142 | 17.246 | 17.255 | 17.259 | 17.202 | 17.301 | 17.17 | 17.268 | 8343640 | 6517150 | 6247679 | 4869782 | 5809989 | 6513745 | 7856150 | 4424500 | 2769367 | 4858969 | 5192534 | 6435093 | 8343640 | 6517150 | 6247679 | 4869782 | 5809989 | 6513745 | 7856150 | 4424500 | 2769367 | 4858969 | 5192534 | 6435093 | 832772.7 | 646997.92 | 610993.88 | 474254.29 | 576265.88 | 652159.29 | 795035.35 | 450114.41 | 280517.02 | 480220.33 | 505548.88 | 630453.35 | 4063861 | 4063861 | 69838598 | 69838598 | 6935333.3 | 2020
Vintage1981 | petroleum | TRUE | 11806.6081.MA.CA | 6081 | N | . | Stony Brook | Massachusetts Mun Wholes Electric Co | 11806 | MA | NEW | NPCC |  | 22 | 1 | Electric Utility | CA | DFO | DFO | ISNE | M | barrels | 0 | 0 | 0 | 0 | 0 | 0 | 0 | 0 | 0 | 0 | 0 | 0 | 0 | 0 | 0 | 0 | 0 | 0 | 0 | 0 | 0 | 0 | 0 | 0 | 0 | 0 | 0 | 0 | 0 | 0 | 0 | 0 | 0 | 0 | 0 | 0 | 0 | 0 | 0 | 0 | 0 | 0 | 0 | 0 | 0 | 0 | 0 | 0 | 0 | 0 | 0 | 0 | 0 | 0 | 0 | 0 | 0 | 0 | 0 | 0 | 82 | 0 | 0 | 0 | 51.016 | 18.272 | 1.241 | 0 | 80.093 | 28.899 | 0 | 0 | 0 | 0 | 0 | 0 | 261.521 | 2020
Vintage1981 | natural gas combined cycle | TRUE | 11806.6081.MA.CA | 6081 | N | . | Stony Brook | Massachusetts Mun Wholes Electric Co | 11806 | MA | NEW | NPCC |  | 22 | 1 | Electric Utility | CA | NG | NG | ISNE | M | mcf | 0 | 0 | 0 | 0 | 0 | 0 | 0 | 0 | 0 | 0 | 0 | 0 | 0 | 0 | 0 | 0 | 0 | 0 | 0 | 0 | 0 | 0 | 0 | 0 | 0 | 0 | 0 | 0 | 0 | 0 | 0 | 0 | 0 | 0 | 0 | 0 | 0 | 0 | 0 | 0 | 0 | 0 | 0 | 0 | 0 | 0 | 0 | 0 | 0 | 0 | 0 | 0 | 0 | 0 | 0 | 0 | 0 | 0 | 0 | 0 | 0 | 0 | 0 | 0 | 421.984 | 3565.728 | 13432.759 | 7519 | 544.907 | 1328.101 | 47 | 0 | 0 | 0 | 0 | 0 | 26859.479 | 2020
Vintage1981 | petroleum | TRUE | 11806.6081.MA.CT | 6081 | N | . | Stony Brook | Massachusetts Mun Wholes Electric Co | 11806 | MA | NEW | NPCC |  | 22 | 1 | Electric Utility | CT | DFO | DFO | ISNE | M | barrels | 181 | 0 | 0 | 0 | 374 | 115 | 7 | 0 | 634 | 173 | 0 | 0 | 181 | 0 | 0 | 0 | 374 | 115 | 7 | 0 | 634 | 173 | 0 | 0 | 5.77 | 0 | 0 | 0 | 5.77 | 5.77 | 5.77 | 0 | 5.77 | 5.77 | 0 | 0 | 1044 | 0 | 0 | 0 | 2158 | 664 | 40 | 0 | 3658 | 998 | 0 | 0 | 1044 | 0 | 0 | 0 | 2158 | 664 | 40 | 0 | 3658 | 998 | 0 | 0 | 0 | 0 | 0 | 0 | 160.166 | 47.628 | 2.875 | 0 | 257.452 | 78.349 | 0 | 0 | 1484 | 1484 | 8562 | 8562 | 546.47 | 2020
Vintage1981 | natural gas combined cycle | TRUE | 11806.6081.MA.CT | 6081 | N | . | Stony Brook | Massachusetts Mun Wholes Electric Co | 11806 | MA | NEW | NPCC |  | 22 | 1 | Electric Utility | CT | NG | NG | ISNE | M | mcf | 0 | 0 | 0 | 0 | 17500 | 126950 | 428700 | 257000 | 24400 | 44975 | 4100 | 0 | 0 | 0 | 0 | 0 | 17500 | 126950 | 428700 | 257000 | 24400 | 44975 | 4100 | 0 | 0 | 0 | 0 | 0 | 1.02 | 1.02 | 1.02 | 1.02 | 1.02 | 1.02 | 1.02 | 0 | 0 | 0 | 0 | 0 | 17850 | 129489 | 437274 | 262140 | 24888 | 45875 | 4182 | 0 | 0 | 0 | 0 | 0 | 17850 | 129489 | 437274 | 262140 | 24888 | 45875 | 4182 | 0 | 0 | 0 | 0 | 0 | 1324.834 | 9294.372 | 31126.125 | 20027 | 1751.548 | 3600.651 | 255 | 0 | 903625 | 903625 | 921698 | 921698 | 67379.53 | 2020
Vintage1982 | petroleum | TRUE | 11806.6081.MA.GT | 6081 | N | . | Stony Brook | Massachusetts Mun Wholes Electric Co | 11806 | MA | NEW | NPCC |  | 22 | 1 | Electric Utility | GT | DFO | DFO | ISNE | M | barrels | 0 | 0 | 0 | 421 | 0 | 1074 | 1341 | 440 | 0 | 145 | 57 | 0 | 0 | 0 | 0 | 421 | 0 | 1074 | 1341 | 440 | 0 | 145 | 57 | 0 | 0 | 0 | 0 | 5.77 | 0 | 5.77 | 5.77 | 5.77 | 0 | 5.77 | 5.77 | 0 | 0 | 0 | 0 | 2429 | 0 | 6197 | 7738 | 2539 | 0 | 837 | 329 | 0 | 0 | 0 | 0 | 2429 | 0 | 6197 | 7738 | 2539 | 0 | 837 | 329 | 0 | 0 | 0 | 0 | 190 | 0 | 476 | 599 | 192 | 0 | 58 | 0 | 0 | 3478 | 3478 | 20069 | 20069 | 1515 | 2020
Vintage2007 | petroleum | TRUE | 11806.6081.MA.IC | 6081 | N | . | Stony Brook | Massachusetts Mun Wholes Electric Co | 11806 | MA | NEW | NPCC |  | 22 | 1 | Electric Utility | IC | DFO | DFO | ISNE | M | barrels | 0 | 0 | 0 | 0 | 0 | 0 | 0 | 0 | 0 | 0 | 0 | 0 | 0 | 0 | 0 | 0 | 0 | 0 | 0 | 0 | 0 | 0 | 0 | 0 | 0 | 0 | 0 | 0 | 0 | 0 | 0 | 0 | 0 | 0 | 0 | 0 | 0 | 0 | 0 | 0 | 0 | 0 | 0 | 0 | 0 | 0 | 0 | 0 | 0 | 0 | 0 | 0 | 0 | 0 | 0 | 0 | 0 | 0 | 0 | 0 | 0 | 0 | 0 | 0 | 0 | 0 | 0 | 0 | 0 | 0 | 0 | 0 | 0 | 0 | 0 | 0 | 0 | 2020
Vintage0 | hard coal | TRUE | 22129.6082.NY.ST | 6082 | N | . | Somerset Operating Co LLC | Somerset Operating Co LLC | 22129 | NY | MAT | NPCC |  | 22 | 2 | NAICS-22 Non-Cogen | ST | BIT | COL | NYIS | M | short tons | 10749 | 13447 | 39515 | 0 | . | . | . | . | . | . | . | . | 10749 | 13447 | 39515 | 0 | . | . | . | . | . | . | . | . | 26.32 | 25.55 | 25.82 | 0 | . | . | . | . | . | . | . | . | 282914 | 343571 | 1020277 | 0 | . | . | . | . | . | . | . | . | 282914 | 343571 | 1020277 | 0 | . | . | . | . | . | . | . | . | 20795.68 | 26068.314 | 96827.539 | 0 | . | . | . | . | . | . | . | . | 63711 | 63711 | 1646762 | 1646762 | 143691.53 | 2020
Vintage0 | petroleum | TRUE | 22129.6082.NY.ST | 6082 | N | . | Somerset Operating Co LLC | Somerset Operating Co LLC | 22129 | NY | MAT | NPCC |  | 22 | 2 | NAICS-22 Non-Cogen | ST | DFO | DFO | NYIS | M | barrels | 2479 | 830 | 873 | 0 | . | . | . | . | . | . | . | . | 2479 | 830 | 873 | 0 | . | . | . | . | . | . | . | . | 5.775 | 5.775 | 5.775 | 0 | . | . | . | . | . | . | . | . | 14316 | 4793 | 5042 | 0 | . | . | . | . | . | . | . | . | 14316 | 4793 | 5042 | 0 | . | . | . | . | . | . | . | . | 1052.32 | 363.686 | 478.461 | 0 | . | . | . | . | . | . | . | . | 4182 | 4182 | 24151 | 24151 | 1894.467 | 2020
Vintage0 | petroleum | TRUE | 22129.6082.NY.ST | 6082 | N | . | Somerset Operating Co LLC | Somerset Operating Co LLC | 22129 | NY | MAT | NPCC |  | 22 | 2 | NAICS-22 Non-Cogen | ST | KER | WOO | NYIS | M | barrels | . | . | 0 | . | . | . | . | . | . | . | . | . | . | . | 0 | . | . | . | . | . | . | . | . | . | . | . | 0 | . | . | . | . | . | . | . | . | . | . | . | 0 | . | . | . | . | . | . | . | . | . | . | . | 0 | . | . | . | . | . | . | . | . | . | . | . | 0 | . | . | . | . | . | . | . | . | . | 0 | 0 | 0 | 0 | 0 | 2020
Vintage0 | petroleum | TRUE | 22129.6082.NY.ST | 6082 | N | . | Somerset Operating Co LLC | Somerset Operating Co LLC | 22129 | NY | MAT | NPCC |  | 22 | 2 | NAICS-22 Non-Cogen | ST | PC | PC | NYIS | M | short tons | 0 | 0 | 0 | 0 | . | . | . | . | . | . | . | . | 0 | 0 | 0 | 0 | . | . | . | . | . | . | . | . | 0 | 0 | 0 | 0 | . | . | . | . | . | . | . | . | 0 | 0 | 0 | 0 | . | . | . | . | . | . | . | . | 0 | 0 | 0 | 0 | . | . | . | . | . | . | . | . | 0 | 0 | 0 | 0 | . | . | . | . | . | . | . | . | 0 | 0 | 0 | 0 | 0 | 2020
Vintage0 | hard coal | TRUE | 22129.6082.NY.ST | 6082 | N | . | Somerset Operating Co LLC | Somerset Operating Co LLC | 22129 | NY | MAT | NPCC |  | 22 | 2 | NAICS-22 Non-Cogen | ST | SUB | COL | NYIS | M | short tons | . | . | 0 | . | . | . | . | . | . | . | . | . | . | . | 0 | . | . | . | . | . | . | . | . | . | . | . | 0 | . | . | . | . | . | . | . | . | . | . | . | 0 | . | . | . | . | . | . | . | . | . | . | . | 0 | . | . | . | . | . | . | . | . | . | . | . | 0 | . | . | . | . | . | . | . | . | . | 0 | 0 | 0 | 0 | 0 | 2020
Vintage1912 | hydro | TRUE | 61122.6083.MA.HY | 6083 | N | . | Deerfield 3 | Great River Hydro, LLC | 61122 | MA | NEW | NPCC |  | 22 | 2 | NAICS-22 Non-Cogen | HY | WAT | HYC | ISNE | A |  | 0 | 0 | 0 | 0 | 0 | 0 | 0 | 0 | 0 | 0 | 0 | 0 | 0 | 0 | 0 | 0 | 0 | 0 | 0 | 0 | 0 | 0 | 0 | 0 | 0 | 0 | 0 | 0 | 0 | 0 | 0 | 0 | 0 | 0 | 0 | 0 | 27287 | 23255 | 31735 | 34240 | 30856 | 10213 | 12972 | 7014 | 3993 | 14849 | 17510 | 23618 | 27287 | 23255 | 31735 | 34240 | 30856 | 10213 | 12972 | 7014 | 3993 | 14849 | 17510 | 23618 | 3112.419 | 2652.591 | 3619.803 | 3905.566 | 3519.61 | 1164.946 | 1479.683 | 800.002 | 455.406 | 1693.783 | 1997.24 | 2693.951 | 0 | 0 | 237542 | 237542 | 27095 | 2020
Vintage1979 | natural gas peaker | TRUE | 13756.6085.IN.GT | 6085 | N | . | R M Schahfer | Northern Indiana Pub Serv Co | 13756 | IN | ENC | RFC |  | 22 | 1 | Electric Utility | GT | NG | NG | MISO | M | mcf | 1994 | 5415 | 0 | 208 | 1460 | 8964 | 6274 | 16905 | 5040 | 800 | 197 | 1632 | 1994 | 5415 | 0 | 208 | 1460 | 8964 | 6274 | 16905 | 5040 | 800 | 197 | 1632 | 1.043 | 1.041 | 0 | 1.051 | 1.061 | 1.071 | 1.057 | 1.049 | 1.047 | 1.059 | 1.073 | 1.062 | 2080 | 5637 | 0 | 219 | 1549 | 9600 | 6632 | 17733 | 5277 | 847 | 211 | 1733 | 2080 | 5637 | 0 | 219 | 1549 | 9600 | 6632 | 17733 | 5277 | 847 | 211 | 1733 | -165 | 137 | -239 | -135 | -253 | 405 | 257 | 999 | 148 | -61 | -151 | -141 | 48889 | 48889 | 51518 | 51518 | 801 | 2020
Vintage1986 | hard coal | TRUE | 13756.6085.IN.ST | 6085 | N | . | R M Schahfer | Northern Indiana Pub Serv Co | 13756 | IN | ENC | RFC |  | 22 | 1 | Electric Utility | ST | BIT | COL | MISO | M | short tons | 62153 | 56624 | 51808 | 53395 | 63112 | 111632 | 121532 | 136421 | 68093 | 90777 | 73247 | 99629 | 62153 | 56624 | 51808 | 53395 | 63112 | 111632 | 121532 | 136421 | 68093 | 90777 | 73247 | 99629 | 21.941 | 21.864 | 21.872 | 21.862 | 21.854 | 21.873 | 21.91 | 21.932 | 21.992 | 21.938 | 21.978 | 21.985 | 1363699 | 1238027 | 1133145 | 1167321 | 1379250 | 2441727 | 2662766 | 2991985 | 1497501 | 1991466 | 1609823 | 2190344 | 1363699 | 1238027 | 1133145 | 1167321 | 1379250 | 2441727 | 2662766 | 2991985 | 1497501 | 1991466 | 1609823 | 2190344 | 109741.98 | 96147.86 | 89557.746 | 92622.524 | 101753.99 | 192104.26 | 224441.11 | 256579.11 | 126913.2 | 163035.81 | 123567.24 | 180521.58 | 988423 | 988423 | 21667054 | 21667054 | 1756986.4 | 2020
Vintage1986 | natural gas steam turbine | TRUE | 13756.6085.IN.ST | 6085 | N | . | R M Schahfer | Northern Indiana Pub Serv Co | 13756 | IN | ENC | RFC |  | 22 | 1 | Electric Utility | ST | NG | NG | MISO | M | mcf | 20436 | 27950 | 20396 | 10813 | 5426 | 27217 | 8973 | 1166 | 9 | 1294 | 9334 | 50348 | 20436 | 27950 | 20396 | 10813 | 5426 | 27217 | 8973 | 1166 | 9 | 1294 | 9334 | 50348 | 1.043 | 1.041 | 1.041 | 1.051 | 1.061 | 1.071 | 1.057 | 1.049 | 1.047 | 1.059 | 1.073 | 1.062 | 21315 | 29096 | 21232 | 11364 | 5757 | 29149 | 9484 | 1223 | 9 | 1370 | 10015 | 53470 | 21315 | 29096 | 21232 | 11364 | 5757 | 29149 | 9484 | 1223 | 9 | 1370 | 10015 | 53470 | 1715.278 | 2259.654 | 1678.083 | 901.727 | 424.721 | 2293.346 | 799.433 | 104.89 | 0.799 | 112.186 | 768.764 | 4406.803 | 183362 | 183362 | 193484 | 193484 | 15465.684 | 2020
Vintage1986 | hard coal | TRUE | 13756.6085.IN.ST | 6085 | N | . | R M Schahfer | Northern Indiana Pub Serv Co | 13756 | IN | ENC | RFC |  | 22 | 1 | Electric Utility | ST | SUB | COL | MISO | M | short tons | 107851 | 101534 | 119274 | 106417 | 1383 | 44703 | 116431 | 0 | 0 | 0 | 0 | 49292 | 107851 | 101534 | 119274 | 106417 | 1383 | 44703 | 116431 | 0 | 0 | 0 | 0 | 49292 | 17.808 | 17.789 | 17.74 | 17.722 | 17.772 | 17.752 | 17.749 | 0 | 0 | 0 | 0 | 17.77 | 1920611 | 1806188 | 2115921 | 1885922 | 24579 | 793568 | 2066534 | 0 | 0 | 0 | 0 | 875919 | 1920611 | 1806188 | 2115921 | 1885922 | 24579 | 793568 | 2066534 | 0 | 0 | 0 | 0 | 875919 | 154558.75 | 140272.49 | 167231.17 | 149640.75 | 1813.289 | 62434.393 | 174185.46 | 0 | 0 | 0 | 0 | 72190.617 | 646885 | 646885 | 11489242 | 11489242 | 922326.91 | 2020
Vintage1977 | hydro | TRUE | 13781.6086.WI.HY | 6086 | N | . | Cornell | Northern States Power Co - Minnesota | 13781 | WI | ENC | MRO |  | 22 | 1 | Electric Utility | HY | WAT | HYC | MISO | A |  | 0 | 0 | 0 | 0 | 0 | 0 | 0 | 0 | 0 | 0 | 0 | 0 | 0 | 0 | 0 | 0 | 0 | 0 | 0 | 0 | 0 | 0 | 0 | 0 | 0 | 0 | 0 | 0 | 0 | 0 | 0 | 0 | 0 | 0 | 0 | 0 | 92967 | 82428 | 91184 | 88331 | 93005 | 90767 | 90137 | 85038 | 89856 | 89621 | 94560 | 101275 | 92967 | 82428 | 91184 | 88331 | 93005 | 90767 | 90137 | 85038 | 89856 | 89621 | 94560 | 101275 | 10604.182 | 9402.092 | 10400.804 | 10075.4 | 10608.509 | 10353.205 | 10281.374 | 9699.801 | 10249.353 | 10222.524 | 10785.923 | 11551.833 | 0 | 0 | 1089169 | 1089169 | 124235 | 2020
Vintage1980 | hydro | TRUE | 7140.6087.GA.HY | 6087 | N | . | Wallace Dam | Georgia Power Co | 7140 | GA | SAT | SERC |  | 22 | 1 | Electric Utility | HY | WAT | HYC | SOCO | M |  | 0 | 0 | 0 | 0 | 0 | 0 | 0 | 0 | 0 | 0 | 0 | 0 | 0 | 0 | 0 | 0 | 0 | 0 | 0 | 0 | 0 | 0 | 0 | 0 | 0 | 0 | 0 | 0 | 0 | 0 | 0 | 0 | 0 | 0 | 0 | 0 | 150696 | 219122 | 227188 | 127385 | 88494 | 54189 | 27292 | 45518 | 101750 | 67681 | 45974 | 80358 | 150696 | 219122 | 227188 | 127385 | 88494 | 54189 | 27292 | 45518 | 101750 | 67681 | 45974 | 80358 | 17189 | 24994 | 25914 | 14530 | 10094 | 6181 | 3113 | 5192 | 11606 | 7720 | 5244 | 9166 | 0 | 0 | 1235647 | 1235647 | 140943 | 2020
Vintage1980 | other | TRUE | 7140.6087.GA.PS | 6087 | N | . | Wallace Dam | Georgia Power Co | 7140 | GA | SAT | SERC |  | 22 | 1 | Electric Utility | PS | WAT | HPS | SOCO | M | megawatthours | 3964 | 2675 | 1044 | 9395 | 17140 | 25844 | 35617 | 34439 | 29038 | 23126 | 15100 | 10514 | 3964 | 2675 | 1044 | 9395 | 17140 | 25844 | 35617 | 34439 | 29038 | 23126 | 15100 | 10514 | 0 | 0 | 0 | 0 | 0 | 0 | 0 | 0 | 0 | 0 | 0 | 0 | 0 | 0 | 0 | 0 | 0 | 0 | 0 | 0 | 0 | 0 | 0 | 0 | 0 | 0 | 0 | 0 | 0 | 0 | 0 | 0 | 0 | 0 | 0 | 0 | 5486 | 18105 | 1465 | -3123 | -4962 | -7873 | -11260 | -9698 | -9699 | -7412 | -2275 | -1832 | 207896 | 207896 | 0 | 0 | -33078 | 2020
Vintage2001 | petroleum | TRUE | 24211.6088.AZ.GT | 6088 | N | . | North Loop | Tucson Electric Power Co | 24211 | AZ | MTN | WECC |  | 22 | 1 | Electric Utility | GT | DFO | DFO | TEPC | A | barrels | 0 | 0 | 0 | 0 | 0 | 0 | 0 | 0 | 0 | 0 | 0 | 0 | 0 | 0 | 0 | 0 | 0 | 0 | 0 | 0 | 0 | 0 | 0 | 0 | 0 | 0 | 0 | 0 | 0 | 0 | 0 | 0 | 0 | 0 | 0 | 0 | 0 | 0 | 0 | 0 | 0 | 0 | 0 | 0 | 0 | 0 | 0 | 0 | 0 | 0 | 0 | 0 | 0 | 0 | 0 | 0 | 0 | 0 | 0 | 0 | 0 | 0 | 0 | 0 | 0 | 0 | 0 | 0 | 0 | 0 | 0 | 0 | 0 | 0 | 0 | 0 | 0 | 2020
Vintage2001 | natural gas peaker | TRUE | 24211.6088.AZ.GT | 6088 | N | . | North Loop | Tucson Electric Power Co | 24211 | AZ | MTN | WECC |  | 22 | 1 | Electric Utility | GT | NG | NG | TEPC | A | mcf | 1160 | 1101 | 876 | 1080 | 1399 | 1497 | 1882 | 1877 | 1651 | 1531 | 1202 | 1293 | 1160 | 1101 | 876 | 1080 | 1399 | 1497 | 1882 | 1877 | 1651 | 1531 | 1202 | 1293 | 1.027 | 1.027 | 1.027 | 1.027 | 1.027 | 1.027 | 1.027 | 1.027 | 1.027 | 1.027 | 1.027 | 1.027 | 1191 | 1131 | 900 | 1109 | 1437 | 1537 | 1933 | 1928 | 1696 | 1572 | 1234 | 1328 | 1191 | 1131 | 900 | 1109 | 1437 | 1537 | 1933 | 1928 | 1696 | 1572 | 1234 | 1328 | 61.325 | 58.161 | 46.243 | 57.042 | 73.862 | 79.054 | 99.401 | 99.115 | 87.194 | 80.841 | 63.497 | 68.265 | 16549 | 16549 | 16996 | 16996 | 874 | 2020
Vintage2016 | natural gas peaker | TRUE | 12199.6089.MT.IC | 6089 | N | . | Lewis & Clark | Montana-Dakota Utilities Co | 12199 | MT | MTN | MRO |  | 22 | 1 | Electric Utility | IC | NG | NG | MISO | M | mcf | 0 | 397 | 780 | 3915 | 453 | 202 | 2961 | 1258 | 398 | 1176 | 390 | 58 | 0 | 397 | 780 | 3915 | 453 | 202 | 2961 | 1258 | 398 | 1176 | 390 | 58 | 0 | 1.208 | 1.205 | 1.197 | 1.197 | 1.198 | 1.199 | 1.202 | 1.219 | 1.218 | 1.19 | 1.194 | 0 | 480 | 940 | 4686 | 542 | 242 | 3550 | 1512 | 485 | 1432 | 464 | 69 | 0 | 480 | 940 | 4686 | 542 | 242 | 3550 | 1512 | 485 | 1432 | 464 | 69 | -168 | -101 | -49 | 380 | -63 | -108 | 263 | 32 | -80 | 11 | -105 | -160 | 11988 | 11988 | 14402 | 14402 | -148 | 2020
Vintage1958 | lignite | TRUE | 12199.6089.MT.ST | 6089 | N | . | Lewis & Clark | Montana-Dakota Utilities Co | 12199 | MT | MTN | MRO |  | 22 | 1 | Electric Utility | ST | LIG | COL | MISO | M | short tons | 3352 | 24083 | 26175 | 19047 | 20313 | 17600 | 18696 | 12848 | 11520 | 23244 | 22534 | 24680 | 3352 | 24083 | 26175 | 19047 | 20313 | 17600 | 18696 | 12848 | 11520 | 23244 | 22534 | 24680 | 13.23 | 12.91 | 12.82 | 12.93 | 13.18 | 13.59 | 13.33 | 13.56 | 13.83 | 13.51 | 13.39 | 12.96 | 44347 | 310912 | 335564 | 246278 | 267725 | 239184 | 249218 | 174219 | 159322 | 314026 | 301730 | 319853 | 44347 | 310912 | 335564 | 246278 | 267725 | 239184 | 249218 | 174219 | 159322 | 314026 | 301730 | 319853 | 2874.883 | 24385.178 | 26128.78 | 18779.148 | 20091.268 | 17776.666 | 17165.686 | 12480.594 | 10811.166 | 23878.51 | 25430.097 | 25762.557 | 224092 | 224092 | 2962378 | 2962378 | 225564.53 | 2020
Vintage1958 | natural gas steam turbine | TRUE | 12199.6089.MT.ST | 6089 | N | . | Lewis & Clark | Montana-Dakota Utilities Co | 12199 | MT | MTN | MRO |  | 22 | 1 | Electric Utility | ST | NG | NG | MISO | M | mcf | 2273 | 72 | 13 | 842 | 288 | 763 | 7 | 458 | 622 | 30 | 9 | 15 | 2273 | 72 | 13 | 842 | 288 | 763 | 7 | 458 | 622 | 30 | 9 | 15 | 1.202 | 1.208 | 1.205 | 1.197 | 1.197 | 1.198 | 1.199 | 1.202 | 1.219 | 1.218 | 1.19 | 1.194 | 2732 | 87 | 16 | 1008 | 345 | 914 | 8 | 551 | 758 | 37 | 11 | 18 | 2732 | 87 | 16 | 1008 | 345 | 914 | 8 | 551 | 758 | 37 | 11 | 18 | 177.117 | 6.822 | 1.22 | 76.852 | 25.87 | 67.936 | 0.578 | 39.438 | 51.451 | 2.778 | 0.903 | 1.443 | 5392 | 5392 | 6485 | 6485 | 452.408 | 2020
Vintage1958 | hard coal | TRUE | 12199.6089.MT.ST | 6089 | N | . | Lewis & Clark | Montana-Dakota Utilities Co | 12199 | MT | MTN | MRO |  | 22 | 1 | Electric Utility | ST | SUB | COL | MISO | M | short tons | 0 | 0 | 0 | 0 | 640 | 1170 | 6 | 620 | 1182 | 1757 | 0 | 0 | 0 | 0 | 0 | 0 | 640 | 1170 | 6 | 620 | 1182 | 1757 | 0 | 0 | 0 | 0 | 0 | 0 | 16.3 | 16.3 | 16.3 | 16.3 | 16.3 | 16.3 | 0 | 0 | 0 | 0 | 0 | 0 | 10432 | 19071 | 98 | 10106 | 19267 | 28639 | 0 | 0 | 0 | 0 | 0 | 0 | 10432 | 19071 | 98 | 10106 | 19267 | 28639 | 0 | 0 | 0 | 0 | 0 | 0 | 782.862 | 1417.398 | 6.736 | 723.968 | 1307.383 | 2177.712 | 0 | 0 | 5375 | 5375 | 87613 | 87613 | 6416.059 | 2020
Vintage1987 | petroleum | TRUE | 13781.6090.MN.ST | 6090 | Y | . | Sherburne County | Northern States Power Co - Minnesota | 13781 | MN | WNC | MRO |  | 22 | 1 | Electric Utility | ST | DFO | DFO | MISO | M | barrels | 1732 | 2265 | 58 | 905 | 6191 | 4001 | 1260 | 3954 | 1529 | 2025 | 1088 | 3854 | 1644 | 2139 | 54 | 853 | 5752 | 3705 | 1212 | 3847 | 1482 | 1975 | 1071 | 3740 | 5.804 | 5.804 | 5.804 | 5.804 | 5.804 | 5.804 | 5.804 | 5.804 | 5.804 | 5.804 | 5.804 | 5.804 | 10053 | 13146 | 337 | 5253 | 35933 | 23222 | 7313 | 22949 | 8874 | 11753 | 6315 | 22369 | 9544 | 12412 | 312 | 4953 | 33385 | 21505 | 7033 | 22327 | 8599 | 11464 | 6218 | 21706 | 936.528 | 1202.963 | 29.606 | 447.76 | 3126.875 | 2047.4 | 702.797 | 2230.973 | 859.378 | 1146.663 | 624.074 | 2182.348 | 28862 | 27474 | 167517 | 159458 | 15537.365 | 2020
Vintage1987 | hard coal | TRUE | 13781.6090.MN.ST | 6090 | Y | . | Sherburne County | Northern States Power Co - Minnesota | 13781 | MN | WNC | MRO |  | 22 | 1 | Electric Utility | ST | SUB | COL | MISO | M | short tons | 427672 | 352884 | 290956 | 169350 | 244184 | 284067 | 664698 | 605645 | 540872 | 529979 | 547980 | 644719 | 406040 | 333189 | 269489 | 159696 | 226874 | 263067 | 639242 | 589226 | 524074 | 516940 | 539578 | 625622 | 17.396 | 17.308 | 17.412 | 17.234 | 17.025 | 17.577 | 17.252 | 17.426 | 17.431 | 17.419 | 17.358 | 17.605 | 7439782 | 6107716 | 5066126 | 2918578 | 4157233 | 4993046 | 11467370 | 10553970 | 9427940 | 9231704 | 9511837 | 11350278 | 7063467 | 5766833 | 4692350 | 2752201 | 3862538 | 4623933 | 11028196 | 10267850 | 9135137 | 9004571 | 9365993 | 11014067 | 693115.47 | 558902.04 | 445557.39 | 248794.24 | 361765.13 | 440222.6 | 1102036.2 | 1025997 | 912990.62 | 900669.34 | 940034.93 | 1107366.7 | 5303006 | 5093037 | 92225580 | 88577136 | 8737451.6 | 2020
Vintage1978 | petroleum | TRUE | 1307.6092.SD.GT | 6092 | N | . | Spirit Mound | Basin Electric Power Coop | 1307 | SD | WNC | MRO |  | 22 | 1 | Electric Utility | GT | DFO | DFO | SWPP | M | barrels | 0 | 590 | 0 | 0 | 0 | 0 | 700 | 779 | 0 | 2748 | 0 | 534 | 0 | 590 | 0 | 0 | 0 | 0 | 700 | 779 | 0 | 2748 | 0 | 534 | 0 | 5.77 | 0 | 0 | 0 | 0 | 5.77 | 5.77 | 0 | 5.77 | 0 | 5.77 | 0 | 3404 | 0 | 0 | 0 | 0 | 4039 | 4495 | 0 | 15856 | 0 | 3081 | 0 | 3404 | 0 | 0 | 0 | 0 | 4039 | 4495 | 0 | 15856 | 0 | 3081 | 0 | 191 | 0 | 0 | 0 | 0 | 288 | 309 | 0 | 1002 | 0 | 235 | 5351 | 5351 | 30875 | 30875 | 2025 | 2020
Vintage0 | hard coal | TRUE | 6526.6094.PA.ST | 6094 | N | . | FirstEnergy Bruce Mansfield | FirstEnergy Generation Corp | 6526 | PA | MAT | RFC |  | 22 | 2 | NAICS-22 Non-Cogen | ST | BIT | COL | PJM | M | short tons | 0 | . | . | . | . | . | . | . | . | . | . | . | 0 | . | . | . | . | . | . | . | . | . | . | . | 0 | . | . | . | . | . | . | . | . | . | . | . | 0 | . | . | . | . | . | . | . | . | . | . | . | 0 | . | . | . | . | . | . | . | . | . | . | . | 0 | . | . | . | . | . | . | . | . | . | . | . | 0 | 0 | 0 | 0 | 0 | 2020
Vintage0 | petroleum | TRUE | 6526.6094.PA.ST | 6094 | N | . | FirstEnergy Bruce Mansfield | FirstEnergy Generation Corp | 6526 | PA | MAT | RFC |  | 22 | 2 | NAICS-22 Non-Cogen | ST | DFO | DFO | PJM | M | barrels | 0 | . | . | . | . | . | . | . | . | . | . | . | 0 | . | . | . | . | . | . | . | . | . | . | . | 0 | . | . | . | . | . | . | . | . | . | . | . | 0 | . | . | . | . | . | . | . | . | . | . | . | 0 | . | . | . | . | . | . | . | . | . | . | . | 0 | . | . | . | . | . | . | . | . | . | . | . | 0 | 0 | 0 | 0 | 0 | 2020
Vintage0 | hard coal | TRUE | 6526.6094.PA.ST | 6094 | N | . | FirstEnergy Bruce Mansfield | FirstEnergy Generation Corp | 6526 | PA | MAT | RFC |  | 22 | 2 | NAICS-22 Non-Cogen | ST | RC | COL | PJM | M | short tons | 0 | . | . | . | . | . | . | . | . | . | . | . | 0 | . | . | . | . | . | . | . | . | . | . | . | 0 | . | . | . | . | . | . | . | . | . | . | . | 0 | . | . | . | . | . | . | . | . | . | . | . | 0 | . | . | . | . | . | . | . | . | . | . | . | 0 | . | . | . | . | . | . | . | . | . | . | . | 0 | 0 | 0 | 0 | 0 | 2020
Vintage0 | hard coal | TRUE | 6526.6094.PA.ST | 6094 | N | . | FirstEnergy Bruce Mansfield | FirstEnergy Generation Corp | 6526 | PA | MAT | RFC |  | 22 | 2 | NAICS-22 Non-Cogen | ST | SUB | COL | PJM | M | short tons | 0 | . | . | . | . | . | . | . | . | . | . | . | 0 | . | . | . | . | . | . | . | . | . | . | . | 0 | . | . | . | . | . | . | . | . | . | . | . | 0 | . | . | . | . | . | . | . | . | . | . | . | 0 | . | . | . | . | . | . | . | . | . | . | . | 0 | . | . | . | . | . | . | . | . | . | . | . | 0 | 0 | 0 | 0 | 0 | 2020
Vintage1980 | petroleum | TRUE | 14063.6095.OK.ST | 6095 | N | . | Sooner | Oklahoma Gas & Electric Co | 14063 | OK | WSC | MRO |  | 22 | 1 | Electric Utility | ST | DFO | DFO | SWPP | M | barrels | 3794 | 79 | 0 | 0 | 4516 | 8379 | 3089 | 2380 | 3406 | 6447 | 6634 | 4775 | 3794 | 79 | 0 | 0 | 4516 | 8379 | 3089 | 2380 | 3406 | 6447 | 6634 | 4775 | 6 | 6 | 0 | 0 | 6 | 6 | 6 | 6 | 6 | 6 | 6 | 6 | 22764 | 474 | 0 | 0 | 27096 | 50274 | 18534 | 14280 | 20436 | 38682 | 39804 | 28650 | 22764 | 474 | 0 | 0 | 27096 | 50274 | 18534 | 14280 | 20436 | 38682 | 39804 | 28650 | 1908.695 | 40.354 | 0 | 0 | 1992.932 | 4277.444 | 1622.754 | 1293.683 | 1845.338 | 3429.781 | 3350.322 | 2467.264 | 43499 | 43499 | 260994 | 260994 | 22228.567 | 2020
Vintage1980 | hard coal | TRUE | 14063.6095.OK.ST | 6095 | N | . | Sooner | Oklahoma Gas & Electric Co | 14063 | OK | WSC | MRO |  | 22 | 1 | Electric Utility | ST | SUB | COL | SWPP | M | short tons | 62998 | 11869 | 0 | 0 | 9645 | 110936 | 326995 | 323371 | 180304 | 192045 | 99820 | 240788 | 62998 | 11869 | 0 | 0 | 9645 | 110936 | 326995 | 323371 | 180304 | 192045 | 99820 | 240788 | 17.06 | 17.16 | 0 | 0 | 17.374 | 17.258 | 17.326 | 17.217 | 17.206 | 17.335 | 17.332 | 17.428 | 1074746 | 203672 | 0 | 0 | 167572 | 1914533 | 5665515 | 5567479 | 3102311 | 3329100 | 1730080 | 4196453 | 1074746 | 203672 | 0 | 0 | 167572 | 1914533 | 5665515 | 5567479 | 3102311 | 3329100 | 1730080 | 4196453 | 90114.305 | 17339.646 | 0 | 0 | 12325.068 | 162893.56 | 496047.25 | 504380.32 | 280133.66 | 295178.22 | 145621.68 | 361387.74 | 1558771 | 1558771 | 26951461 | 26951461 | 2365421.4 | 2020
Vintage2009 | petroleum | TRUE | 14127.6096.NE.ST | 6096 | N | . | Nebraska City | Omaha Public Power District | 14127 | NE | WNC | MRO |  | 22 | 1 | Electric Utility | ST | DFO | DFO | SWPP | M | barrels | 591 | 0 | 9 | 42 | 10 | 11 | 0 | 0 | 5 | 2 | 0 | 1 | 591 | 0 | 9 | 42 | 10 | 11 | 0 | 0 | 5 | 2 | 0 | 1 | 5.8 | 0 | 5.8 | 5.8 | 5.8 | 5.8 | 0 | 0 | 5.8 | 5.8 | 0 | 5.8 | 3428 | 0 | 52 | 244 | 58 | 64 | 0 | 0 | 29 | 12 | 0 | 6 | 3428 | 0 | 52 | 244 | 58 | 64 | 0 | 0 | 29 | 12 | 0 | 6 | 334.849 | 0 | 5.111 | 23.16 | 5.563 | 5.994 | 0 | 0 | 2.793 | 1.138 | 0 | 0.559 | 671 | 671 | 3893 | 3893 | 379.167 | 2020
Vintage2009 | natural gas steam turbine | TRUE | 14127.6096.NE.ST | 6096 | N | . | Nebraska City | Omaha Public Power District | 14127 | NE | WNC | MRO |  | 22 | 1 | Electric Utility | ST | NG | NG | SWPP | M | mcf | 36285 | 23920 | 16979 | 23809 | 11867 | 47734 | 11135 | 10519 | 24251 | 20503 | 24031 | 10625 | 36285 | 23920 | 16979 | 23809 | 11867 | 47734 | 11135 | 10519 | 24251 | 20503 | 24031 | 10625 | 1.063 | 1.063 | 1.063 | 1.063 | 1.064 | 1.063 | 1.063 | 1.063 | 1.064 | 1.064 | 1.085 | 1.23 | 38571 | 25427 | 18049 | 25309 | 12626 | 50741 | 11837 | 11182 | 25803 | 21815 | 26074 | 13069 | 38571 | 25427 | 18049 | 25309 | 12626 | 50741 | 11837 | 11182 | 25803 | 21815 | 26074 | 13069 | 3767.858 | 2455.792 | 1767.274 | 2406.253 | 1210.966 | 4767.263 | 1172.914 | 1107.561 | 2485.117 | 2139.649 | 2432.912 | 1259.987 | 261658 | 261658 | 280503 | 280503 | 26973.546 | 2020
Vintage2009 | hard coal | TRUE | 14127.6096.NE.ST | 6096 | N | . | Nebraska City | Omaha Public Power District | 14127 | NE | WNC | MRO |  | 22 | 1 | Electric Utility | ST | SUB | COL | SWPP | M | short tons | 389009 | 351408 | 366077 | 314963 | 382507 | 300332 | 466828 | 473228 | 381124 | 414878 | 323992 | 425564 | 389009 | 351408 | 366077 | 314963 | 382507 | 300332 | 466828 | 473228 | 381124 | 414878 | 323992 | 425564 | 17.126 | 17.13 | 17.14 | 17.16 | 17.156 | 17.36 | 17.13 | 17.21 | 17.19 | 17.2 | 17.17 | 17.26 | 6662168 | 6019619 | 6274560 | 5404765 | 6562290 | 5213764 | 7996764 | 8144254 | 6551522 | 7135902 | 5562943 | 7345235 | 6662168 | 6019619 | 6274560 | 5404765 | 6562290 | 5213764 | 7996764 | 8144254 | 6551522 | 7135902 | 5562943 | 7345235 | 650803.29 | 581388.21 | 614386.62 | 513858.59 | 629368.47 | 489845.74 | 792423.09 | 806698.44 | 630983.09 | 699894.21 | 519074.09 | 708170.45 | 4589910 | 4589910 | 78873786 | 78873786 | 7636894.3 | 2020
Vintage1975 | petroleum | TRUE | 14232.6098.SD.IC | 6098 | Y | . | Big Stone | Otter Tail Power Co | 14232 | SD | WNC | MRO |  | 22 | 1 | Electric Utility | IC | DFO | DFO | MISO | M | barrels | 0 | 0 | 0 | 0 | 0 | 0 | 0 | 0 | 0 | 0 | 0 | 0 | 0 | 0 | 0 | 0 | 0 | 0 | 0 | 0 | 0 | 0 | 0 | 0 | 0 | 0 | 0 | 0 | 0 | 0 | 0 | 0 | 0 | 0 | 0 | 0 | 0 | 0 | 0 | 0 | 0 | 0 | 0 | 0 | 0 | 0 | 0 | 0 | 0 | 0 | 0 | 0 | 0 | 0 | 0 | 0 | 0 | 0 | 0 | 0 | 0 | 0 | 0 | 0 | 0 | 0 | 0 | 0 | 0 | 0 | 0 | 0 | 0 | 0 | 0 | 0 | 0 | 2020
Vintage1975 | biomass | TRUE | 14232.6098.SD.ST | 6098 | Y | . | Big Stone | Otter Tail Power Co | 14232 | SD | WNC | MRO |  | 22 | 1 | Electric Utility | ST | AB | ORW | MISO | M | short tons | 0 | 0 | 0 | 0 | 0 | 0 | 0 | 0 | 0 | 0 | 0 | 0 | 0 | 0 | 0 | 0 | 0 | 0 | 0 | 0 | 0 | 0 | 0 | 0 | 0 | 0 | 0 | 0 | 0 | 0 | 0 | 0 | 0 | 0 | 0 | 0 | 0 | 0 | 0 | 0 | 0 | 0 | 0 | 0 | 0 | 0 | 0 | 0 | 0 | 0 | 0 | 0 | 0 | 0 | 0 | 0 | 0 | 0 | 0 | 0 | 0 | 0 | 0 | 0 | 0 | 0 | 0 | 0 | 0 | 0 | 0 | 0 | 0 | 0 | 0 | 0 | 0 | 2020
Vintage1975 | petroleum | TRUE | 14232.6098.SD.ST | 6098 | Y | . | Big Stone | Otter Tail Power Co | 14232 | SD | WNC | MRO |  | 22 | 1 | Electric Utility | ST | DFO | DFO | MISO | M | barrels | 27 | 109 | 61 | 207 | 485 | 805 | 155 | 39 | 81 | 541 | 452 | 558 | 26 | 101 | 57 | 181 | 448 | 762 | 145 | 35 | 68 | 499 | 441 | 521 | 6 | 6 | 6 | 6 | 6 | 6 | 6 | 6 | 6 | 6 | 6 | 6 | 162 | 654 | 366 | 1242 | 2910 | 4830 | 930 | 234 | 486 | 3246 | 2712 | 3348 | 153 | 605 | 341 | 1087 | 2687 | 4571 | 870 | 208 | 408 | 2993 | 2647 | 3125 | 14.889 | 58.449 | 33.108 | 105.029 | 261.211 | 441.413 | 83.755 | 20.054 | 39.412 | 293.034 | 258.148 | 304.401 | 3520 | 3284 | 21120 | 19695 | 1912.903 | 2020
Vintage1975 | hard coal | TRUE | 14232.6098.SD.ST | 6098 | Y | . | Big Stone | Otter Tail Power Co | 14232 | SD | WNC | MRO |  | 22 | 1 | Electric Utility | ST | SUB | COL | MISO | M | short tons | 125658 | 103748 | 116776 | 106210 | 6864 | 51444 | 116138 | 121192 | 72372 | 71750 | 119955 | 117592 | 118884 | 95976 | 108896 | 92922 | 6339 | 48690 | 108613 | 107806 | 60787 | 66162 | 117061 | 109764 | 16.528 | 16.494 | 16.414 | 16.242 | 16.04 | 16.304 | 16.174 | 16.444 | 16.348 | 16.182 | 15.872 | 16.522 | 2076875 | 1711220 | 1916761 | 1725063 | 110099 | 838743 | 1878416 | 1992881 | 1183137 | 1161059 | 1903926 | 1942855 | 1964915 | 1583021 | 1787420 | 1509240 | 101671 | 793837 | 1756710 | 1772755 | 993741 | 1070636 | 1857995 | 1813521 | 190886.11 | 152935.55 | 173390.89 | 145878.97 | 9882.789 | 76652.587 | 169168.25 | 170791.95 | 95945.588 | 104814.97 | 181229.85 | 176644.6 | 1129699 | 1041900 | 18441035 | 17005462 | 1648222.1 | 2020
Vintage1986 | nuclear | TRUE | 14328.6099.CA.ST | 6099 | N | 2 | Diablo Canyon | Pacific Gas & Electric Co. | 14328 | CA | PACC | WECC |  | 22 | 1 | Electric Utility | ST | NUC | NUC | CISO | M |  | 0 | 0 | 0 | 0 | 0 | 0 | 0 | 0 | 0 | 0 | 0 | 0 | 0 | 0 | 0 | 0 | 0 | 0 | 0 | 0 | 0 | 0 | 0 | 0 | 0 | 0 | 0 | 0 | 0 | 0 | 0 | 0 | 0 | 0 | 0 | 0 | 8778236 | 7260425 | 8700769 | 8499130 | 8786603 | 8443965 | 4671076 | 7916265 | 8462966 | 3931845 | 916530 | 390523 | 8778236 | 7260425 | 8700769 | 8499130 | 8786603 | 8443965 | 4671076 | 7916265 | 8462966 | 3931845 | 916530 | 390523 | 840346 | 695045 | 832930 | 813627 | 841147 | 808346 | 447165 | 757829 | 810165 | 376398 | 87740 | 37385 | 0 | 0 | 76758333 | 76758333 | 7348123 | 2020
Vintage1986 | nuclear | TRUE | 14328.6099.CA.ST | 6099 | N | 1 | Diablo Canyon | Pacific Gas & Electric Co. | 14328 | CA | PACC | WECC |  | 22 | 1 | Electric Utility | ST | NUC | NUC | CISO | M |  | 0 | 0 | 0 | 0 | 0 | 0 | 0 | 0 | 0 | 0 | 0 | 0 | 0 | 0 | 0 | 0 | 0 | 0 | 0 | 0 | 0 | 0 | 0 | 0 | 0 | 0 | 0 | 0 | 0 | 0 | 0 | 0 | 0 | 0 | 0 | 0 | 8870714 | 8262915 | 8754733 | 8534552 | 7902435 | 8562798 | 8686144 | 8774329 | 8250505 | 649729 | 7273253 | 8557565 | 8870714 | 8262915 | 8754733 | 8534552 | 7902435 | 8562798 | 8686144 | 8774329 | 8250505 | 649729 | 7273253 | 8557565 | 849199 | 791014 | 838096 | 817018 | 756505 | 819722 | 831530 | 839972 | 789826 | 62199 | 696273 | 819221 | 0 | 0 | 93079672 | 93079672 | 8910575 | 2020
Vintage1984 | other | TRUE | 14328.6100.CA.PS | 6100 | N | . | Helms Pumped Storage | Pacific Gas & Electric Co. | 14328 | CA | PACC | WECC |  | 22 | 1 | Electric Utility | PS | WAT | HPS | CISO | M | megawatthours | 50370 | 99733 | 99160 | 94862 | 134278 | 118163 | 77610 | 111429 | 94336 | 83752 | 14890 | 72 | 50370 | 99733 | 99160 | 94862 | 134278 | 118163 | 77610 | 111429 | 94336 | 83752 | 14890 | 72 | 0 | 0 | 0 | 0 | 0 | 0 | 0 | 0 | 0 | 0 | 0 | 0 | 0 | 0 | 0 | 0 | 0 | 0 | 0 | 0 | 0 | 0 | 0 | 0 | 0 | 0 | 0 | 0 | 0 | 0 | 0 | 0 | 0 | 0 | 0 | 0 | 9043 | -43611 | -45816 | -49741 | -102468 | -54855 | 8129 | -35061 | -9242 | -31917 | 1102 | -72 | 978655 | 978655 | 0 | 0 | -354509 | 2020
Vintage1978 | petroleum | TRUE | 14354.6101.WY.ST | 6101 | N | . | Wyodak | PacifiCorp | 14354 | WY | MTN | WECC |  | 22 | 1 | Electric Utility | ST | DFO | DFO | PACE | M | barrels | 283 | 333 | 827 | 76 | 175 | 1 | 461 | 295 | 568 | 1008 | 70 | 0 | 283 | 333 | 827 | 76 | 175 | 1 | 461 | 295 | 568 | 1008 | 70 | 0 | 5.88 | 5.88 | 5.88 | 5.88 | 5.88 | 5.88 | 5.88 | 5.88 | 5.88 | 5.88 | 5.88 | 0 | 1664 | 1958 | 4863 | 447 | 1029 | 6 | 2711 | 1735 | 3340 | 5927 | 412 | 0 | 1664 | 1958 | 4863 | 447 | 1029 | 6 | 2711 | 1735 | 3340 | 5927 | 412 | 0 | 122.295 | 135.392 | 335.475 | 30.838 | 72.173 | 0.443 | 194.543 | 125.953 | 271.316 | 494.767 | 33.56 | 0 | 4097 | 4097 | 24092 | 24092 | 1816.755 | 2020
Vintage1978 | hard coal | TRUE | 14354.6101.WY.ST | 6101 | N | . | Wyodak | PacifiCorp | 14354 | WY | MTN | WECC |  | 22 | 1 | Electric Utility | ST | SUB | COL | PACE | M | short tons | 113127 | 111374 | 107808 | 125630 | 121376 | 115858 | 136553 | 141507 | 114908 | 91047 | 126300 | 123610 | 113127 | 111374 | 107808 | 125630 | 121376 | 115858 | 136553 | 141507 | 114908 | 91047 | 126300 | 123610 | 16.135 | 16.192 | 16.188 | 16.222 | 16.227 | 16.163 | 16.292 | 16.34 | 16.265 | 16.275 | 16.211 | 16.183 | 1825304 | 1803368 | 1745196 | 2037970 | 1969568 | 1872613 | 2224721 | 2312224 | 1868979 | 1481790 | 2047449 | 2000381 | 1825304 | 1803368 | 1745196 | 2037970 | 1969568 | 1872613 | 2224721 | 2312224 | 1868979 | 1481790 | 2047449 | 2000381 | 134146.71 | 124696.61 | 120398.53 | 140634.16 | 138142.83 | 141208.56 | 159666.46 | 167895.05 | 151828.68 | 123694.23 | 166938.44 | 159405 | 1429098 | 1429098 | 23189563 | 23189563 | 1728655.2 | 2020
Vintage1985 | nuclear | TRUE | 14266.6103.PA.ST | 6103 | N | 2 | TalenEnergy Susquehanna | TalenEnergy Susquehanna LLC | 14266 | PA | MAT | RFC |  | 22 | 2 | NAICS-22 Non-Cogen | ST | NUC | NUC | PJM | M |  | 0 | 0 | 0 | 0 | 0 | 0 | 0 | 0 | 0 | 0 | 0 | 0 | 0 | 0 | 0 | 0 | 0 | 0 | 0 | 0 | 0 | 0 | 0 | 0 | 0 | 0 | 0 | 0 | 0 | 0 | 0 | 0 | 0 | 0 | 0 | 0 | 9743361 | 7698247 | 9646600 | 9321866 | 9520297 | 8506359 | 9561340 | 9593785 | 9244377 | 9492668 | 9443864 | 9567419 | 9743361 | 7698247 | 9646600 | 9321866 | 9520297 | 8506359 | 9561340 | 9593785 | 9244377 | 9492668 | 9443864 | 9567419 | 932738 | 736958 | 923475 | 892388 | 911384 | 814319 | 915313 | 918419 | 884970 | 908739 | 904067 | 915895 | 0 | 0 | 111340183 | 111340183 | 10658665 | 2020
Vintage1985 | nuclear | TRUE | 14266.6103.PA.ST | 6103 | N | 1 | TalenEnergy Susquehanna | TalenEnergy Susquehanna LLC | 14266 | PA | MAT | RFC |  | 22 | 2 | NAICS-22 Non-Cogen | ST | NUC | NUC | PJM | M |  | 0 | 0 | 0 | 0 | 0 | 0 | 0 | 0 | 0 | 0 | 0 | 0 | 0 | 0 | 0 | 0 | 0 | 0 | 0 | 0 | 0 | 0 | 0 | 0 | 0 | 0 | 0 | 0 | 0 | 0 | 0 | 0 | 0 | 0 | 0 | 0 | 9399448 | 7788323 | 6400909 | 31944 | 5888586 | 9375725 | 9752585 | 9729927 | 9539905 | 9920117 | 9657140 | 9999747 | 9399448 | 7788323 | 6400909 | 31944 | 5888586 | 9375725 | 9752585 | 9729927 | 9539905 | 9920117 | 9657140 | 9999747 | 899815 | 745581 | 612763 | 3058 | 563718 | 897544 | 933621 | 931452 | 913261 | 949659 | 924484 | 957282 | 0 | 0 | 97484356 | 97484356 | 9332238 | 2020
Vintage1990 | nuclear | TRUE | 55951.6105.PA.ST | 6105 | N | 2 | Limerick | Exelon Nuclear | 55951 | PA | MAT | RFC |  | 22 | 2 | NAICS-22 Non-Cogen | ST | NUC | NUC | PJM | M |  | 0 | 0 | 0 | 0 | 0 | 0 | 0 | 0 | 0 | 0 | 0 | 0 | 0 | 0 | 0 | 0 | 0 | 0 | 0 | 0 | 0 | 0 | 0 | 0 | 0 | 0 | 0 | 0 | 0 | 0 | 0 | 0 | 0 | 0 | 0 | 0 | 9203356 | 8613670 | 9134590 | 8846156 | 9052652 | 8495860 | 8835198 | 8864363 | 8657731 | 9056736 | 8824063 | 9085452 | 9203356 | 8613670 | 9134590 | 8846156 | 9052652 | 8495860 | 8835198 | 8864363 | 8657731 | 9056736 | 8824063 | 9085452 | 881043 | 824592 | 874460 | 846848 | 866616 | 813314 | 845799 | 848591 | 828810 | 867007 | 844733 | 869756 | 0 | 0 | 106669827 | 106669827 | 10211569 | 2020
Vintage1990 | nuclear | TRUE | 55951.6105.PA.ST | 6105 | N | 1 | Limerick | Exelon Nuclear | 55951 | PA | MAT | RFC |  | 22 | 2 | NAICS-22 Non-Cogen | ST | NUC | NUC | PJM | M |  | 0 | 0 | 0 | 0 | 0 | 0 | 0 | 0 | 0 | 0 | 0 | 0 | 0 | 0 | 0 | 0 | 0 | 0 | 0 | 0 | 0 | 0 | 0 | 0 | 0 | 0 | 0 | 0 | 0 | 0 | 0 | 0 | 0 | 0 | 0 | 0 | 8752518 | 7361929 | 5949893 | 4932058 | 9006784 | 8609586 | 8796120 | 8829923 | 8209923 | 9024302 | 7280575 | 8651547 | 8752518 | 7361929 | 5949893 | 4932058 | 9006784 | 8609586 | 8796120 | 8829923 | 8209923 | 9024302 | 7280575 | 8651547 | 837884 | 704762 | 569587 | 472149 | 862225 | 824201 | 842058 | 845294 | 785941 | 863902 | 696974 | 828218 | 0 | 0 | 95405158 | 95405158 | 9133195 | 2020
Vintage0 | petroleum | TRUE | 15248.6106.OR.ST | 6106 | N | . | Boardman | Portland General Electric Co | 15248 | OR | PACC | WECC |  | 22 | 1 | Electric Utility | ST | DFO | DFO | PGE | M | barrels | 242 | 442 | 924 | 1 | 1 | 1 | 1168 | 551 | 272 | 326 | 0 | 0 | 242 | 442 | 924 | 1 | 1 | 1 | 1168 | 551 | 272 | 326 | 0 | 0 | 5.93 | 5.83 | 5.83 | 5.83 | 5.83 | 5.83 | 5.83 | 5.93 | 5.93 | 5.93 | 0 | 0 | 1435 | 2577 | 5387 | 6 | 6 | 6 | 6809 | 3267 | 1613 | 1933 | 0 | 0 | 1435 | 2577 | 5387 | 6 | 6 | 6 | 6809 | 3267 | 1613 | 1933 | 0 | 0 | 141.726 | 254.829 | 520.923 | 0 | 0 | 0 | 611.498 | 320.609 | 156.494 | 167.153 | 0 | 0 | 3928 | 3928 | 23039 | 23039 | 2173.232 | 2020
Vintage0 | hard coal | TRUE | 15248.6106.OR.ST | 6106 | N | . | Boardman | Portland General Electric Co | 15248 | OR | PACC | WECC |  | 22 | 1 | Electric Utility | ST | SUB | COL | PGE | M | short tons | 208053 | 82404 | 79698 | 0 | 0 | 0 | 125920 | 206061 | 208404 | 74750 | 0 | 0 | 208053 | 82404 | 79698 | 0 | 0 | 0 | 125920 | 206061 | 208404 | 74750 | 0 | 0 | 17.252 | 17.17 | 17.38 | 0 | 0 | 0 | 17.21 | 17.21 | 17.21 | 17.21 | 0 | 0 | 3589330 | 1414877 | 1385151 | 0 | 0 | 0 | 2167083 | 3546310 | 3586633 | 1286448 | 0 | 0 | 3589330 | 1414877 | 1385151 | 0 | 0 | 0 | 2167083 | 3546310 | 3586633 | 1286448 | 0 | 0 | 354481.27 | 139919.17 | 133946.08 | 0 | 0 | 0 | 194607.5 | 347973.39 | 347984.51 | 111232.85 | 0 | 0 | 985290 | 985290 | 16975832 | 16975832 | 1630144.8 | 2020
Vintage1976 | nuclear | TRUE | 55951.6110.NY.ST | 6110 | N | 1 | James A Fitzpatrick | Exelon Nuclear | 55951 | NY | MAT | NPCC |  | 22 | 2 | NAICS-22 Non-Cogen | ST | NUC | NUC | NYIS | M |  | 0 | 0 | 0 | 0 | 0 | 0 | 0 | 0 | 0 | 0 | 0 | 0 | 0 | 0 | 0 | 0 | 0 | 0 | 0 | 0 | 0 | 0 | 0 | 0 | 0 | 0 | 0 | 0 | 0 | 0 | 0 | 0 | 0 | 0 | 0 | 0 | 6404680 | 4085903 | 6525091 | 6354988 | 6540708 | 6249975 | 6298538 | 5892514 | 2115154 | 5398764 | 6429197 | 6529656 | 6404680 | 4085903 | 6525091 | 6354988 | 6540708 | 6249975 | 6298538 | 5892514 | 2115154 | 5398764 | 6429197 | 6529656 | 613124 | 391146 | 624651 | 608367 | 626146 | 598314 | 602963 | 564094 | 202485 | 516827 | 615471 | 625088 | 0 | 0 | 68825168 | 68825168 | 6588676 | 2020
Vintage1998 | natural gas combined cycle | TRUE | 15466.6112.CO.CA | 6112 | N | . | Fort St Vrain | Public Service Co of Colorado | 15466 | CO | MTN | WECC |  | 22 | 1 | Electric Utility | CA | NG | NG | PSCO | M | mcf | . | 108585 | 12694 | 4747 | 83045 | 140610 | 177407 | 184642 | 114521 | 80312 | 19863 | 85742 | . | 108585 | 12694 | 4747 | 83045 | 140610 | 177407 | 184642 | 114521 | 80312 | 19863 | 85742 | . | 1.1 | 1.103 | 1.106 | 1.095 | 1.092 | 1.094 | 1.096 | 1.093 | 1.107 | 1.092 | 1.09 | . | 119444 | 14001 | 5250 | 90934 | 153546 | 194083 | 202368 | 125171 | 88905 | 21690 | 93459 | . | 119444 | 14001 | 5250 | 90934 | 153546 | 194083 | 202368 | 125171 | 88905 | 21690 | 93459 | . | 137240 | 21647 | 10070 | 131405 | 138659 | 152891 | 153206 | 106908 | 84902 | 66899 | 121041 | 1012168 | 1012168 | 1108851 | 1108851 | 1124868 | 2020
Vintage2001 | natural gas combined cycle | TRUE | 15466.6112.CO.CT | 6112 | N | . | Fort St Vrain | Public Service Co of Colorado | 15466 | CO | MTN | WECC |  | 22 | 1 | Electric Utility | CT | NG | NG | PSCO | M | mcf | . | 2514498 | 2299000 | 2032687 | 2323660 | 2329500 | 2526811 | 2484366 | 1811833 | 1480533 | 1325678 | 2227618 | . | 2514498 | 2299000 | 2032687 | 2323660 | 2329500 | 2526811 | 2484366 | 1811833 | 1480533 | 1325678 | 2227618 | . | 1.1 | 1.103 | 1.106 | 1.095 | 1.092 | 1.094 | 1.096 | 1.093 | 1.107 | 1.092 | 1.09 | . | 2765948 | 2535797 | 2248152 | 2544408 | 2543814 | 2764331 | 2722865 | 1980333 | 1638950 | 1447640 | 2428104 | . | 2765948 | 2535797 | 2248152 | 2544408 | 2543814 | 2764331 | 2722865 | 1980333 | 1638950 | 1447640 | 2428104 | . | 243305 | 217110 | 184882 | 200763 | 207638 | 227759 | 225089 | 163807 | 137261 | 116394 | 211451 | 23356184 | 23356184 | 25620342 | 25620342 | 2135459 | 2020
Vintage2009 | natural gas peaker | TRUE | 15466.6112.CO.GT | 6112 | N | . | Fort St Vrain | Public Service Co of Colorado | 15466 | CO | MTN | WECC |  | 22 | 1 | Electric Utility | GT | NG | NG | PSCO | M | mcf | . | 60882 | 37122 | 133578 | 152532 | 119532 | 129348 | 218029 | 133697 | 176757 | 133153 | 0 | . | 60882 | 37122 | 133578 | 152532 | 119532 | 129348 | 218029 | 133697 | 176757 | 133153 | 0 | . | 1.1 | 1.103 | 1.106 | 1.095 | 1.092 | 1.094 | 1.096 | 1.093 | 1.107 | 1.092 | 0 | . | 66970 | 40946 | 147737 | 167023 | 130529 | 141507 | 238960 | 146131 | 195670 | 145403 | 0 | . | 66970 | 40946 | 147737 | 167023 | 130529 | 141507 | 238960 | 146131 | 195670 | 145403 | 0 | . | 5252 | 3489 | 12271 | 13537 | 10330 | 11984 | 19203 | 11907 | 15284 | 11666 | 0 | 1294630 | 1294630 | 1420876 | 1420876 | 114923 | 2020
Vintage1982 | hard coal | TRUE | 15470.6113.IN.ST | 6113 | N | . | Gibson | Duke Energy Indiana, LLC | 15470 | IN | ENC | RFC |  | 22 | 1 | Electric Utility | ST | BIT | COL | MISO | M | short tons | 278655 | 146484 | 405165 | 508235 | 459900 | 369939 | 583103 | 757231 | 671762 | 468136 | 544992 | 437096 | 278655 | 146484 | 405165 | 508235 | 459900 | 369939 | 583103 | 757231 | 671762 | 468136 | 544992 | 437096 | 21.938 | 22.409 | 22.418 | 22.945 | 22.527 | 22.942 | 22.686 | 22.856 | 22.967 | 22.425 | 22.205 | 22.396 | 6113133 | 3282560 | 9082989 | 11661452 | 10360167 | 8487141 | 13228275 | 17307272 | 15428358 | 10497950 | 12101547 | 9789202 | 6113133 | 3282560 | 9082989 | 11661452 | 10360167 | 8487141 | 13228275 | 17307272 | 15428358 | 10497950 | 12101547 | 9789202 | 538945.44 | 320193.13 | 759543.96 | 1077201.5 | 968694.49 | 745584.62 | 1222294.6 | 1566170 | 1464289.3 | 1017703.2 | 1112424.9 | 953754.63 | 5630698 | 5630698 | 127340046 | 127340046 | 11746800 | 2020
Vintage1982 | petroleum | TRUE | 15470.6113.IN.ST | 6113 | N | . | Gibson | Duke Energy Indiana, LLC | 15470 | IN | ENC | RFC |  | 22 | 1 | Electric Utility | ST | DFO | DFO | MISO | M | barrels | 7150 | 3275 | 8762 | 4657 | 6364 | 6019 | 7584 | 5262 | 1929 | 3505 | 10016 | 6632 | 7150 | 3275 | 8762 | 4657 | 6364 | 6019 | 7584 | 5262 | 1929 | 3505 | 10016 | 6632 | 5.75 | 5.75 | 5.75 | 5.75 | 5.75 | 5.75 | 5.75 | 5.75 | 5.75 | 5.75 | 5.75 | 5.75 | 41113 | 18831 | 50382 | 26778 | 36593 | 34609 | 43608 | 30257 | 11092 | 20154 | 57592 | 38134 | 41113 | 18831 | 50382 | 26778 | 36593 | 34609 | 43608 | 30257 | 11092 | 20154 | 57592 | 38134 | 3624.556 | 1836.87 | 4213.037 | 2473.537 | 3421.512 | 3040.379 | 4029.386 | 2737.972 | 1052.706 | 1953.766 | 5294.098 | 3715.367 | 71155 | 71155 | 409143 | 409143 | 37393.186 | 2020
Vintage1990 | nuclear | TRUE | 6854.6115.NH.ST | 6115 | N | 1 | Seabrook | NextEra Energy Seabrook LLC | 6854 | NH | NEW | NPCC |  | 22 | 2 | NAICS-22 Non-Cogen | ST | NUC | NUC | ISNE | M |  | 0 | 0 | 0 | 0 | 0 | 0 | 0 | 0 | 0 | 0 | 0 | 0 | 0 | 0 | 0 | 0 | 0 | 0 | 0 | 0 | 0 | 0 | 0 | 0 | 0 | 0 | 0 | 0 | 0 | 0 | 0 | 0 | 0 | 0 | 0 | 0 | 9694421 | 9070306 | 9585783 | 587210 | 8935396 | 7655722 | 9688509 | 9680319 | 9364934 | 9697419 | 9395353 | 9696250 | 9694421 | 9070306 | 9585783 | 587210 | 8935396 | 7655722 | 9688509 | 9680319 | 9364934 | 9697419 | 9395353 | 9696250 | 928053 | 868306 | 917653 | 56214 | 855391 | 732887 | 927487 | 926703 | 896511 | 928340 | 899423 | 928228 | 0 | 0 | 103051622 | 103051622 | 9865196 | 2020
Vintage1986 | nuclear | TRUE | 15478.6118.NJ.ST | 6118 | N | 1 | PSEG Hope Creek Generating Station | PSEG Nuclear LLC | 15478 | NJ | MAT | RFC |  | 22 | 2 | NAICS-22 Non-Cogen | ST | NUC | NUC | PJM | M |  | 0 | 0 | 0 | 0 | 0 | 0 | 0 | 0 | 0 | 0 | 0 | 0 | 0 | 0 | 0 | 0 | 0 | 0 | 0 | 0 | 0 | 0 | 0 | 0 | 0 | 0 | 0 | 0 | 0 | 0 | 0 | 0 | 0 | 0 | 0 | 0 | 9584718 | 8855118 | 9403250 | 9136241 | 9421217 | 8911788 | 9153936 | 9155555 | 8997476 | 9353768 | 9141129 | 9536886 | 9584718 | 8855118 | 9403250 | 9136241 | 9421217 | 8911788 | 9153936 | 9155555 | 8997476 | 9353768 | 9141129 | 9536886 | 917551 | 847706 | 900179 | 874618 | 901899 | 853131 | 876312 | 876467 | 861334 | 895442 | 875086 | 912972 | 0 | 0 | 110651082 | 110651082 | 10592697 | 2020
Vintage1912 | hydro | TRUE | 61122.6119.MA.HY | 6119 | N | . | Deerfield 4 | Great River Hydro, LLC | 61122 | MA | NEW | NPCC |  | 22 | 2 | NAICS-22 Non-Cogen | HY | WAT | HYC | ISNE | A |  | 0 | 0 | 0 | 0 | 0 | 0 | 0 | 0 | 0 | 0 | 0 | 0 | 0 | 0 | 0 | 0 | 0 | 0 | 0 | 0 | 0 | 0 | 0 | 0 | 0 | 0 | 0 | 0 | 0 | 0 | 0 | 0 | 0 | 0 | 0 | 0 | 22969 | 19576 | 26714 | 28823 | 25974 | 8597 | 10920 | 5904 | 3361 | 12500 | 14739 | 19881 | 22969 | 19576 | 26714 | 28823 | 25974 | 8597 | 10920 | 5904 | 3361 | 12500 | 14739 | 19881 | 2619.97 | 2232.895 | 3047.074 | 3287.623 | 2962.733 | 980.627 | 1245.566 | 673.425 | 383.351 | 1425.791 | 1681.234 | 2267.711 | 0 | 0 | 199958 | 199958 | 22808 | 2020
Vintage1981 | petroleum | TRUE | 15500.6120.WA.GT | 6120 | N | . | Whitehorn | Puget Sound Energy Inc | 15500 | WA | PACC | WECC |  | 22 | 1 | Electric Utility | GT | DFO | DFO | PSEI | A | barrels | 49 | 26 | 28 | 31 | 98 | 38 | 90 | 55 | 37 | 66 | 56 | 79 | 49 | 26 | 28 | 31 | 98 | 38 | 90 | 55 | 37 | 66 | 56 | 79 | 5.83 | 5.83 | 5.83 | 5.83 | 5.83 | 5.83 | 5.83 | 5.83 | 5.83 | 5.83 | 5.83 | 5.83 | 286 | 152 | 163 | 181 | 571 | 222 | 525 | 321 | 216 | 385 | 326 | 461 | 286 | 152 | 163 | 181 | 571 | 222 | 525 | 321 | 216 | 385 | 326 | 461 | 15.511 | 8.3 | 8.889 | 9.692 | 30.881 | 11.893 | 28.442 | 17.311 | 11.596 | 20.771 | 17.714 | 24.892 | 653 | 653 | 3809 | 3809 | 205.892 | 2020
Vintage1981 | natural gas peaker | TRUE | 15500.6120.WA.GT | 6120 | N | . | Whitehorn | Puget Sound Energy Inc | 15500 | WA | PACC | WECC |  | 22 | 1 | Electric Utility | GT | NG | NG | PSEI | A | mcf | 7520 | 5247 | 9279 | 8292 | 1954 | 1677 | 5295 | 7542 | 9773 | 7295 | 3882 | 7337 | 7520 | 5247 | 9279 | 8292 | 1954 | 1677 | 5295 | 7542 | 9773 | 7295 | 3882 | 7337 | 1.096 | 1.096 | 1.096 | 1.096 | 1.096 | 1.096 | 1.096 | 1.096 | 1.096 | 1.096 | 1.096 | 1.096 | 8242 | 5751 | 10170 | 9088 | 2142 | 1838 | 5803 | 8266 | 10711 | 7995 | 4255 | 8041 | 8242 | 5751 | 10170 | 9088 | 2142 | 1838 | 5803 | 8266 | 10711 | 7995 | 4255 | 8041 | 445.707 | 311.014 | 550.008 | 491.515 | 115.843 | 99.397 | 313.884 | 447.049 | 579.269 | 432.434 | 230.083 | 434.905 | 75093 | 75093 | 82302 | 82302 | 4451.108 | 2020
Vintage1970 | nuclear | TRUE | 55951.6122.NY.ST | 6122 | N | 1 | R E Ginna Nuclear Power Plant | Exelon Nuclear | 55951 | NY | MAT | NPCC |  | 22 | 2 | NAICS-22 Non-Cogen | ST | NUC | NUC | NYIS | M |  | 0 | 0 | 0 | 0 | 0 | 0 | 0 | 0 | 0 | 0 | 0 | 0 | 0 | 0 | 0 | 0 | 0 | 0 | 0 | 0 | 0 | 0 | 0 | 0 | 0 | 0 | 0 | 0 | 0 | 0 | 0 | 0 | 0 | 0 | 0 | 0 | 4513154 | 4222275 | 4483383 | 654378 | 752518 | 4317824 | 4354239 | 4340858 | 4267025 | 4475350 | 4369239 | 4511012 | 4513154 | 4222275 | 4483383 | 654378 | 752518 | 4317824 | 4354239 | 4340858 | 4267025 | 4475350 | 4369239 | 4511012 | 432047 | 404201 | 429197 | 62644 | 72039 | 413348 | 416834 | 415553 | 408485 | 428428 | 418270 | 431842 | 0 | 0 | 45261255 | 45261255 | 4332888 | 2020
Vintage1995 | hard coal | TRUE | 7140.6124.GA.GT | 6124 | N | . | McIntosh | Georgia Power Co | 7140 | GA | SAT | SERC |  | 22 | 1 | Electric Utility | GT | BIT | COL | SOCO | M | short tons | 0 | 0 | 0 | 0 | 0 | 0 | 0 | . | . | . | . | . | 0 | 0 | 0 | 0 | 0 | 0 | 0 | . | . | . | . | . | 0 | 0 | 0 | 0 | 0 | 0 | 0 | . | . | . | . | . | 0 | 0 | 0 | 0 | 0 | 0 | 0 | . | . | . | . | . | 0 | 0 | 0 | 0 | 0 | 0 | 0 | . | . | . | . | . | 0 | 0 | 0 | 0 | 0 | 0 | 0 | . | . | . | . | . | 0 | 0 | 0 | 0 | 0 | 2020
Vintage1995 | petroleum | TRUE | 7140.6124.GA.GT | 6124 | N | . | McIntosh | Georgia Power Co | 7140 | GA | SAT | SERC |  | 22 | 1 | Electric Utility | GT | DFO | DFO | SOCO | M | barrels | 513 | 0 | 43 | 93 | 0 | 581 | 0 | 0 | 0 | 0 | 302 | 31 | 513 | 0 | 43 | 93 | 0 | 581 | 0 | 0 | 0 | 0 | 302 | 31 | 5.817 | 0 | 5.817 | 5.817 | 0 | 5.817 | 0 | 0 | 0 | 0 | 5.817 | 5.817 | 2984 | 0 | 250 | 541 | 0 | 3380 | 0 | 0 | 0 | 0 | 1757 | 180 | 2984 | 0 | 250 | 541 | 0 | 3380 | 0 | 0 | 0 | 0 | 1757 | 180 | 140.106 | 0 | 17.069 | 21.746 | 0 | 210.752 | 0 | 0 | 0 | 0 | 92.933 | 12.232 | 1563 | 1563 | 9092 | 9092 | 494.838 | 2020
Vintage1995 | natural gas peaker | TRUE | 7140.6124.GA.GT | 6124 | N | . | McIntosh | Georgia Power Co | 7140 | GA | SAT | SERC |  | 22 | 1 | Electric Utility | GT | NG | NG | SOCO | M | mcf | 14369 | 15049 | 24660 | 11114 | 52730 | 78692 | 149359 | 52771 | 123093 | 94674 | 27186 | 114842 | 14369 | 15049 | 24660 | 11114 | 52730 | 78692 | 149359 | 52771 | 123093 | 94674 | 27186 | 114842 | 1.033 | 1.011 | 1.031 | 1.028 | 1.033 | 1.031 | 1.032 | 1.032 | 1.035 | 1.032 | 1.034 | 1.035 | 14843 | 15215 | 25424 | 11425 | 54470 | 81131 | 154138 | 54460 | 127401 | 97704 | 28110 | 118861 | 14843 | 15215 | 25424 | 11425 | 54470 | 81131 | 154138 | 54460 | 127401 | 97704 | 28110 | 118861 | 696.894 | 698 | 1734.931 | 459.254 | 3257 | 5059.248 | 9653 | 3164 | 8208 | 6227 | 1487.067 | 8062.768 | 758539 | 758539 | 783182 | 783182 | 48707.162 | 2020
Vintage1995 | hard coal | TRUE | 7140.6124.GA.GT | 6124 | N | . | McIntosh | Georgia Power Co | 7140 | GA | SAT | SERC |  | 22 | 1 | Electric Utility | GT | SUB | COL | SOCO | M | short tons | 0 | 0 | 0 | 0 | 0 | 0 | 0 | . | . | . | . | . | 0 | 0 | 0 | 0 | 0 | 0 | 0 | . | . | . | . | . | 0 | 0 | 0 | 0 | 0 | 0 | 0 | . | . | . | . | . | 0 | 0 | 0 | 0 | 0 | 0 | 0 | . | . | . | . | . | 0 | 0 | 0 | 0 | 0 | 0 | 0 | . | . | . | . | . | 0 | 0 | 0 | 0 | 0 | 0 | 0 | . | . | . | . | . | 0 | 0 | 0 | 0 | 0 | 2020
Vintage2019 | petroleum | TRUE | 17127.6125.MA.IC | 6125 | N | . | Shrewsbury | Town of Shrewsbury - (MA) | 17127 | MA | NEW | NPCC |  | 22 | 1 | Electric Utility | IC | DFO | DFO | ISNE | A | barrels | 4 | 4 | 3 | 3 | 2 | 2 | 2 | 2 | 3 | 4 | 4 | 23 | 4 | 4 | 3 | 3 | 2 | 2 | 2 | 2 | 3 | 4 | 4 | 23 | 5.88 | 5.88 | 5.88 | 5.88 | 5.88 | 5.88 | 5.88 | 5.88 | 5.88 | 5.88 | 5.88 | 5.88 | 24 | 24 | 18 | 18 | 12 | 12 | 12 | 12 | 18 | 24 | 24 | 135 | 24 | 24 | 18 | 18 | 12 | 12 | 12 | 12 | 18 | 24 | 24 | 135 | -1.586 | -1.694 | -1.316 | -1.462 | -1.023 | -0.994 | -1.181 | -1.114 | -1.263 | -1.983 | -1.997 | -11.182 | 56 | 56 | 333 | 333 | -26.795 | 2020
Vintage2019 | natural gas peaker | TRUE | 17127.6125.MA.IC | 6125 | N | . | Shrewsbury | Town of Shrewsbury - (MA) | 17127 | MA | NEW | NPCC |  | 22 | 1 | Electric Utility | IC | NG | NG | ISNE | A | mcf | 310 | 244 | 108 | 125 | 88 | 234 | 467 | 394 | 229 | 249 | 182 | 266 | 310 | 244 | 108 | 125 | 88 | 234 | 467 | 394 | 229 | 249 | 182 | 266 | 1.032 | 1.032 | 1.032 | 1.032 | 1.032 | 1.032 | 1.032 | 1.032 | 1.032 | 1.032 | 1.032 | 1.032 | 320 | 252 | 111 | 129 | 91 | 241 | 482 | 407 | 236 | 257 | 188 | 275 | 320 | 252 | 111 | 129 | 91 | 241 | 482 | 407 | 236 | 257 | 188 | 275 | -25.999 | -20.481 | -9.072 | -10.485 | -7.392 | -19.69 | -39.202 | -33.047 | -19.236 | -20.943 | -15.295 | -22.363 | 2896 | 2896 | 2989 | 2989 | -243.205 | 2020
Vintage2018 | solar pv | TRUE | 17127.6125.MA.PV | 6125 | N | . | Shrewsbury | Town of Shrewsbury - (MA) | 17127 | MA | NEW | NPCC |  | 22 | 1 | Electric Utility | PV | SUN | SUN | ISNE | A |  | 0 | 0 | 0 | 0 | 0 | 0 | 0 | 0 | 0 | 0 | 0 | 0 | 0 | 0 | 0 | 0 | 0 | 0 | 0 | 0 | 0 | 0 | 0 | 0 | 0 | 0 | 0 | 0 | 0 | 0 | 0 | 0 | 0 | 0 | 0 | 0 | 2069 | 2710 | 4123 | 3953 | 5573 | 5265 | 5185 | 4902 | 4256 | 3094 | 2213 | 1684 | 2069 | 2710 | 4123 | 3953 | 5573 | 5265 | 5185 | 4902 | 4256 | 3094 | 2213 | 1684 | 235.965 | 309.074 | 470.282 | 450.908 | 635.694 | 600.601 | 591.462 | 559.111 | 485.453 | 352.94 | 252.413 | 192.097 | 0 | 0 | 45027 | 45027 | 5136 | 2020
Vintage1978 | other | TRUE | 17539.6126.SC.PS | 6126 | N | . | Fairfield Pumped Storage | Dominion Energy South Carolina, Inc | 17539 | SC | SAT | SERC |  | 22 | 1 | Electric Utility | PS | WAT | HPS | SCEG | M | megawatthours | 36329 | 39929 | 44903 | 39001 | 49115 | 64933 | 95932 | 53500 | 46236 | 44931 | 38644 | 43019 | 36329 | 39929 | 44903 | 39001 | 49115 | 64933 | 95932 | 53500 | 46236 | 44931 | 38644 | 43019 | 0 | 0 | 0 | 0 | 0 | 0 | 0 | 0 | 0 | 0 | 0 | 0 | 0 | 0 | 0 | 0 | 0 | 0 | 0 | 0 | 0 | 0 | 0 | 0 | 0 | 0 | 0 | 0 | 0 | 0 | 0 | 0 | 0 | 0 | 0 | 0 | -8854 | -12679 | -12156 | -10885 | -13613 | -19455 | -25489 | -16385 | -12329 | -14251 | -10710 | -12471 | 596472 | 596472 | 0 | 0 | -169277 | 2020
Vintage1984 | nuclear | TRUE | 17539.6127.SC.ST | 6127 | N | 1 | V C Summer | Dominion Energy South Carolina, Inc | 17539 | SC | SAT | SERC |  | 22 | 1 | Electric Utility | ST | NUC | NUC | SCEG | M |  | 0 | 0 | 0 | 0 | 0 | 0 | 0 | 0 | 0 | 0 | 0 | 0 | 0 | 0 | 0 | 0 | 0 | 0 | 0 | 0 | 0 | 0 | 0 | 0 | 0 | 0 | 0 | 0 | 0 | 0 | 0 | 0 | 0 | 0 | 0 | 0 | 7726034 | 7229066 | 7710594 | 2317409 | 4564788 | 7435426 | 7519036 | 7296547 | 6009404 | 7695886 | 7482621 | 7734746 | 7726034 | 7229066 | 7710594 | 2317409 | 4564788 | 7435426 | 7519036 | 7296547 | 6009404 | 7695886 | 7482621 | 7734746 | 739618 | 692043 | 738140 | 221847 | 436990 | 711798 | 719802 | 698503 | 575284 | 736732 | 716316 | 740452 | 0 | 0 | 80721557 | 80721557 | 7727525 | 2020
Vintage1983 | hydro | TRUE | 9339.6128.TX.HY | 6128 | N | . | Amistad Dam & Power | International Bound & Wtr Comm | 9339 | TX | WSC | TRE |  | 22 | 1 | Electric Utility | HY | WAT | HYC | ERCO | A |  | 0 | 0 | 0 | 0 | 0 | 0 | 0 | 0 | 0 | 0 | 0 | 0 | 0 | 0 | 0 | 0 | 0 | 0 | 0 | 0 | 0 | 0 | 0 | 0 | 0 | 0 | 0 | 0 | 0 | 0 | 0 | 0 | 0 | 0 | 0 | 0 | 47385 | 99740 | 92160 | 112624 | 122931 | 55201 | 76632 | 60187 | 78902 | 77136 | 47703 | 52080 | 47385 | 99740 | 92160 | 112624 | 122931 | 55201 | 76632 | 60187 | 78902 | 77136 | 47703 | 52080 | 5404.961 | 11376.756 | 10512.112 | 12846.399 | 14021.989 | 6296.506 | 8740.907 | 6865.219 | 8999.925 | 8798.466 | 5441.247 | 5940.513 | 0 | 0 | 922681 | 922681 | 105245 | 2020
Vintage1975 | hydro | TRUE | 27813.6130.GA.HY | 6130 | N | . | Carters | USCE-Mobile District | 27813 | GA | SAT | SERC |  | 22 | 1 | Electric Utility | HY | WAT | HYC | SOCO | M |  | 0 | 0 | 0 | 0 | 0 | 0 | 0 | 0 | 0 | 0 | 0 | 0 | 0 | 0 | 0 | 0 | 0 | 0 | 0 | 0 | 0 | 0 | 0 | 0 | 0 | 0 | 0 | 0 | 0 | 0 | 0 | 0 | 0 | 0 | 0 | 0 | 170737 | 293703 | 233439 | 203324 | 135599 | 160910 | 153133 | 199002 | 170141 | 151792 | 111332 | 155237 | 170737 | 293703 | 233439 | 203324 | 135599 | 160910 | 153133 | 199002 | 170141 | 151792 | 111332 | 155237 | 19475 | 33501 | 26627 | 23192 | 15467 | 18354 | 17467 | 22699 | 19407 | 17314 | 12699 | 17707 | 0 | 0 | 2138349 | 2138349 | 243909 | 2020
Vintage1977 | other | TRUE | 27813.6130.GA.PS | 6130 | N | . | Carters | USCE-Mobile District | 27813 | GA | SAT | SERC |  | 22 | 1 | Electric Utility | PS | WAT | HPS | SOCO | M | megawatthours | 14272 | 6411 | 0 | 6120 | 7013 | 28506 | 41176 | 51475 | 43795 | 28704 | 9927 | 17309 | 14272 | 6411 | 0 | 6120 | 7013 | 28506 | 41176 | 51475 | 43795 | 28704 | 9927 | 17309 | 0 | 0 | 0 | 0 | 0 | 0 | 0 | 0 | 0 | 0 | 0 | 0 | 0 | 0 | 0 | 0 | 0 | 0 | 0 | 0 | 0 | 0 | 0 | 0 | 0 | 0 | 0 | 0 | 0 | 0 | 0 | 0 | 0 | 0 | 0 | 0 | 906 | 16040 | 18043 | 11138 | 5156 | -6662 | -14823 | -22104 | -18739 | -15548 | -727 | -1626 | 254708 | 254708 | 0 | 0 | -28946 | 2020
Vintage1975 | hydro | TRUE | 27813.6131.AL.HY | 6131 | N | . | Jones Bluff | USCE-Mobile District | 27813 | AL | ESC | SERC |  | 22 | 1 | Electric Utility | HY | WAT | HYC | SOCO | A |  | 0 | 0 | 0 | 0 | 0 | 0 | 0 | 0 | 0 | 0 | 0 | 0 | 0 | 0 | 0 | 0 | 0 | 0 | 0 | 0 | 0 | 0 | 0 | 0 | 0 | 0 | 0 | 0 | 0 | 0 | 0 | 0 | 0 | 0 | 0 | 0 | 213677 | 223129 | 195748 | 180905 | 265371 | 258505 | 243294 | 206125 | 165147 | 164243 | 189002 | 196578 | 213677 | 223129 | 195748 | 180905 | 265371 | 258505 | 243294 | 206125 | 165147 | 164243 | 189002 | 196578 | 24372.875 | 25451.007 | 22327.789 | 20634.714 | 30269.355 | 29486.19 | 27751.123 | 23511.491 | 18837.378 | 18734.269 | 21558.328 | 22422.481 | 0 | 0 | 2501724 | 2501724 | 285357 | 2020
Vintage1986 | hydro | TRUE | 19375.6132.GA.HY | 6132 | N | . | Richard B Russell | USCE-Savannah District | 19375 | GA | SAT | SERC |  | 22 | 1 | Electric Utility | HY | WAT | HYC | SEPA | M |  | 0 | 0 | 0 | 0 | 0 | 0 | 0 | 0 | 0 | 0 | 0 | 0 | 0 | 0 | 0 | 0 | 0 | 0 | 0 | 0 | 0 | 0 | 0 | 0 | 0 | 0 | 0 | 0 | 0 | 0 | 0 | 0 | 0 | 0 | 0 | 0 | 370406 | 382978 | 587407 | 243275 | 322731 | 304452 | 361674 | 405176 | 417292 | 254901 | 369099 | 170807 | 370406 | 382978 | 587407 | 243275 | 322731 | 304452 | 361674 | 405176 | 417292 | 254901 | 369099 | 170807 | 42250 | 43684 | 67002 | 27749 | 36812 | 34727 | 41254 | 46216 | 47598 | 29075 | 42101 | 19483 | 0 | 0 | 4190198 | 4190198 | 477951 | 2020
Vintage2002 | other | TRUE | 19375.6132.GA.PS | 6132 | N | . | Richard B Russell | USCE-Savannah District | 19375 | GA | SAT | SERC |  | 22 | 1 | Electric Utility | PS | WAT | HPS | SEPA | M | megawatthours | 7706 | 0 | 0 | 0 | 0 | 19223 | 31028 | 25361 | 10445 | 0 | 56 | 0 | 7706 | 0 | 0 | 0 | 0 | 19223 | 31028 | 25361 | 10445 | 0 | 56 | 0 | 0 | 0 | 0 | 0 | 0 | 0 | 0 | 0 | 0 | 0 | 0 | 0 | 0 | 0 | 0 | 0 | 0 | 0 | 0 | 0 | 0 | 0 | 0 | 0 | 0 | 0 | 0 | 0 | 0 | 0 | 0 | 0 | 0 | 0 | 0 | 0 | 11474 | 56124 | 32733 | 20599 | 34271 | -7049 | -15880 | -11120 | -5623 | 17123 | 33047 | 20179 | 93819 | 93819 | 0 | 0 | 185878 | 2020
Vintage1975 | hydro | TRUE | 27813.6133.GA.HY | 6133 | N | . | West Point (GA) | USCE-Mobile District | 27813 | GA | SAT | SERC |  | 22 | 1 | Electric Utility | HY | WAT | HYC | SOCO | A |  | 0 | 0 | 0 | 0 | 0 | 0 | 0 | 0 | 0 | 0 | 0 | 0 | 0 | 0 | 0 | 0 | 0 | 0 | 0 | 0 | 0 | 0 | 0 | 0 | 0 | 0 | 0 | 0 | 0 | 0 | 0 | 0 | 0 | 0 | 0 | 0 | 257672 | 330445 | 386241 | 215717 | 204879 | 194925 | 201851 | 239001 | 253965 | 178117 | 196445 | 155720 | 257672 | 330445 | 386241 | 215717 | 204879 | 194925 | 201851 | 239001 | 253965 | 178117 | 196445 | 155720 | 29391.126 | 37691.929 | 44056.178 | 24605.556 | 23369.319 | 22233.949 | 23024.006 | 27261.454 | 28968.279 | 20316.777 | 22407.323 | 17762.104 | 0 | 0 | 2814978 | 2814978 | 321088 | 2020
Vintage2002 | petroleum | TRUE | 17633.6137.IN.GT | 6137 | N | . | A B Brown | Southern Indiana Gas & Elec Co | 17633 | IN | ENC | RFC |  | 22 | 1 | Electric Utility | GT | DFO | DFO | MISO | M | barrels | 0 | 0 | 0 | 0 | 0 | 0 | 4 | 0 | 0 | 57 | 0 | 0 | 0 | 0 | 0 | 0 | 0 | 0 | 4 | 0 | 0 | 57 | 0 | 0 | 0 | 0 | 0 | 0 | 0 | 0 | 5.838 | 0 | 0 | 5.838 | 0 | 0 | 0 | 0 | 0 | 0 | 0 | 0 | 23 | 0 | 0 | 333 | 0 | 0 | 0 | 0 | 0 | 0 | 0 | 0 | 23 | 0 | 0 | 333 | 0 | 0 | 0 | 0 | 0 | 0 | 0 | 0 | 1.742 | 0 | 0 | 22.719 | 0 | 0 | 61 | 61 | 356 | 356 | 24.461 | 2020
Vintage2002 | natural gas peaker | TRUE | 17633.6137.IN.GT | 6137 | N | . | A B Brown | Southern Indiana Gas & Elec Co | 17633 | IN | ENC | RFC |  | 22 | 1 | Electric Utility | GT | NG | NG | MISO | M | mcf | 19678 | 18572 | 17440 | 3072 | 19248 | 16360 | 102137 | 48442 | 12056 | 30472 | 25504 | 7063 | 19678 | 18572 | 17440 | 3072 | 19248 | 16360 | 102137 | 48442 | 12056 | 30472 | 25504 | 7063 | 1.034 | 1.032 | 1.03 | 1.035 | 1.037 | 1.028 | 1.021 | 1.037 | 1.034 | 1.048 | 1.042 | 1.036 | 20347 | 19166 | 17963 | 3180 | 19960 | 16818 | 104282 | 50234 | 12466 | 31935 | 26575 | 7317 | 20347 | 19166 | 17963 | 3180 | 19960 | 16818 | 104282 | 50234 | 12466 | 31935 | 26575 | 7317 | 1615 | 1507 | 1333 | 220 | 1516 | 1237 | 7781.258 | 3725 | 906 | 2180.281 | 1883 | 504 | 320044 | 320044 | 330243 | 330243 | 24407.539 | 2020
Vintage1986 | hard coal | TRUE | 17633.6137.IN.ST | 6137 | N | . | A B Brown | Southern Indiana Gas & Elec Co | 17633 | IN | ENC | RFC |  | 22 | 1 | Electric Utility | ST | BIT | COL | MISO | M | short tons | 85706 | 91246 | 39935 | 26906 | 75292 | 108346 | 122447 | 115403 | 78881 | 90777 | 84839 | 102801 | 85706 | 91246 | 39935 | 26906 | 75292 | 108346 | 122447 | 115403 | 78881 | 90777 | 84839 | 102801 | 22.528 | 22.63 | 22.682 | 22.987 | 22.73 | 22.829 | 22.908 | 22.872 | 22.938 | 22.724 | 22.719 | 22.612 | 1930785 | 2064897 | 905806 | 618488 | 1711387 | 2473431 | 2805016 | 2639497 | 1809372 | 2062817 | 1927457 | 2324536 | 1930785 | 2064897 | 905806 | 618488 | 1711387 | 2473431 | 2805016 | 2639497 | 1809372 | 2062817 | 1927457 | 2324536 | 173058.87 | 173704.2 | 77834.17 | 45649.109 | 145781.22 | 220889.73 | 249868.16 | 232094.7 | 158752.2 | 184279.95 | 165995.54 | 205141.91 | 1022579 | 1022579 | 23273489 | 23273489 | 2033049.8 | 2020
Vintage1986 | natural gas steam turbine | TRUE | 17633.6137.IN.ST | 6137 | N | . | A B Brown | Southern Indiana Gas & Elec Co | 17633 | IN | ENC | RFC |  | 22 | 1 | Electric Utility | ST | NG | NG | MISO | M | mcf | 18517 | 15502 | 13500 | 22318 | 20567 | 17137 | 16095 | 18899 | 14691 | 18148 | 10948 | 17184 | 18517 | 15502 | 13500 | 22318 | 20567 | 17137 | 16095 | 18899 | 14691 | 18148 | 10948 | 17184 | 1.034 | 1.032 | 1.03 | 1.035 | 1.037 | 1.028 | 1.021 | 1.037 | 1.034 | 1.048 | 1.042 | 1.036 | 19147 | 15998 | 13905 | 23099 | 21328 | 17617 | 16433 | 19598 | 15190 | 19019 | 11408 | 17803 | 19147 | 15998 | 13905 | 23099 | 21328 | 17617 | 16433 | 19598 | 15190 | 19019 | 11408 | 17803 | 1716.134 | 1345.796 | 1194.83 | 1704.891 | 1816.783 | 1573.271 | 1463.836 | 1723.303 | 1332.796 | 1699.055 | 982.458 | 1571.094 | 203506 | 203506 | 210545 | 210545 | 18124.247 | 2020
Vintage1978 | petroleum | TRUE | 17698.6138.AR.ST | 6138 | N | . | Flint Creek | Southwestern Electric Power Co | 17698 | AR | WSC | MRO |  | 22 | 1 | Electric Utility | ST | DFO | DFO | SWPP | M | barrels | 263 | 330 | 108 | 0 | 3114 | 1451 | 1046 | 374 | 423 | 1127 | 1245 | 1859 | 263 | 330 | 108 | 0 | 3114 | 1451 | 1046 | 374 | 423 | 1127 | 1245 | 1859 | 5.888 | 5.88 | 5.88 | 0 | 5.88 | 5.88 | 5.88 | 5.88 | 5.88 | 5.88 | 5.88 | 5.88 | 1549 | 1940 | 635 | 0 | 18310 | 8532 | 6150 | 2199 | 2487 | 6627 | 7321 | 10931 | 1549 | 1940 | 635 | 0 | 18310 | 8532 | 6150 | 2199 | 2487 | 6627 | 7321 | 10931 | 132.77 | 166.775 | 57.005 | 0 | 1548.214 | 773.592 | 566.887 | 203.886 | 225.454 | 616.133 | 662.51 | 982.909 | 11340 | 11340 | 66681 | 66681 | 5936.135 | 2020
Vintage1978 | hard coal | TRUE | 17698.6138.AR.ST | 6138 | N | . | Flint Creek | Southwestern Electric Power Co | 17698 | AR | WSC | MRO |  | 22 | 1 | Electric Utility | ST | SUB | COL | SWPP | M | short tons | 108696 | 106126 | 7813 | 0 | 36483 | 110114 | 128130 | 157811 | 134964 | 150281 | 97972 | 129448 | 108696 | 106126 | 7813 | 0 | 36483 | 110114 | 128130 | 157811 | 134964 | 150281 | 97972 | 129448 | 17.208 | 17.168 | 17.18 | 0 | 17.134 | 17.16 | 17.202 | 17.184 | 17.056 | 17.124 | 17.206 | 17.404 | 1870441 | 1821971 | 134227 | 0 | 625100 | 1889556 | 2204092 | 2711824 | 2301946 | 2573412 | 1685706 | 2252913 | 1870441 | 1821971 | 134227 | 0 | 625100 | 1889556 | 2204092 | 2711824 | 2301946 | 2573412 | 1685706 | 2252913 | 160369.23 | 156596.23 | 12048.995 | 0 | 52854.786 | 171327.41 | 203150.11 | 251420.11 | 208658.55 | 239266.87 | 152555.49 | 202582.09 | 1167838 | 1167838 | 20071188 | 20071188 | 1810829.9 | 2020
Vintage1982 | hard coal | TRUE | 17698.6139.TX.ST | 6139 | N | . | Welsh | Southwestern Electric Power Co | 17698 | TX | WSC | MRO |  | 22 | 1 | Electric Utility | ST | BIT | COL | SWPP | M | short tons | . | . | 0 | . | . | . | . | . | . | . | . | . | . | . | 0 | . | . | . | . | . | . | . | . | . | . | . | 0 | . | . | . | . | . | . | . | . | . | . | . | 0 | . | . | . | . | . | . | . | . | . | . | . | 0 | . | . | . | . | . | . | . | . | . | . | . | 0 | . | . | . | . | . | . | . | . | . | 0 | 0 | 0 | 0 | 0 | 2020
Vintage1982 | petroleum | TRUE | 17698.6139.TX.ST | 6139 | N | . | Welsh | Southwestern Electric Power Co | 17698 | TX | WSC | MRO |  | 22 | 1 | Electric Utility | ST | DFO | DFO | SWPP | M | barrels | 544 | 365 | 393 | 1278 | 1884 | 2631 | 1612 | 1390 | 1103 | 3047 | 1927 | 1371 | 544 | 365 | 393 | 1278 | 1884 | 2631 | 1612 | 1390 | 1103 | 3047 | 1927 | 1371 | 5.88 | 5.88 | 5.88 | 5.88 | 5.88 | 5.88 | 5.88 | 5.88 | 5.88 | 5.88 | 5.88 | 5.88 | 3199 | 2146 | 2311 | 7515 | 11078 | 15470 | 9479 | 8173 | 6486 | 17916 | 11331 | 8061 | 3199 | 2146 | 2311 | 7515 | 11078 | 15470 | 9479 | 8173 | 6486 | 17916 | 11331 | 8061 | 259.421 | 175.116 | 190.413 | 620.076 | 915.849 | 1288.699 | 800.184 | 710.527 | 549.939 | 1566.614 | 990.717 | 699.375 | 17545 | 17545 | 103165 | 103165 | 8766.93 | 2020
Vintage1982 | hard coal | TRUE | 17698.6139.TX.ST | 6139 | N | . | Welsh | Southwestern Electric Power Co | 17698 | TX | WSC | MRO |  | 22 | 1 | Electric Utility | ST | SUB | COL | SWPP | M | short tons | 108633 | 107209 | 118248 | 94489 | 198729 | 193288 | 258898 | 295040 | 136654 | 168798 | 273202 | 308878 | 108633 | 107209 | 118248 | 94489 | 198729 | 193288 | 258898 | 295040 | 136654 | 168798 | 273202 | 308878 | 17.172 | 17.236 | 17.19 | 17.291 | 17.205 | 17.148 | 17.291 | 17.287 | 17.261 | 17.161 | 17.202 | 17.276 | 1865446 | 1847854 | 2032683 | 1633809 | 3419132 | 3314503 | 4476605 | 5100356 | 2358785 | 2896742 | 4699621 | 5336176 | 1865446 | 1847854 | 2032683 | 1633809 | 3419132 | 3314503 | 4476605 | 5100356 | 2358785 | 2896742 | 4699621 | 5336176 | 151290.58 | 150772.88 | 167492.59 | 134814.92 | 282671.15 | 276103.3 | 377916.82 | 443393.47 | 200009.06 | 253292.39 | 410916.28 | 462940.63 | 2262066 | 2262066 | 38981712 | 38981712 | 3311614.1 | 2020
Vintage1984 | hydro | TRUE | 26618.6140.MO.HY | 6140 | N | . | Clarence Cannon | USCE-St Louis District | 26618 | MO | WNC | SERC |  | 22 | 1 | Electric Utility | HY | WAT | HYC | AECI | M |  | 0 | 0 | 0 | 0 | 0 | 0 | 0 | 0 | 0 | 0 | 0 | 0 | 0 | 0 | 0 | 0 | 0 | 0 | 0 | 0 | 0 | 0 | 0 | 0 | 0 | 0 | 0 | 0 | 0 | 0 | 0 | 0 | 0 | 0 | 0 | 0 | 52427 | 40276 | 12493 | 46395 | 40793 | 29220 | 22663 | 15816 | 3033 | 2560 | 1315 | 1596 | 52427 | 40276 | 12493 | 46395 | 40793 | 29220 | 22663 | 15816 | 3033 | 2560 | 1315 | 1596 | 5980 | 4594 | 1425 | 5292 | 4653 | 3333 | 2585 | 1804 | 346 | 292 | 150 | 182 | 0 | 0 | 268587 | 268587 | 30636 | 2020
Vintage1984 | other | TRUE | 26618.6140.MO.PS | 6140 | N | . | Clarence Cannon | USCE-St Louis District | 26618 | MO | WNC | SERC |  | 22 | 1 | Electric Utility | PS | WAT | HPS | AECI | M | megawatthours | 0 | 0 | 0 | 0 | 0 | 0 | 0 | 0 | 0 | 0 | 0 | 0 | 0 | 0 | 0 | 0 | 0 | 0 | 0 | 0 | 0 | 0 | 0 | 0 | 0 | 0 | 0 | 0 | 0 | 0 | 0 | 0 | 0 | 0 | 0 | 0 | 0 | 0 | 0 | 0 | 0 | 0 | 0 | 0 | 0 | 0 | 0 | 0 | 0 | 0 | 0 | 0 | 0 | 0 | 0 | 0 | 0 | 0 | 0 | 0 | 7967 | 6066 | 16038 | 8749 | 7006 | 14041 | 8154 | 3130 | 1153 | 1833 | 613 | 163 | 0 | 0 | 0 | 0 | 74913 | 2020
Vintage1982 | other | TRUE | 25477.6141.MO.PS | 6141 | N | . | Harry Truman | USCE-Kansas City District | 25477 | MO | WNC | MRO |  | 22 | 1 | Electric Utility | PS | WAT | HPS | SPA | M | megawatthours | 55866 | 27058 | 62396 | 71391 | 69950 | 47048 | 9687 | 19400 | 2031 | 986 | 835 | 11540 | 55866 | 27058 | 62396 | 71391 | 69950 | 47048 | 9687 | 19400 | 2031 | 986 | 835 | 11540 | 0 | 0 | 0 | 0 | 0 | 0 | 0 | 0 | 0 | 0 | 0 | 0 | 0 | 0 | 0 | 0 | 0 | 0 | 0 | 0 | 0 | 0 | 0 | 0 | 0 | 0 | 0 | 0 | 0 | 0 | 0 | 0 | 0 | 0 | 0 | 0 | -366 | -307 | -307 | -273 | -279 | -261 | -222 | -230 | -251 | -282 | -273 | -313 | 378188 | 378188 | 0 | 0 | -3364 | 2020
Vintage1974 | hydro | TRUE | 19647.6142.AR.HY | 6142 | N | . | Ozark | USCE-Little Rock District | 19647 | AR | WSC | MRO |  | 22 | 1 | Electric Utility | HY | WAT | HYC | SPA | A |  | 0 | 0 | 0 | 0 | 0 | 0 | 0 | 0 | 0 | 0 | 0 | 0 | 0 | 0 | 0 | 0 | 0 | 0 | 0 | 0 | 0 | 0 | 0 | 0 | 0 | 0 | 0 | 0 | 0 | 0 | 0 | 0 | 0 | 0 | 0 | 0 | 81867 | 172320 | 159224 | 194580 | 212387 | 95371 | 132396 | 103985 | 136319 | 133268 | 82417 | 89979 | 81867 | 172320 | 159224 | 194580 | 212387 | 95371 | 132396 | 103985 | 136319 | 133268 | 82417 | 89979 | 9338.106 | 19655.536 | 18161.698 | 22194.628 | 24225.686 | 10878.427 | 15101.6 | 11860.987 | 15549.103 | 15201.045 | 9400.803 | 10263.381 | 0 | 0 | 1594113 | 1594113 | 181831 | 2020
Vintage1993 | nuclear | TRUE | 55983.6145.TX.ST | 6145 | N | 2 | Comanche Peak | Luminant Generation Company LLC | 55983 | TX | WSC | TRE |  | 22 | 2 | NAICS-22 Non-Cogen | ST | NUC | NUC | ERCO | M |  | 0 | 0 | 0 | 0 | 0 | 0 | 0 | 0 | 0 | 0 | 0 | 0 | 0 | 0 | 0 | 0 | 0 | 0 | 0 | 0 | 0 | 0 | 0 | 0 | 0 | 0 | 0 | 0 | 0 | 0 | 0 | 0 | 0 | 0 | 0 | 0 | 8579073 | 8755349 | 9320842 | 5534603 | 5434948 | 8927426 | 9176917 | 9164789 | 8913438 | 9225470 | 8952088 | 9321218 | 8579073 | 8755349 | 9320842 | 5534603 | 5434948 | 8927426 | 9176917 | 9164789 | 8913438 | 9225470 | 8952088 | 9321218 | 821280 | 838155 | 892290 | 529831 | 520291 | 854628 | 878512 | 877351 | 853289 | 883160 | 856989 | 892326 | 0 | 0 | 101306161 | 101306161 | 9698102 | 2020
Vintage1993 | nuclear | TRUE | 55983.6145.TX.ST | 6145 | N | 1 | Comanche Peak | Luminant Generation Company LLC | 55983 | TX | WSC | TRE |  | 22 | 2 | NAICS-22 Non-Cogen | ST | NUC | NUC | ERCO | M |  | 0 | 0 | 0 | 0 | 0 | 0 | 0 | 0 | 0 | 0 | 0 | 0 | 0 | 0 | 0 | 0 | 0 | 0 | 0 | 0 | 0 | 0 | 0 | 0 | 0 | 0 | 0 | 0 | 0 | 0 | 0 | 0 | 0 | 0 | 0 | 0 | 9500158 | 8930904 | 9478524 | 9145705 | 9404472 | 9097100 | 9358636 | 9345139 | 9092179 | 2677649 | 6610173 | 9540312 | 9500158 | 8930904 | 9478524 | 9145705 | 9404472 | 9097100 | 9358636 | 9345139 | 9092179 | 2677649 | 6610173 | 9540312 | 909456 | 854961 | 907385 | 875524 | 900296 | 870871 | 895908 | 894616 | 870400 | 256333 | 632796 | 913300 | 0 | 0 | 102180951 | 102180951 | 9781846 | 2020
Vintage1979 | petroleum | TRUE | 55983.6146.TX.ST | 6146 | N | . | Martin Lake | Luminant Generation Company LLC | 55983 | TX | WSC | TRE |  | 22 | 2 | NAICS-22 Non-Cogen | ST | DFO | DFO | ERCO | M | barrels | 1973 | 5568 | 3070 | 2954 | 1969 | 1161 | 1664 | 1093 | 233 | 603 | 228 | 347 | 1973 | 5568 | 3070 | 2954 | 1969 | 1161 | 1664 | 1093 | 233 | 603 | 228 | 347 | 5.8 | 5.8 | 5.8 | 5.8 | 5.8 | 5.8 | 5.8 | 5.8 | 5.8 | 5.8 | 5.8 | 5.8 | 11443 | 32294 | 17806 | 17133 | 11420 | 6734 | 9651 | 6339 | 1351 | 3497 | 1322 | 2013 | 11443 | 32294 | 17806 | 17133 | 11420 | 6734 | 9651 | 6339 | 1351 | 3497 | 1322 | 2013 | 971.068 | 2752.93 | 1508.637 | 1496.411 | 983.335 | 590.655 | 843.281 | 571.513 | 118.775 | 312.87 | 119.097 | 175.675 | 20863 | 20863 | 121003 | 121003 | 10444.247 | 2020
Vintage1979 | lignite | TRUE | 55983.6146.TX.ST | 6146 | N | . | Martin Lake | Luminant Generation Company LLC | 55983 | TX | WSC | TRE |  | 22 | 2 | NAICS-22 Non-Cogen | ST | LIG | COL | ERCO | M | short tons | 227060 | 208715 | 150798 | 165274 | 170238 | 171518 | 224918 | 276105 | 264251 | 323344 | 370959 | 270768 | 227060 | 208715 | 150798 | 165274 | 170238 | 171518 | 224918 | 276105 | 264251 | 323344 | 370959 | 270768 | 12.2 | 12.75 | 12.6 | 12.47 | 12.6 | 12.73 | 12.6 | 12.59 | 12.6 | 12.6 | 12.6 | 12.79 | 2770132 | 2661116 | 1900055 | 2060967 | 2144999 | 2183424 | 2833967 | 3476162 | 3329563 | 4074134 | 4674083 | 3463123 | 2770132 | 2661116 | 1900055 | 2060967 | 2144999 | 2183424 | 2833967 | 3476162 | 3329563 | 4074134 | 4674083 | 3463123 | 235068.81 | 226846.38 | 160984.7 | 180004.5 | 184694.92 | 191519.1 | 247619.98 | 313384.62 | 292636.78 | 364463.49 | 420952.65 | 302287.73 | 2823948 | 2823948 | 35571725 | 35571725 | 3120463.7 | 2020
Vintage1979 | hard coal | TRUE | 55983.6146.TX.ST | 6146 | N | . | Martin Lake | Luminant Generation Company LLC | 55983 | TX | WSC | TRE |  | 22 | 2 | NAICS-22 Non-Cogen | ST | SUB | COL | ERCO | M | short tons | 409400 | 460621 | 502320 | 321126 | 439258 | 617494 | 722352 | 721743 | 602928 | 660897 | 572415 | 715421 | 409400 | 460621 | 502320 | 321126 | 439258 | 617494 | 722352 | 721743 | 602928 | 660897 | 572415 | 715421 | 16.44 | 16.47 | 16.5 | 16.48 | 16.47 | 16.46 | 16.31 | 16.48 | 16.53 | 16.55 | 16.63 | 16.66 | 6730536 | 7586428 | 8288280 | 5292156 | 7234579 | 10163951 | 11781561 | 11894325 | 9966400 | 10937845 | 9519261 | 11918914 | 6730536 | 7586428 | 8288280 | 5292156 | 7234579 | 10163951 | 11781561 | 11894325 | 9966400 | 10937845 | 9519261 | 11918914 | 571142.12 | 646703.69 | 702235.67 | 462216.09 | 622932.75 | 891531.24 | 1029422.7 | 1072302.9 | 875951.44 | 978476.64 | 857314.25 | 1040373.6 | 6745975 | 6745975 | 111314236 | 111314236 | 9750603.1 | 2020
Vintage1977 | nuclear | TRUE | 64225.6149.OH.ST | 6149 | N | 1 | Davis Besse | Energy Harbor Nuclear Generation LLC | 64225 | OH | ENC | RFC |  | 22 | 2 | NAICS-22 Non-Cogen | ST | NUC | NUC | PJM | M |  | 0 | 0 | 0 | 0 | 0 | 0 | 0 | 0 | 0 | 0 | 0 | 0 | 0 | 0 | 0 | 0 | 0 | 0 | 0 | 0 | 0 | 0 | 0 | 0 | 0 | 0 | 0 | 0 | 0 | 0 | 0 | 0 | 0 | 0 | 0 | 0 | 6923250 | 5198065 | 841789 | 6730396 | 7077558 | 6792915 | 6988433 | 7017514 | 6828703 | 7095546 | 6895474 | 7114547 | 6923250 | 5198065 | 841789 | 6730396 | 7077558 | 6792915 | 6988433 | 7017514 | 6828703 | 7095546 | 6895474 | 7114547 | 662767 | 497614 | 80585 | 644305 | 677539 | 650290 | 669007 | 671791 | 653716 | 679261 | 660108 | 681080 | 0 | 0 | 75504190 | 75504190 | 7228063 | 2020
Vintage1979 | other | TRUE | 18642.6151.TN.PS | 6151 | N | . | Raccoon Mountain | Tennessee Valley Authority | 18642 | TN | ESC | SERC |  | 22 | 1 | Electric Utility | PS | WAT | HPS | TVA | M | megawatthours | 266651 | 229196 | 212807 | 266924 | 317581 | 367736 | 447259 | 433607 | 353953 | 247747 | 220103 | 203161 | 266651 | 229196 | 212807 | 266924 | 317581 | 367736 | 447259 | 433607 | 353953 | 247747 | 220103 | 203161 | 0 | 0 | 0 | 0 | 0 | 0 | 0 | 0 | 0 | 0 | 0 | 0 | 0 | 0 | 0 | 0 | 0 | 0 | 0 | 0 | 0 | 0 | 0 | 0 | 0 | 0 | 0 | 0 | 0 | 0 | 0 | 0 | 0 | 0 | 0 | 0 | -52684 | -50952 | -38412 | -45777 | -72033 | -77102 | -88293 | -93232 | -71002 | -52109 | -45353 | -34024 | 3566725 | 3566725 | 0 | 0 | -720973 | 2020
Vintage1982 | nuclear | TRUE | 18642.6152.TN.ST | 6152 | N | 2 | Sequoyah | Tennessee Valley Authority | 18642 | TN | ESC | SERC |  | 22 | 1 | Electric Utility | ST | NUC | NUC | TVA | M |  | 0 | 0 | 0 | 0 | 0 | 0 | 0 | 0 | 0 | 0 | 0 | 0 | 0 | 0 | 0 | 0 | 0 | 0 | 0 | 0 | 0 | 0 | 0 | 0 | 0 | 0 | 0 | 0 | 0 | 0 | 0 | 0 | 0 | 0 | 0 | 0 | 8974892 | 8407080 | 8684755 | 2324846 | 7242698 | 8568136 | 8706221 | 8666683 | 8474331 | 8910587 | 8694261 | 8996087 | 8974892 | 8407080 | 8684755 | 2324846 | 7242698 | 8568136 | 8706221 | 8666683 | 8474331 | 8910587 | 8694261 | 8996087 | 859172 | 804815 | 831397 | 222559 | 693348 | 820233 | 833452 | 829667 | 811253 | 853016 | 832307 | 861201 | 0 | 0 | 96650577 | 96650577 | 9252420 | 2020
Vintage1982 | nuclear | TRUE | 18642.6152.TN.ST | 6152 | N | 1 | Sequoyah | Tennessee Valley Authority | 18642 | TN | ESC | SERC |  | 22 | 1 | Electric Utility | ST | NUC | NUC | TVA | M |  | 0 | 0 | 0 | 0 | 0 | 0 | 0 | 0 | 0 | 0 | 0 | 0 | 0 | 0 | 0 | 0 | 0 | 0 | 0 | 0 | 0 | 0 | 0 | 0 | 0 | 0 | 0 | 0 | 0 | 0 | 0 | 0 | 0 | 0 | 0 | 0 | 7982190 | 8439839 | 9012424 | 8720052 | 7787383 | 8589582 | 8590104 | 8511488 | 8511206 | 8949184 | 8727970 | 9037714 | 7982190 | 8439839 | 9012424 | 8720052 | 7787383 | 8589582 | 8590104 | 8511488 | 8511206 | 8949184 | 8727970 | 9037714 | 764140 | 807951 | 862765 | 834776 | 745491 | 822286 | 822336 | 814810 | 814783 | 856711 | 835534 | 865186 | 0 | 0 | 102859136 | 102859136 | 9846769 | 2020
Vintage1984 | nuclear | TRUE | 19436.6153.MO.ST | 6153 | N | 1 | Callaway | Union Electric Co - (MO) | 19436 | MO | WNC | SERC |  | 22 | 1 | Electric Utility | ST | NUC | NUC | MISO | M |  | 0 | 0 | 0 | 0 | 0 | 0 | 0 | 0 | 0 | 0 | 0 | 0 | 0 | 0 | 0 | 0 | 0 | 0 | 0 | 0 | 0 | 0 | 0 | 0 | 0 | 0 | 0 | 0 | 0 | 0 | 0 | 0 | 0 | 0 | 0 | 0 | 9790274 | 8823937 | 9252264 | 8119262 | 9474575 | 9008037 | 9270962 | 9325731 | 7821687 | 0 | 0 | 0 | 9790274 | 8823937 | 9252264 | 8119262 | 9474575 | 9008037 | 9270962 | 9325731 | 7821687 | 0 | 0 | 0 | 937229 | 844721 | 885725 | 777262 | 907007 | 862345 | 887515 | 892758 | 748775 | 0 | 0 | -1217 | 0 | 0 | 80886729 | 80886729 | 7742120 | 2020
Vintage1977 | petroleum | TRUE | 19436.6155.MO.ST | 6155 | N | . | Rush Island | Union Electric Co - (MO) | 19436 | MO | WNC | SERC |  | 22 | 1 | Electric Utility | ST | DFO | DFO | MISO | M | barrels | 759 | 1736 | 852 | 59 | 806 | 132 | 892 | . | 469 | 31 | 737 | 956 | 759 | 1736 | 852 | 59 | 806 | 132 | 892 | . | 469 | 31 | 737 | 956 | 5.754 | 5.754 | 5.754 | 5.754 | 5.754 | 5.754 | 5.754 | . | 5.754 | 5.754 | 5.754 | 5.754 | 4367 | 9989 | 4902 | 339 | 4638 | 760 | 5133 | . | 2699 | 178 | 4241 | 5501 | 4367 | 9989 | 4902 | 339 | 4638 | 760 | 5133 | . | 2699 | 178 | 4241 | 5501 | 429.271 | 1007.599 | 545.06 | 33.451 | 435.959 | 74.371 | 490.522 | . | 329.514 | 20.643 | 468.28 | 592.078 | 7429 | 7429 | 42747 | 42747 | 4426.748 | 2020
Vintage1977 | hard coal | TRUE | 19436.6155.MO.ST | 6155 | N | . | Rush Island | Union Electric Co - (MO) | 19436 | MO | WNC | SERC |  | 22 | 1 | Electric Utility | ST | RC | COL | MISO | M | short tons | 444589 | 298189 | 161566 | 195021 | 296838 | 362926 | 404555 | . | 405374 | 471150 | 380044 | 449348 | 444589 | 298189 | 161566 | 195021 | 296838 | 362926 | 404555 | . | 405374 | 471150 | 380044 | 449348 | 17.73 | 17.78 | 15.7 | 17.7 | 17.86 | 17.78 | 17.67 | . | 13.53 | 14.85 | 15.91 | 16.13 | 7882563 | 5301800 | 2536586 | 3451872 | 5301527 | 6452824 | 7148487 | . | 5484710 | 6996578 | 6046500 | 7247983 | 7882563 | 5301800 | 2536586 | 3451872 | 5301527 | 6452824 | 7148487 | . | 5484710 | 6996578 | 6046500 | 7247983 | 774795.73 | 534800.4 | 282022.94 | 340131.55 | 498358.04 | 631846.63 | 683184.48 | . | 669706.49 | 809712.36 | 667686.72 | 780132.92 | 3869600 | 3869600 | 63851430 | 63851430 | 6672378.3 | 2020
Vintage1977 | hard coal | TRUE | 19436.6155.MO.ST | 6155 | N | . | Rush Island | Union Electric Co - (MO) | 19436 | MO | WNC | SERC |  | 22 | 1 | Electric Utility | ST | SUB | COL | MISO | M | short tons | 0 | 0 | 0 | 0 | 0 | 0 | 0 | . | 0 | 0 | 0 | 0 | 0 | 0 | 0 | 0 | 0 | 0 | 0 | . | 0 | 0 | 0 | 0 | 0 | 0 | 0 | 0 | 0 | 0 | 0 | . | 0 | 0 | 0 | 0 | 0 | 0 | 0 | 0 | 0 | 0 | 0 | . | 0 | 0 | 0 | 0 | 0 | 0 | 0 | 0 | 0 | 0 | 0 | . | 0 | 0 | 0 | 0 | 0 | 0 | 0 | 0 | 0 | 0 | 0 | . | 0 | 0 | 0 | 0 | 0 | 0 | 0 | 0 | 0 | 2020
Vintage2012 | petroleum | TRUE | 15452.6156.CT.GT | 6156 | N | . | New Haven Harbor | PSEG Power Connecticut LLC | 15452 | CT | NEW | NPCC |  | 22 | 2 | NAICS-22 Non-Cogen | GT | KER | WOO | ISNE | M | barrels | 0 | 0 | 0 | 167 | 1066 | 549 | 826 | 795 | 876 | 232 | 0 | 0 | 0 | 0 | 0 | 167 | 1066 | 549 | 826 | 795 | 876 | 232 | 0 | 0 | 0 | 0 | 0 | 5.673 | 5.673 | 5.673 | 5.673 | 5.673 | 5.673 | 5.673 | 0 | 0 | 0 | 0 | 0 | 947 | 6047 | 3114 | 4686 | 4510 | 4970 | 1316 | 0 | 0 | 0 | 0 | 0 | 947 | 6047 | 3114 | 4686 | 4510 | 4970 | 1316 | 0 | 0 | -351 | -324 | -293 | -122 | 421.12 | 107 | 264 | 235 | 314 | -80 | -240 | -305 | 4511 | 4511 | 25590 | 25590 | -373.88 | 2020
Vintage2012 | natural gas peaker | TRUE | 15452.6156.CT.GT | 6156 | N | . | New Haven Harbor | PSEG Power Connecticut LLC | 15452 | CT | NEW | NPCC |  | 22 | 2 | NAICS-22 Non-Cogen | GT | NG | NG | ISNE | M | mcf | 0 | 0 | 0 | 0 | 1281 | 0 | 0 | 0 | 0 | 0 | 0 | 0 | 0 | 0 | 0 | 0 | 1281 | 0 | 0 | 0 | 0 | 0 | 0 | 0 | 0 | 0 | 0 | 0 | 1.03 | 0 | 0 | 0 | 0 | 0 | 0 | 0 | 0 | 0 | 0 | 0 | 1319 | 0 | 0 | 0 | 0 | 0 | 0 | 0 | 0 | 0 | 0 | 0 | 1319 | 0 | 0 | 0 | 0 | 0 | 0 | 0 | 0 | 0 | 0 | 0 | 91.88 | 0 | 0 | 0 | 0 | 0 | 0 | 0 | 1281 | 1281 | 1319 | 1319 | 91.88 | 2020
Vintage1975 | petroleum | TRUE | 15452.6156.CT.ST | 6156 | N | . | New Haven Harbor | PSEG Power Connecticut LLC | 15452 | CT | NEW | NPCC |  | 22 | 2 | NAICS-22 Non-Cogen | ST | DFO | DFO | ISNE | M | barrels | 1164 | 1200 | 758 | 352 | 259 | 0 | 98 | 139 | 0 | 112 | 307 | 1116 | 1164 | 1200 | 758 | 352 | 259 | 0 | 98 | 139 | 0 | 112 | 307 | 1116 | 5.838 | 5.838 | 5.838 | 5.838 | 5.838 | 0 | 5.838 | 5.838 | 0 | 5.838 | 5.8 | 5.838 | 6795 | 7006 | 4425 | 2055 | 1512 | 0 | 572 | 811 | 0 | 654 | 1781 | 6515 | 6795 | 7006 | 4425 | 2055 | 1512 | 0 | 572 | 811 | 0 | 654 | 1781 | 6515 | -1621 | -1622 | -1650 | -1404 | -1281 | -13.753 | 26.791 | 51.194 | -12.111 | -1141 | -1195 | -1750 | 5505 | 5505 | 32126 | 32126 | -11611.88 | 2020
Vintage1975 | natural gas steam turbine | TRUE | 15452.6156.CT.ST | 6156 | N | . | New Haven Harbor | PSEG Power Connecticut LLC | 15452 | CT | NEW | NPCC |  | 22 | 2 | NAICS-22 Non-Cogen | ST | NG | NG | ISNE | M | mcf | 0 | 0 | 0 | 0 | 0 | 0 | 73296 | 59805 | 0 | 0 | 0 | 0 | 0 | 0 | 0 | 0 | 0 | 0 | 73296 | 59805 | 0 | 0 | 0 | 0 | 0 | 0 | 0 | 0 | 0 | 0 | 1.03 | 1.03 | 0 | 0 | 0 | 0 | 0 | 0 | 0 | 0 | 0 | 0 | 75495 | 61599 | 0 | 0 | 0 | 0 | 0 | 0 | 0 | 0 | 0 | 0 | 75495 | 61599 | 0 | 0 | 0 | 0 | 0 | 0 | 0 | 0 | 0 | -1408.694 | 3535.209 | 3886.091 | -1240.52 | 0 | 0 | 0 | 133101 | 133101 | 137094 | 137094 | 4772.086 | 2020
Vintage1975 | petroleum | TRUE | 15452.6156.CT.ST | 6156 | N | . | New Haven Harbor | PSEG Power Connecticut LLC | 15452 | CT | NEW | NPCC |  | 22 | 2 | NAICS-22 Non-Cogen | ST | RFO | RFO | ISNE | M | barrels | 0 | 0 | 0 | 0 | 0 | 0 | 0 | 2070 | 0 | 0 | 0 | 0 | 0 | 0 | 0 | 0 | 0 | 0 | 0 | 2070 | 0 | 0 | 0 | 0 | 0 | 0 | 0 | 0 | 0 | 0 | 0 | 6.3 | 0 | 0 | 0 | 0 | 0 | 0 | 0 | 0 | 0 | 0 | 0 | 13041 | 0 | 0 | 0 | 0 | 0 | 0 | 0 | 0 | 0 | 0 | 0 | 13041 | 0 | 0 | 0 | 0 | 0 | 0 | 0 | 0 | 0 | -68.553 | 0 | 822.715 | -60.369 | 0 | 0 | 0 | 2070 | 2070 | 13041 | 13041 | 693.793 | 2020
Vintage1979 | hydro | TRUE | 2518.6158.CA.HY | 6158 | N | . | New Melones | U S Bureau of Reclamation | 2518 | CA | PACC | WECC |  | 22 | 1 | Electric Utility | HY | WAT | HYC | WALC | M |  | 0 | 0 | 0 | 0 | 0 | 0 | 0 | 0 | 0 | 0 | 0 | 0 | 0 | 0 | 0 | 0 | 0 | 0 | 0 | 0 | 0 | 0 | 0 | 0 | 0 | 0 | 0 | 0 | 0 | 0 | 0 | 0 | 0 | 0 | 0 | 0 | 210320 | 323625 | 339739 | 364400 | 618293 | 637510 | 440708 | 401204 | 276985 | 151757 | 14685 | 20182 | 210320 | 323625 | 339739 | 364400 | 618293 | 637510 | 440708 | 401204 | 276985 | 151757 | 14685 | 20182 | 23990 | 36914 | 38752 | 41565 | 70525 | 72717 | 50269 | 45763 | 31594 | 17310 | 1675 | 2302 | 0 | 0 | 3799408 | 3799408 | 433376 | 2020
Vintage1978 | hydro | TRUE | 2518.6159.CO.HY | 6159 | N | . | Crystal | U S Bureau of Reclamation | 2518 | CO | MTN | WECC |  | 22 | 1 | Electric Utility | HY | WAT | HYC | WACM | A |  | 0 | 0 | 0 | 0 | 0 | 0 | 0 | 0 | 0 | 0 | 0 | 0 | 0 | 0 | 0 | 0 | 0 | 0 | 0 | 0 | 0 | 0 | 0 | 0 | 0 | 0 | 0 | 0 | 0 | 0 | 0 | 0 | 0 | 0 | 0 | 0 | 106670 | 112350 | 116886 | 131498 | 149580 | 145703 | 147632 | 148634 | 107965 | 118115 | 115135 | 106921 | 106670 | 112350 | 116886 | 131498 | 149580 | 145703 | 147632 | 148634 | 107965 | 118115 | 115135 | 106921 | 12167.27 | 12815.159 | 13332.513 | 14999.22 | 17061.765 | 16619.507 | 16839.519 | 16953.781 | 12314.929 | 13472.675 | 13132.773 | 12195.889 | 0 | 0 | 1507089 | 1507089 | 171905 | 2020
Vintage1980 | hydro | TRUE | 2518.6163.WA.HY | 6163 | N | . | Grand Coulee | U S Bureau of Reclamation | 2518 | WA | PACC | WECC |  | 22 | 1 | Electric Utility | HY | WAT | HYC | BPAT | M |  | 0 | 0 | 0 | 0 | 0 | 0 | 0 | 0 | 0 | 0 | 0 | 0 | 0 | 0 | 0 | 0 | 0 | 0 | 0 | 0 | 0 | 0 | 0 | 0 | 0 | 0 | 0 | 0 | 0 | 0 | 0 | 0 | 0 | 0 | 0 | 0 | 14443150 | 14880808 | 10767217 | 10014483 | 19666292 | 23346766 | 20711704 | 15989588 | 10567251 | 10057432 | 13862994 | 13456433 | 14443150 | 14880808 | 10767217 | 10014483 | 19666292 | 23346766 | 20711704 | 15989588 | 10567251 | 10057432 | 13862994 | 13456433 | 1647445 | 1697366 | 1228153 | 1142293 | 2243218 | 2663028 | 2362462 | 1823838 | 1205344 | 1147192 | 1581270 | 1534896 | 0 | 0 | 177764118 | 177764118 | 20276505 | 2020
Vintage1984 | other | TRUE | 2518.6163.WA.PS | 6163 | N | . | Grand Coulee | U S Bureau of Reclamation | 2518 | WA | PACC | WECC |  | 22 | 1 | Electric Utility | PS | WAT | HPS | BPAT | M | megawatthours | 731 | 617 | 631 | 477 | 386 | 343 | 361 | 344 | 287 | 338 | 488 | 729 | 731 | 617 | 631 | 477 | 386 | 343 | 361 | 344 | 287 | 338 | 488 | 729 | 0 | 0 | 0 | 0 | 0 | 0 | 0 | 0 | 0 | 0 | 0 | 0 | 0 | 0 | 0 | 0 | 0 | 0 | 0 | 0 | 0 | 0 | 0 | 0 | 0 | 0 | 0 | 0 | 0 | 0 | 0 | 0 | 0 | 0 | 0 | 0 | 2747 | 2634 | -631 | -477 | 822 | 6282 | 1838 | 2294 | -287 | -338 | -488 | -729 | 5732 | 5732 | 0 | 0 | 13667 | 2020
Vintage1983 | hard coal | TRUE | 14354.6165.UT.ST | 6165 | N | . | Hunter | PacifiCorp | 14354 | UT | MTN | WECC |  | 22 | 1 | Electric Utility | ST | BIT | COL | PACE | M | short tons | 0 | 0 | 0 | 0 | 0 | 0 | 0 | 0 | 0 | 0 | 0 | 0 | 0 | 0 | 0 | 0 | 0 | 0 | 0 | 0 | 0 | 0 | 0 | 0 | 0 | 0 | 0 | 0 | 0 | 0 | 0 | 0 | 0 | 0 | 0 | 0 | 0 | 0 | 0 | 0 | 0 | 0 | 0 | 0 | 0 | 0 | 0 | 0 | 0 | 0 | 0 | 0 | 0 | 0 | 0 | 0 | 0 | 0 | 0 | 0 | 0 | 0 | 0 | 0 | 0 | 0 | 0 | 0 | 0 | 0 | 0 | 0 | 0 | 0 | 0 | 0 | 0 | 2020
Vintage1983 | petroleum | TRUE | 14354.6165.UT.ST | 6165 | N | . | Hunter | PacifiCorp | 14354 | UT | MTN | WECC |  | 22 | 1 | Electric Utility | ST | DFO | DFO | PACE | M | barrels | 2930 | 1262 | 134 | 3230 | 3103 | 2174 | 3139 | 571 | 1850 | 1237 | 655 | 1122 | 2930 | 1262 | 134 | 3230 | 3103 | 2174 | 3139 | 571 | 1850 | 1237 | 655 | 1122 | 5.88 | 5.88 | 5.88 | 5.88 | 5.88 | 5.88 | 5.88 | 5.88 | 5.652 | 5.88 | 5.88 | 5.88 | 17228 | 7421 | 788 | 18992 | 18246 | 12783 | 18457 | 3357 | 10456 | 7274 | 3851 | 6597 | 17228 | 7421 | 788 | 18992 | 18246 | 12783 | 18457 | 3357 | 10456 | 7274 | 3851 | 6597 | 1644.18 | 698.493 | 74.645 | 1756.737 | 1671.37 | 1200.237 | 1739.388 | 324.105 | 993.929 | 710.65 | 378.625 | 646.2 | 21407 | 21407 | 125450 | 125450 | 11838.559 | 2020
Vintage1983 | hard coal | TRUE | 14354.6165.UT.ST | 6165 | N | . | Hunter | PacifiCorp | 14354 | UT | MTN | WECC |  | 22 | 1 | Electric Utility | ST | RC | COL | PACE | M | short tons | 322929 | 254822 | 219309 | 249612 | 234656 | 288627 | 320347 | 370184 | 331137 | 331542 | 349207 | 364285 | 322929 | 254822 | 219309 | 249612 | 234656 | 288627 | 320347 | 370184 | 331137 | 331542 | 349207 | 364285 | 22.799 | 22.776 | 23.471 | 23.531 | 23.389 | 22.879 | 22.746 | 22.917 | 22.947 | 22.94 | 22.847 | 22.936 | 7362458 | 5803826 | 5147402 | 5873620 | 5488369 | 6603497 | 7286613 | 8483507 | 7598601 | 7605573 | 7978332 | 8355241 | 7362458 | 5803826 | 5147402 | 5873620 | 5488369 | 6603497 | 7286613 | 8483507 | 7598601 | 7605573 | 7978332 | 8355241 | 702630.82 | 546310.51 | 487645.36 | 543291.26 | 502755.63 | 620017.76 | 686678.61 | 818931.9 | 722296.07 | 743088.35 | 784337.38 | 818380.8 | 3636657 | 3636657 | 83587039 | 83587039 | 7976364.4 | 2020
Vintage1989 | hard coal | TRUE | 9324.6166.IN.ST | 6166 | N | . | Rockport | Indiana Michigan Power Co | 9324 | IN | ENC | RFC |  | 22 | 1 | Electric Utility | ST | BIT | COL | PJM | M | short tons | 8619 | 24774 | 36978 | 46243 | 22959 | 50419 | 36724 | 58364 | 38353 | 4946 | 29497 | 0 | 8619 | 24774 | 36978 | 46243 | 22959 | 50419 | 36724 | 58364 | 38353 | 4946 | 29497 | 0 | 16.832 | 17.604 | 17.814 | 18.23 | 17.43 | 17.89 | 17.712 | 17.496 | 17.686 | 17.312 | 17.59 | 0 | 145075 | 436121 | 658726 | 843010 | 400175 | 901996 | 650455 | 1021137 | 678311 | 85625 | 518852 | 0 | 145075 | 436121 | 658726 | 843010 | 400175 | 901996 | 650455 | 1021137 | 678311 | 85625 | 518852 | 0 | 13060.601 | 38874.474 | 61798.856 | 83268.482 | 38331.914 | 84710.964 | 61365.398 | 98949.987 | 63364.756 | 7244.877 | 48338.439 | 0 | 357876 | 357876 | 6339483 | 6339483 | 599308.75 | 2020
Vintage1989 | petroleum | TRUE | 9324.6166.IN.ST | 6166 | N | . | Rockport | Indiana Michigan Power Co | 9324 | IN | ENC | RFC |  | 22 | 1 | Electric Utility | ST | DFO | DFO | PJM | M | barrels | 11083 | 6820 | 6048 | 2097 | 5394 | 3626 | 9502 | 1700 | 870 | 11620 | 10040 | 0 | 11083 | 6820 | 6048 | 2097 | 5394 | 3626 | 9502 | 1700 | 870 | 11620 | 10040 | 0 | 5.83 | 5.754 | 5.708 | 5.762 | 5.729 | 5.712 | 5.746 | 5.741 | 5.725 | 5.699 | 5.712 | 0 | 64614 | 39242 | 34522 | 12083 | 30902 | 20712 | 54598 | 9760 | 4981 | 66222 | 57348 | 0 | 64614 | 39242 | 34522 | 12083 | 30902 | 20712 | 54598 | 9760 | 4981 | 66222 | 57348 | 0 | 5816.965 | 3497.931 | 3238.704 | 1193.492 | 2960.056 | 1945.141 | 5150.942 | 945.733 | 465.279 | 5603.178 | 5342.824 | 0 | 68800 | 68800 | 394984 | 394984 | 36160.245 | 2020
Vintage1989 | hard coal | TRUE | 9324.6166.IN.ST | 6166 | N | . | Rockport | Indiana Michigan Power Co | 9324 | IN | ENC | RFC |  | 22 | 1 | Electric Utility | ST | SUB | COL | PJM | M | short tons | 34478 | 104037 | 147915 | 184973 | 149340 | 337407 | 245780 | 306600 | 256694 | 33122 | 237267 | 0 | 34478 | 104037 | 147915 | 184973 | 149340 | 337407 | 245780 | 306600 | 256694 | 33122 | 237267 | 0 | 16.832 | 17.836 | 17.814 | 18.172 | 17.426 | 17.89 | 17.76 | 17.498 | 17.686 | 17.312 | 17.462 | 0 | 580334 | 1855604 | 2634958 | 3361329 | 2602399 | 6036211 | 4365053 | 5364887 | 4539890 | 573408 | 4143156 | 0 | 580334 | 1855604 | 2634958 | 3361329 | 2602399 | 6036211 | 4365053 | 5364887 | 4539890 | 573408 | 4143156 | 0 | 52245.434 | 165402.6 | 247200.44 | 332016.03 | 249278.03 | 566890.9 | 411808.66 | 519867.28 | 424095.97 | 48516.945 | 385993.74 | 0 | 2037613 | 2037613 | 36057229 | 36057229 | 3403316 | 2020
Vintage1985 | other | TRUE | 19876.6167.VA.PS | 6167 | N | . | Bath County | Virginia Electric & Power Co | 19876 | VA | SAT | SERC |  | 22 | 1 | Electric Utility | PS | WAT | HPS | PJM | M | megawatthours | 293292 | 279028 | 188112 | 87829 | 355248 | 440743 | 645515 | 622455 | 408793 | 325571 | 207833 | 253048 | 293292 | 279028 | 188112 | 87829 | 355248 | 440743 | 645515 | 622455 | 408793 | 325571 | 207833 | 253048 | 0 | 0 | 0 | 0 | 0 | 0 | 0 | 0 | 0 | 0 | 0 | 0 | 0 | 0 | 0 | 0 | 0 | 0 | 0 | 0 | 0 | 0 | 0 | 0 | 0 | 0 | 0 | 0 | 0 | 0 | 0 | 0 | 0 | 0 | 0 | 0 | -40448 | -55626 | -33166 | -6668 | -76852 | -80630 | -123244 | -123073 | -69721 | -72299 | -40492 | -43123 | 4107467 | 4107467 | 0 | 0 | -765342 | 2020
Vintage1987 | hydro | TRUE | 19876.6168.VA.HY | 6168 | N | . | North Anna | Virginia Electric & Power Co | 19876 | VA | SAT | SERC |  | 22 | 1 | Electric Utility | HY | WAT | HYC | PJM | M |  | 0 | 0 | 0 | 0 | 0 | 0 | 0 | 0 | 0 | 0 | 0 | 0 | 0 | 0 | 0 | 0 | 0 | 0 | 0 | 0 | 0 | 0 | 0 | 0 | 0 | 0 | 0 | 0 | 0 | 0 | 0 | 0 | 0 | 0 | 0 | 0 | 1227 | 0 | 0 | 0 | 0 | 0 | 0 | 0 | 0 | 0 | 0 | 0 | 1227 | 0 | 0 | 0 | 0 | 0 | 0 | 0 | 0 | 0 | 0 | 0 | 140 | 0 | 0 | 0 | 0 | 0 | 0 | 0 | 0 | 0 | 0 | 0 | 0 | 0 | 1227 | 1227 | 140 | 2020
Vintage1980 | nuclear | TRUE | 19876.6168.VA.ST | 6168 | N | 2 | North Anna | Virginia Electric & Power Co | 19876 | VA | SAT | SERC |  | 22 | 1 | Electric Utility | ST | NUC | NUC | PJM | M |  | 0 | 0 | 0 | 0 | 0 | 0 | 0 | 0 | 0 | 0 | 0 | 0 | 0 | 0 | 0 | 0 | 0 | 0 | 0 | 0 | 0 | 0 | 0 | 0 | 0 | 0 | 0 | 0 | 0 | 0 | 0 | 0 | 0 | 0 | 0 | 0 | 7570994 | 7008750 | 7554897 | 5050171 | 7156310 | 7189277 | 7322182 | 7312425 | 2600025 | 2879298 | 7340671 | 7595198 | 7570994 | 7008750 | 7554897 | 5050171 | 7156310 | 7189277 | 7322182 | 7312425 | 2600025 | 2879298 | 7340671 | 7595198 | 724776 | 670952 | 723235 | 483456 | 685078 | 688234 | 700957 | 700023 | 248902 | 275637 | 702727 | 727093 | 0 | 0 | 76580198 | 76580198 | 7331070 | 2020
Vintage1980 | nuclear | TRUE | 19876.6168.VA.ST | 6168 | N | 1 | North Anna | Virginia Electric & Power Co | 19876 | VA | SAT | SERC |  | 22 | 1 | Electric Utility | ST | NUC | NUC | PJM | M |  | 0 | 0 | 0 | 0 | 0 | 0 | 0 | 0 | 0 | 0 | 0 | 0 | 0 | 0 | 0 | 0 | 0 | 0 | 0 | 0 | 0 | 0 | 0 | 0 | 0 | 0 | 0 | 0 | 0 | 0 | 0 | 0 | 0 | 0 | 0 | 0 | 7613311 | 7118934 | 7430684 | 7331792 | 7541526 | 7017535 | 7313188 | 7356225 | 7207819 | 7544106 | 7369084 | 7621041 | 7613311 | 7118934 | 7430684 | 7331792 | 7541526 | 7017535 | 7313188 | 7356225 | 7207819 | 7544106 | 7369084 | 7621041 | 728827 | 681500 | 711344 | 701877 | 721955 | 671793 | 700096 | 704216 | 690009 | 722202 | 705447 | 729567 | 0 | 0 | 88465245 | 88465245 | 8468833 | 2020
Vintage1977 | hydro | TRUE | 19462.6171.KY.HY | 6171 | N | . | Laurel Dam | USCE-Nashville District | 19462 | KY | ESC | SERC |  | 22 | 1 | Electric Utility | HY | WAT | HYC | PJM | A |  | 0 | 0 | 0 | 0 | 0 | 0 | 0 | 0 | 0 | 0 | 0 | 0 | 0 | 0 | 0 | 0 | 0 | 0 | 0 | 0 | 0 | 0 | 0 | 0 | 0 | 0 | 0 | 0 | 0 | 0 | 0 | 0 | 0 | 0 | 0 | 0 | 95050 | 99255 | 87075 | 80472 | 118046 | 114992 | 108225 | 91691 | 73463 | 73061 | 84074 | 87444 | 95050 | 99255 | 87075 | 80472 | 118046 | 114992 | 108225 | 91691 | 73463 | 73061 | 84074 | 87444 | 10841.84 | 11321.429 | 9932.121 | 9178.986 | 13464.786 | 13116.409 | 12344.595 | 10458.67 | 8379.474 | 8333.607 | 9589.84 | 9974.243 | 0 | 0 | 1112848 | 1112848 | 126936 | 2020
Vintage1984 | hydro | TRUE | 19400.6172.MT.HY | 6172 | N | . | Libby | USACE Northwestern Division | 19400 | MT | MTN | WECC |  | 22 | 1 | Electric Utility | HY | WAT | HYC | BPAT | A |  | 0 | 0 | 0 | 0 | 0 | 0 | 0 | 0 | 0 | 0 | 0 | 0 | 0 | 0 | 0 | 0 | 0 | 0 | 0 | 0 | 0 | 0 | 0 | 0 | 0 | 0 | 0 | 0 | 0 | 0 | 0 | 0 | 0 | 0 | 0 | 0 | 1433947 | 1510303 | 1571275 | 1767701 | 2010778 | 1958656 | 1984585 | 1998051 | 1451349 | 1587793 | 1547735 | 1437320 | 1433947 | 1510303 | 1571275 | 1767701 | 2010778 | 1958656 | 1984585 | 1998051 | 1451349 | 1587793 | 1547735 | 1437320 | 163561.93 | 172271.36 | 179226.03 | 201631.21 | 229357.54 | 223412.37 | 226369.94 | 227905.93 | 165546.88 | 181110.19 | 176540.97 | 163946.65 | 0 | 0 | 20259493 | 20259493 | 2310881 | 2020
Vintage1977 | hydro | TRUE | 19400.6174.OR.HY | 6174 | N | . | Lost Creek | USACE Northwestern Division | 19400 | OR | PACC | WECC |  | 22 | 1 | Electric Utility | HY | WAT | HYC | PACW | A |  | 0 | 0 | 0 | 0 | 0 | 0 | 0 | 0 | 0 | 0 | 0 | 0 | 0 | 0 | 0 | 0 | 0 | 0 | 0 | 0 | 0 | 0 | 0 | 0 | 0 | 0 | 0 | 0 | 0 | 0 | 0 | 0 | 0 | 0 | 0 | 0 | 163021 | 176552 | 141680 | 125993 | 216047 | 216947 | 198901 | 159944 | 121542 | 119707 | 144439 | 148167 | 163021 | 176552 | 141680 | 125993 | 216047 | 216947 | 198901 | 159944 | 121542 | 119707 | 144439 | 148167 | 18594.881 | 20138.189 | 16160.602 | 14371.277 | 24643.163 | 24745.905 | 22687.434 | 18243.844 | 13863.62 | 13654.215 | 16475.305 | 16900.565 | 0 | 0 | 1932940 | 1932940 | 220479 | 2020
Vintage1978 | hydro | TRUE | 19400.6175.WA.HY | 6175 | N | . | Lower Granite | USACE Northwestern Division | 19400 | WA | PACC | WECC |  | 22 | 1 | Electric Utility | HY | WAT | HYC | BPAT | M |  | 0 | 0 | 0 | 0 | 0 | 0 | 0 | 0 | 0 | 0 | 0 | 0 | 0 | 0 | 0 | 0 | 0 | 0 | 0 | 0 | 0 | 0 | 0 | 0 | 0 | 0 | 0 | 0 | 0 | 0 | 0 | 0 | 0 | 0 | 0 | 0 | 1113435 | 1556958 | 1540555 | 967912 | 2043386 | 1914686 | 1379321 | 692418 | 1048016 | 908095 | 826044 | 1002489 | 1113435 | 1556958 | 1540555 | 967912 | 2043386 | 1914686 | 1379321 | 692418 | 1048016 | 908095 | 826044 | 1002489 | 127003 | 177593 | 175722 | 110404 | 233077 | 218397 | 157331 | 78980 | 119541 | 103581 | 94222 | 114348 | 0 | 0 | 14993315 | 14993315 | 1710199 | 2020
Vintage1980 | petroleum | TRUE | 16572.6177.AZ.ST | 6177 | N | . | Coronado | Salt River Project | 16572 | AZ | MTN | WECC |  | 22 | 1 | Electric Utility | ST | DFO | DFO | SRP | M | barrels | 2602 | 3689 | 2797 | 1802 | 981 | 2517 | 869 | 1010 | 2386 | 1329 | 2283 | 5472 | 2602 | 3689 | 2797 | 1802 | 981 | 2517 | 869 | 1010 | 2386 | 1329 | 2283 | 5472 | 5.79 | 5.8 | 5.8 | 5.8 | 5.7 | 5.7 | 5.8 | 5.8 | 5.8 | 5.8 | 5.8 | 5.7 | 15066 | 21396 | 16223 | 10452 | 5592 | 14347 | 5040 | 5858 | 13839 | 7708 | 13241 | 31190 | 15066 | 21396 | 16223 | 10452 | 5592 | 14347 | 5040 | 5858 | 13839 | 7708 | 13241 | 31190 | 1239.377 | 1690.497 | 1330.041 | 877.139 | 497.164 | 1265.999 | 450.053 | 546.12 | 1239.042 | 695.61 | 1190.621 | 2709.551 | 27737 | 27737 | 159952 | 159952 | 13731.214 | 2020
Vintage1980 | hard coal | TRUE | 16572.6177.AZ.ST | 6177 | N | . | Coronado | Salt River Project | 16572 | AZ | MTN | WECC |  | 22 | 1 | Electric Utility | ST | RC | COL | SRP | M | short tons | 87179 | 81252 | 17683 | 97249 | 172459 | 166030 | 219251 | 232536 | 186942 | 233309 | 79990 | 50409 | 87179 | 81252 | 17683 | 97249 | 172459 | 166030 | 219251 | 232536 | 186942 | 233309 | 79990 | 50409 | 17.9 | 18.29 | 17.9 | 17.477 | 17.648 | 17.793 | 18.448 | 17.7 | 17.313 | 18.587 | 18.799 | 17.2 | 1560504 | 1486099 | 316526 | 1699621 | 3043556 | 2954172 | 4044742 | 4115887 | 3236527 | 4336514 | 1503732 | 867035 | 1560504 | 1486099 | 316526 | 1699621 | 3043556 | 2954172 | 4044742 | 4115887 | 3236527 | 4336514 | 1503732 | 867035 | 128375.62 | 117415.5 | 25950.959 | 142638.86 | 270605.84 | 260682 | 361165.95 | 383708.88 | 289778.96 | 391339.39 | 135210.38 | 75320.449 | 1624289 | 1624289 | 29164915 | 29164915 | 2582192.8 | 2020
Vintage1980 | hard coal | TRUE | 16572.6177.AZ.ST | 6177 | N | . | Coronado | Salt River Project | 16572 | AZ | MTN | WECC |  | 22 | 1 | Electric Utility | ST | SUB | COL | SRP | M | short tons | 0 | 0 | 0 | 0 | 0 | 0 | 0 | 0 | 0 | 0 | 0 | 0 | 0 | 0 | 0 | 0 | 0 | 0 | 0 | 0 | 0 | 0 | 0 | 0 | 0 | 0 | 0 | 0 | 0 | 0 | 0 | 0 | 0 | 0 | 0 | 0 | 0 | 0 | 0 | 0 | 0 | 0 | 0 | 0 | 0 | 0 | 0 | 0 | 0 | 0 | 0 | 0 | 0 | 0 | 0 | 0 | 0 | 0 | 0 | 0 | 0 | 0 | 0 | 0 | 0 | 0 | 0 | 0 | 0 | 0 | 0 | 0 | 0 | 0 | 0 | 0 | 0 | 2020
Vintage1980 | petroleum | TRUE | 56570.6178.TX.ST | 6178 | N | . | Coleto Creek | Coleto Creek Power LP | 56570 | TX | WSC | TRE |  | 22 | 2 | NAICS-22 Non-Cogen | ST | DFO | DFO | ERCO | M | barrels | 420 | 0 | 0 | 1816 | 20 | 760 | 10 | 227 | 535 | 312 | 897 | 40 | 420 | 0 | 0 | 1816 | 20 | 760 | 10 | 227 | 535 | 312 | 897 | 40 | 5.5 | 0 | 0 | 5.5 | 5.5 | 5.5 | 5.5 | 5.5 | 5.5 | 5.5 | 5.5 | 5.9 | 2310 | 0 | 0 | 9988 | 110 | 4180 | 55 | 1249 | 2943 | 1716 | 4934 | 236 | 2310 | 0 | 0 | 9988 | 110 | 4180 | 55 | 1249 | 2943 | 1716 | 4934 | 236 | 196.683 | 0 | 0 | 933.219 | 9.966 | 370.435 | 5.071 | 117.689 | 266.029 | 159.38 | 459.646 | 22.262 | 5037 | 5037 | 27721 | 27721 | 2540.38 | 2020
Vintage1980 | hard coal | TRUE | 56570.6178.TX.ST | 6178 | N | . | Coleto Creek | Coleto Creek Power LP | 56570 | TX | WSC | TRE |  | 22 | 2 | NAICS-22 Non-Cogen | ST | RC | COL | ERCO | M | short tons | 57913 | 0 | 0 | 152703 | 175703 | 124673 | 164671 | 188875 | 166185 | 207153 | 156114 | 190852 | 57913 | 0 | 0 | 152703 | 175703 | 124673 | 164671 | 188875 | 166185 | 207153 | 156114 | 190852 | 17.2 | 0 | 0 | 17.2 | 17.35 | 17.25 | 17.49 | 17.55 | 17.15 | 17.19 | 17.25 | 17.4 | 996104 | 0 | 0 | 2626492 | 3048447 | 2150609 | 2880096 | 3314756 | 2850073 | 3560960 | 2692967 | 3320825 | 996104 | 0 | 0 | 2626492 | 3048447 | 2150609 | 2880096 | 3314756 | 2850073 | 3560960 | 2692967 | 3320825 | 84812.317 | 0 | 0 | 245403.78 | 276195.03 | 190588.57 | 265532.93 | 312463.31 | 257672.97 | 330738.62 | 250899.35 | 313254.74 | 1584842 | 1584842 | 27441329 | 27441329 | 2527561.6 | 2020
Vintage1980 | hard coal | TRUE | 56570.6178.TX.ST | 6178 | N | . | Coleto Creek | Coleto Creek Power LP | 56570 | TX | WSC | TRE |  | 22 | 2 | NAICS-22 Non-Cogen | ST | SUB | COL | ERCO | M | short tons | 0 | 0 | 0 | 0 | 0 | 0 | 0 | 0 | 0 | 0 | 0 | 0 | 0 | 0 | 0 | 0 | 0 | 0 | 0 | 0 | 0 | 0 | 0 | 0 | 0 | 0 | 0 | 0 | 0 | 0 | 0 | 0 | 0 | 0 | 0 | 0 | 0 | 0 | 0 | 0 | 0 | 0 | 0 | 0 | 0 | 0 | 0 | 0 | 0 | 0 | 0 | 0 | 0 | 0 | 0 | 0 | 0 | 0 | 0 | 0 | 0 | 0 | 0 | 0 | 0 | 0 | 0 | 0 | 0 | 0 | 0 | 0 | 0 | 0 | 0 | 0 | 0 | 2020
Vintage1988 | petroleum | TRUE | 11269.6179.TX.ST | 6179 | N | . | Fayette Power Project | Lower Colorado River Authority | 11269 | TX | WSC | TRE |  | 22 | 1 | Electric Utility | ST | DFO | DFO | ERCO | M | barrels | 2019 | 4866 | 1492 | 1573 | 3332 | 2577 | 1897 | 936 | 5198 | 935 | 2454 | 3824 | 2019 | 4866 | 1492 | 1573 | 3332 | 2577 | 1897 | 936 | 5198 | 935 | 2454 | 3824 | 5.92 | 5.92 | 5.92 | 5.92 | 5.92 | 5.92 | 5.92 | 5.92 | 5.92 | 5.92 | 5.92 | 5.957 | 11952 | 28807 | 8833 | 9312 | 19725 | 15256 | 11230 | 5541 | 30772 | 5535 | 14528 | 22780 | 11952 | 28807 | 8833 | 9312 | 19725 | 15256 | 11230 | 5541 | 30772 | 5535 | 14528 | 22780 | 1103.001 | 2631.466 | 823.62 | 842.638 | 1764.742 | 1384.942 | 1064.683 | 527.516 | 2848.707 | 518.141 | 1341.586 | 2112.208 | 31103 | 31103 | 184271 | 184271 | 16963.25 | 2020
Vintage1988 | hard coal | TRUE | 11269.6179.TX.ST | 6179 | N | . | Fayette Power Project | Lower Colorado River Authority | 11269 | TX | WSC | TRE |  | 22 | 1 | Electric Utility | ST | RC | COL | ERCO | M | short tons | 343503 | 336607 | 541400 | 444593 | 381151 | 422684 | 552976 | 662420 | 575617 | 433895 | 448097 | 475557 | 343503 | 336607 | 541400 | 444593 | 381151 | 422684 | 552976 | 662420 | 575617 | 433895 | 448097 | 475557 | 16.67 | 16.685 | 16.68 | 16.68 | 16.68 | 16.576 | 16.643 | 16.712 | 16.728 | 16.747 | 16.698 | 16.665 | 5726195 | 5616288 | 9030552 | 7415811 | 6357599 | 7006410 | 9203180 | 11070363 | 9628921 | 7266440 | 7482324 | 7925157 | 5726195 | 5616288 | 9030552 | 7415811 | 6357599 | 7006410 | 9203180 | 11070363 | 9628921 | 7266440 | 7482324 | 7925157 | 528426 | 513042.53 | 842074.5 | 671041.21 | 568784.26 | 636049.61 | 872507.79 | 1053901.5 | 891389.29 | 680199.86 | 690969.41 | 734850.79 | 5618500 | 5618500 | 93729240 | 93729240 | 8683236.7 | 2020
Vintage1988 | hard coal | TRUE | 11269.6179.TX.ST | 6179 | N | . | Fayette Power Project | Lower Colorado River Authority | 11269 | TX | WSC | TRE |  | 22 | 1 | Electric Utility | ST | SUB | COL | ERCO | M | short tons | 0 | 0 | 17500 | 6656 | 0 | 1500 | 13000 | 0 | 0 | 0 | 0 | 0 | 0 | 0 | 17500 | 6656 | 0 | 1500 | 13000 | 0 | 0 | 0 | 0 | 0 | 0 | 0 | 16.68 | 16.68 | 0 | 16.6 | 16.68 | 0 | 0 | 0 | 0 | 0 | 0 | 0 | 291900 | 111022 | 0 | 24900 | 216840 | 0 | 0 | 0 | 0 | 0 | 0 | 0 | 291900 | 111022 | 0 | 24900 | 216840 | 0 | 0 | 0 | 0 | 0 | 0 | 0 | 27218.884 | 10046.155 | 0 | 2260.449 | 20557.525 | 0 | 0 | 0 | 0 | 0 | 38656 | 38656 | 644662 | 644662 | 60083.013 | 2020
Vintage2011 | lignite | TRUE | 55983.6180.TX.ST | 6180 | N | . | Oak Grove (TX) | Luminant Generation Company LLC | 55983 | TX | WSC | TRE |  | 22 | 2 | NAICS-22 Non-Cogen | ST | LIG | COL | ERCO | M | short tons | 0 | 608 | 0 | 0 | 2308 | 3046 | 0 | 0 | 10550 | 0 | 0 | 0 | 0 | 608 | 0 | 0 | 2308 | 3046 | 0 | 0 | 10550 | 0 | 0 | 0 | 0 | 13.6 | 0 | 0 | 13.6 | 13.6 | 0 | 0 | 13.6 | 0 | 0 | 0 | 0 | 8269 | 0 | 0 | 31389 | 41426 | 0 | 0 | 143480 | 0 | 0 | 0 | 0 | 8269 | 0 | 0 | 31389 | 41426 | 0 | 0 | 143480 | 0 | 0 | 0 | 0 | 819.94 | 0 | 0 | 2877.67 | 3998.194 | 0 | 0 | 14009.737 | 0 | 0 | 0 | 16512 | 16512 | 224564 | 224564 | 21705.541 | 2020
Vintage2011 | natural gas steam turbine | TRUE | 55983.6180.TX.ST | 6180 | N | . | Oak Grove (TX) | Luminant Generation Company LLC | 55983 | TX | WSC | TRE |  | 22 | 2 | NAICS-22 Non-Cogen | ST | NG | NG | ERCO | M | mcf | 108685 | 81190 | 114771 | 92262 | 103127 | 31965 | 70968 | 82877 | 81885 | 84293 | 46950 | 102930 | 108685 | 81190 | 114771 | 92262 | 103127 | 31965 | 70968 | 82877 | 81885 | 84293 | 46950 | 102930 | 1.012 | 1.012 | 1.012 | 1.012 | 1.012 | 1.012 | 1.012 | 1.012 | 1.012 | 1.012 | 1.012 | 1.012 | 109989 | 82164 | 116148 | 93369 | 104365 | 32349 | 71820 | 83872 | 82868 | 85305 | 47513 | 104165 | 109989 | 82164 | 116148 | 93369 | 104365 | 32349 | 71820 | 83872 | 82868 | 85305 | 47513 | 104165 | 10706.676 | 8147.463 | 11058.147 | 9018.821 | 9567.956 | 3122.125 | 6865.688 | 8084.054 | 8091.397 | 8215.741 | 4678.783 | 10119.362 | 1001903 | 1001903 | 1013927 | 1013927 | 97676.213 | 2020
Vintage2011 | hard coal | TRUE | 55983.6180.TX.ST | 6180 | N | . | Oak Grove (TX) | Luminant Generation Company LLC | 55983 | TX | WSC | TRE |  | 22 | 2 | NAICS-22 Non-Cogen | ST | RC | COL | ERCO | M | short tons | 815531 | 812616 | 560095 | 857888 | 903799 | 889419 | 853520 | 861806 | 840996 | 905412 | 868811 | 725646 | 815531 | 812616 | 560095 | 857888 | 903799 | 889419 | 853520 | 861806 | 840996 | 905412 | 868811 | 725646 | 13.6 | 13.6 | 13.6 | 13.6 | 13.6 | 13.6 | 13.6 | 13.6 | 13.6 | 13.6 | 13.6 | 13.6 | 11091222 | 11051578 | 7617292 | 11667277 | 12291666 | 12096098 | 11607872 | 11720562 | 11437546 | 12313603 | 11815830 | 9868786 | 11091222 | 11051578 | 7617292 | 11667277 | 12291666 | 12096098 | 11607872 | 11720562 | 11437546 | 12313603 | 11815830 | 9868786 | 1079652.3 | 1095881.6 | 725220.85 | 1126979.2 | 1126878.4 | 1167455.7 | 1109669.3 | 1129699.9 | 1116789.9 | 1185932.3 | 1163539.2 | 958725.64 | 9895539 | 9895539 | 134579332 | 134579332 | 12986424 | 2020
Vintage1978 | natural gas steam turbine | TRUE | 16604.6181.TX.ST | 6181 | N | . | J T Deely | City of San Antonio - (TX) | 16604 | TX | WSC | TRE |  | 22 | 1 | Electric Utility | ST | NG | NG | ERCO | M | mcf | 0 | 0 | 0 | 0 | 0 | 0 | 0 | 0 | 0 | 0 | 0 | 0 | 0 | 0 | 0 | 0 | 0 | 0 | 0 | 0 | 0 | 0 | 0 | 0 | 0 | 0 | 0 | 0 | 0 | 0 | 0 | 0 | 0 | 0 | 0 | 0 | 0 | 0 | 0 | 0 | 0 | 0 | 0 | 0 | 0 | 0 | 0 | 0 | 0 | 0 | 0 | 0 | 0 | 0 | 0 | 0 | 0 | 0 | 0 | 0 | -289 | -273 | -270 | -258 | -264 | -263 | -275 | -290 | -275 | -283 | -254 | -283 | 0 | 0 | 0 | 0 | -3277 | 2020
Vintage1978 | hard coal | TRUE | 16604.6181.TX.ST | 6181 | N | . | J T Deely | City of San Antonio - (TX) | 16604 | TX | WSC | TRE |  | 22 | 1 | Electric Utility | ST | SUB | COL | ERCO | M | short tons | 0 | 0 | 0 | 0 | 0 | 0 | 0 | 0 | 0 | 0 | 0 | 0 | 0 | 0 | 0 | 0 | 0 | 0 | 0 | 0 | 0 | 0 | 0 | 0 | 0 | 0 | 0 | 0 | 0 | 0 | 0 | 0 | 0 | 0 | 0 | 0 | 0 | 0 | 0 | 0 | 0 | 0 | 0 | 0 | 0 | 0 | 0 | 0 | 0 | 0 | 0 | 0 | 0 | 0 | 0 | 0 | 0 | 0 | 0 | 0 | -289 | -273 | -270 | -258 | -264 | -263 | -275 | -290 | -275 | -283 | -254 | -283 | 0 | 0 | 0 | 0 | -3277 | 2020
Vintage1982 | petroleum | TRUE | 16624.6183.TX.ST | 6183 | N | . | San Miguel | San Miguel Electric Coop, Inc | 16624 | TX | WSC | TRE |  | 22 | 1 | Electric Utility | ST | DFO | DFO | ERCO | M | barrels | 441 | 190 | 16 | 1424 | 727 | 511 | 417 | 749 | 470 | 565 | 99 | 340 | 441 | 190 | 16 | 1424 | 727 | 511 | 417 | 749 | 470 | 565 | 99 | 340 | 5.68 | 5.68 | 5.68 | 5.86 | 5.68 | 5.86 | 5.68 | 5.68 | 5.68 | 5.68 | 5.68 | 5.68 | 2505 | 1079 | 91 | 8345 | 4129 | 2994 | 2369 | 4254 | 2670 | 3209 | 562 | 1931 | 2505 | 1079 | 91 | 8345 | 4129 | 2994 | 2369 | 4254 | 2670 | 3209 | 562 | 1931 | 197.347 | 85.036 | 1.326 | 571.914 | 332.374 | 228.873 | 167.142 | 321.533 | 211.151 | 266.663 | 44.556 | 152.385 | 5949 | 5949 | 34138 | 34138 | 2580.3 | 2020
Vintage1982 | lignite | TRUE | 16624.6183.TX.ST | 6183 | N | . | San Miguel | San Miguel Electric Coop, Inc | 16624 | TX | WSC | TRE |  | 22 | 1 | Electric Utility | ST | LIG | COL | ERCO | M | short tons | 288971 | 295489 | 86 | 91263 | 292101 | 294272 | 163824 | 177718 | 303674 | 280115 | 310136 | 295467 | 288971 | 295489 | 86 | 91263 | 292101 | 294272 | 163824 | 177718 | 303674 | 280115 | 310136 | 295467 | 11.4 | 10.8 | 10.9 | 10.3 | 10.31 | 10.67 | 10.29 | 10.43 | 10.63 | 10.25 | 10.58 | 10.5 | 3294269 | 3191281 | 937 | 940009 | 3011561 | 3139882 | 1685749 | 1853599 | 3228055 | 2871179 | 3281239 | 3102404 | 3294269 | 3191281 | 937 | 940009 | 3011561 | 3139882 | 1685749 | 1853599 | 3228055 | 2871179 | 3281239 | 3102404 | 259539.65 | 251456.96 | 13.674 | 64425.086 | 242401.63 | 239988.13 | 118957.86 | 140091.47 | 255321.85 | 238575.34 | 259990.44 | 244801.62 | 2793116 | 2793116 | 29600164 | 29600164 | 2315563.7 | 2020
Vintage1983 | hydro | TRUE | 195.6188.AL.HY | 6188 | N | . | Harris Dam | Alabama Power Co | 195 | AL | ESC | SERC |  | 22 | 1 | Electric Utility | HY | WAT | HYC | SOCO | A |  | 0 | 0 | 0 | 0 | 0 | 0 | 0 | 0 | 0 | 0 | 0 | 0 | 0 | 0 | 0 | 0 | 0 | 0 | 0 | 0 | 0 | 0 | 0 | 0 | 0 | 0 | 0 | 0 | 0 | 0 | 0 | 0 | 0 | 0 | 0 | 0 | 182205 | 190265 | 166917 | 154260 | 226286 | 220431 | 207460 | 175766 | 140823 | 140053 | 161165 | 167625 | 182205 | 190265 | 166917 | 154260 | 226286 | 220431 | 207460 | 175766 | 140823 | 140053 | 161165 | 167625 | 20783.101 | 21702.438 | 19039.225 | 17595.516 | 25811.112 | 25143.296 | 23663.78 | 20048.585 | 16062.902 | 15974.979 | 18383.095 | 19119.971 | 0 | 0 | 2133256 | 2133256 | 243328 | 2020
Vintage1995 | other | TRUE | 13994.6189.GA.PS | 6189 | N | . | Rocky Mountain Hydroelectric Plant | Oglethorpe Power Corporation | 13994 | GA | SAT | SERC |  | 22 | 1 | Electric Utility | PS | WAT | HPS | SOCO | M | megawatthours | 184846 | 151368 | 142884 | 142873 | 179425 | 182591 | 206845 | 201251 | 193262 | 143458 | 120023 | 160852 | 184846 | 151368 | 142884 | 142873 | 179425 | 182591 | 206845 | 201251 | 193262 | 143458 | 120023 | 160852 | 0 | 0 | 0 | 0 | 0 | 0 | 0 | 0 | 0 | 0 | 0 | 0 | 0 | 0 | 0 | 0 | 0 | 0 | 0 | 0 | 0 | 0 | 0 | 0 | 0 | 0 | 0 | 0 | 0 | 0 | 0 | 0 | 0 | 0 | 0 | 0 | -45294 | -41394 | -34161 | -34996 | -43727 | -46108 | -49295 | -49583 | -48045 | -36638 | -31658 | -39323 | 2009678 | 2009678 | 0 | 0 | -500222 | 2020
Vintage2010 | hard coal | TRUE | 3265.6190.LA.ST | 6190 | N | . | Brame Energy Center | Cleco Power LLC | 3265 | LA | WSC | SERC |  | 22 | 1 | Electric Utility | ST | BIT | COL | MISO | M | short tons | 17633 | 667 | 35306 | 30163 | 30406 | 32545 | 38000 | 39709 | 27204 | 7140 | 40383 | 37660 | 17633 | 667 | 35306 | 30163 | 30406 | 32545 | 38000 | 39709 | 27204 | 7140 | 40383 | 37660 | 21.854 | 21.964 | 21.972 | 21.977 | 21.977 | 21.985 | 21.994 | 22.012 | 22.049 | 22.063 | 22.089 | 21.338 | 385352 | 14650 | 775743 | 662892 | 668233 | 715502 | 835772 | 874075 | 599821 | 157530 | 892020 | 803589 | 385352 | 14650 | 775743 | 662892 | 668233 | 715502 | 835772 | 874075 | 599821 | 157530 | 892020 | 803589 | 32932.743 | 1216.403 | 73597.492 | 62212.426 | 61542.574 | 67524.161 | 77169.366 | 84398.464 | 54801.939 | 13692.559 | 96221.747 | 78172.341 | 336816 | 336816 | 7385179 | 7385179 | 703482.22 | 2020
Vintage2010 | petroleum | TRUE | 3265.6190.LA.ST | 6190 | N | . | Brame Energy Center | Cleco Power LLC | 3265 | LA | WSC | SERC |  | 22 | 1 | Electric Utility | ST | DFO | DFO | MISO | M | barrels | 0 | 0 | 0 | 0 | 0 | 0 | 0 | 0 | 0 | 0 | 0 | 0 | 0 | 0 | 0 | 0 | 0 | 0 | 0 | 0 | 0 | 0 | 0 | 0 | 0 | 0 | 0 | 0 | 0 | 0 | 0 | 0 | 0 | 0 | 0 | 0 | 0 | 0 | 0 | 0 | 0 | 0 | 0 | 0 | 0 | 0 | 0 | 0 | 0 | 0 | 0 | 0 | 0 | 0 | 0 | 0 | 0 | 0 | 0 | 0 | 0 | 0 | 0 | 0 | 0 | 0 | 0 | 0 | 0 | 0 | 0 | 0 | 0 | 0 | 0 | 0 | 0 | 2020
Vintage2010 | lignite | TRUE | 3265.6190.LA.ST | 6190 | N | . | Brame Energy Center | Cleco Power LLC | 3265 | LA | WSC | SERC |  | 22 | 1 | Electric Utility | ST | LIG | COL | MISO | M | short tons | 0 | 0 | 0 | 0 | 0 | 0 | 0 | 0 | 0 | 0 | 0 | 0 | 0 | 0 | 0 | 0 | 0 | 0 | 0 | 0 | 0 | 0 | 0 | 0 | 0 | 0 | 0 | 0 | 0 | 0 | 0 | 0 | 0 | 0 | 0 | 0 | 0 | 0 | 0 | 0 | 0 | 0 | 0 | 0 | 0 | 0 | 0 | 0 | 0 | 0 | 0 | 0 | 0 | 0 | 0 | 0 | 0 | 0 | 0 | 0 | 0 | 0 | 0 | 0 | 0 | 0 | 0 | 0 | 0 | 0 | 0 | 0 | 0 | 0 | 0 | 0 | 0 | 2020
Vintage2010 | natural gas steam turbine | TRUE | 3265.6190.LA.ST | 6190 | N | . | Brame Energy Center | Cleco Power LLC | 3265 | LA | WSC | SERC |  | 22 | 1 | Electric Utility | ST | NG | NG | MISO | M | mcf | 272171 | 638513 | 713058 | 138763 | 828159 | 617853 | 598733 | 742778 | 917908 | 1507901 | 154170 | 360723 | 272171 | 638513 | 713058 | 138763 | 828159 | 617853 | 598733 | 742778 | 917908 | 1507901 | 154170 | 360723 | 1.01 | 1.01 | 1.01 | 1.01 | 1.01 | 1.01 | 1.013 | 1.013 | 1.013 | 1.013 | 1.013 | 1.013 | 274893 | 644898 | 720189 | 140151 | 836441 | 624032 | 606517 | 752434 | 929841 | 1527504 | 156174 | 365412 | 274893 | 644898 | 720189 | 140151 | 836441 | 624032 | 606517 | 752434 | 929841 | 1527504 | 156174 | 365412 | 23492.757 | 53546.542 | 68326.809 | 13153.134 | 77034.108 | 58891.822 | 56001.512 | 72653.169 | 84953.81 | 132771.27 | 16846.431 | 35546.952 | 7490730 | 7490730 | 7578486 | 7578486 | 693218.32 | 2020
Vintage2010 | petroleum | TRUE | 3265.6190.LA.ST | 6190 | N | . | Brame Energy Center | Cleco Power LLC | 3265 | LA | WSC | SERC |  | 22 | 1 | Electric Utility | ST | PC | PC | MISO | M | short tons | 45583 | 1180 | 88986 | 80784 | 81348 | 93623 | 90628 | 84197 | 59494 | 15996 | 99512 | 104162 | 45583 | 1180 | 88986 | 80784 | 81348 | 93623 | 90628 | 84197 | 59494 | 15996 | 99512 | 104162 | 27.606 | 27.725 | 27.771 | 27.946 | 27.965 | 28.023 | 28.094 | 28.162 | 28.189 | 28.296 | 28.131 | 28.971 | 1258364 | 32716 | 2471230 | 2257590 | 2274897 | 2623597 | 2546103 | 2371156 | 1677076 | 452623 | 2799372 | 3017677 | 1258364 | 32716 | 2471230 | 2257590 | 2274897 | 2623597 | 2546103 | 2371156 | 1677076 | 452623 | 2799372 | 3017677 | 107541.76 | 2716.401 | 234454.25 | 211874.75 | 209512.37 | 247597.15 | 235089.42 | 228952.93 | 153224.11 | 39342.168 | 301966.82 | 293556.63 | 845493 | 845493 | 23782401 | 23782401 | 2265828.8 | 2020
Vintage2010 | petroleum | TRUE | 3265.6190.LA.ST | 6190 | N | . | Brame Energy Center | Cleco Power LLC | 3265 | LA | WSC | SERC |  | 22 | 1 | Electric Utility | ST | RFO | RFO | MISO | M | barrels | 0 | 0 | 0 | 0 | 0 | 0 | 0 | 0 | 0 | 0 | 0 | 0 | 0 | 0 | 0 | 0 | 0 | 0 | 0 | 0 | 0 | 0 | 0 | 0 | 0 | 0 | 0 | 0 | 0 | 0 | 0 | 0 | 0 | 0 | 0 | 0 | 0 | 0 | 0 | 0 | 0 | 0 | 0 | 0 | 0 | 0 | 0 | 0 | 0 | 0 | 0 | 0 | 0 | 0 | 0 | 0 | 0 | 0 | 0 | 0 | 0 | 0 | 0 | 0 | 0 | 0 | 0 | 0 | 0 | 0 | 0 | 0 | 0 | 0 | 0 | 0 | 0 | 2020
Vintage2010 | hard coal | TRUE | 3265.6190.LA.ST | 6190 | N | . | Brame Energy Center | Cleco Power LLC | 3265 | LA | WSC | SERC |  | 22 | 1 | Electric Utility | ST | SUB | COL | MISO | M | short tons | 86343 | 94477 | 43624 | 94670 | 98105 | 97747 | 100516 | 73419 | 64460 | 0 | 0 | 2945 | 86343 | 94477 | 43624 | 94670 | 98105 | 97747 | 100516 | 73419 | 64460 | 0 | 0 | 2945 | 16.97 | 17.072 | 17.191 | 17.265 | 17.343 | 17.401 | 17.415 | 17.435 | 17.408 | 0 | 0 | 16.748 | 1465241 | 1612911 | 749940 | 1634478 | 1701435 | 1700896 | 1750486 | 1280060 | 1122120 | 0 | 0 | 49323 | 1465241 | 1612911 | 749940 | 1634478 | 1701435 | 1700896 | 1750486 | 1280060 | 1122120 | 0 | 0 | 49323 | 125221.74 | 133921.65 | 71149.448 | 153395.69 | 156697.95 | 160518.87 | 161627.7 | 123599.44 | 102521.14 | 0 | 0 | 4798.078 | 756306 | 756306 | 13066890 | 13066890 | 1193451.7 | 2020
Vintage1980 | natural gas steam turbine | TRUE | 17718.6193.TX.ST | 6193 | N | . | Harrington | Southwestern Public Service Co | 17718 | TX | WSC | MRO |  | 22 | 1 | Electric Utility | ST | NG | NG | SWPP | M | mcf | 68495 | 63887 | 38591 | 46552 | 43518 | 85534 | 21995 | 20559 | 45498 | 72254 | 36796 | 28733 | 68495 | 63887 | 38591 | 46552 | 43518 | 85534 | 21995 | 20559 | 45498 | 72254 | 36796 | 28733 | 1.017 | 1.015 | 1.01 | 1.023 | 1.015 | 1.017 | 1.018 | 1.013 | 1.011 | 1.011 | 1.007 | 1.015 | 69659 | 64845 | 38977 | 47623 | 44171 | 86988 | 22391 | 20826 | 45998 | 73049 | 37054 | 29164 | 69659 | 64845 | 38977 | 47623 | 44171 | 86988 | 22391 | 20826 | 45998 | 73049 | 37054 | 29164 | 6147.03 | 5567.643 | 3419.036 | 3927.769 | 3865.518 | 7473.87 | 2062.267 | 1932.121 | 4182.989 | 6745.019 | 3456.612 | 2720.753 | 572412 | 572412 | 580745 | 580745 | 51500.627 | 2020
Vintage1980 | hard coal | TRUE | 17718.6193.TX.ST | 6193 | N | . | Harrington | Southwestern Public Service Co | 17718 | TX | WSC | MRO |  | 22 | 1 | Electric Utility | ST | SUB | COL | SWPP | M | short tons | 133941 | 96047 | 89615 | 67950 | 127173 | 154611 | 269541 | 288384 | 188386 | 173180 | 212730 | 249522 | 133941 | 96047 | 89615 | 67950 | 127173 | 154611 | 269541 | 288384 | 188386 | 173180 | 212730 | 249522 | 17.651 | 17.716 | 17.646 | 17.912 | 17.893 | 17.907 | 17.875 | 17.768 | 17.585 | 17.665 | 17.511 | 17.72 | 2364193 | 1701569 | 1581346 | 1217120 | 2275506 | 2768619 | 4818045 | 5124007 | 3312768 | 3059225 | 3725115 | 4421530 | 2364193 | 1701569 | 1581346 | 1217120 | 2275506 | 2768619 | 4818045 | 5124007 | 3312768 | 3059225 | 3725115 | 4421530 | 208625.97 | 146097.36 | 138714.96 | 100384.23 | 199136.48 | 237875.13 | 443755.73 | 475370.88 | 301255.01 | 282475.98 | 347504.39 | 412491.25 | 2051080 | 2051080 | 36369043 | 36369043 | 3293687.4 | 2020
Vintage1985 | natural gas steam turbine | TRUE | 17718.6194.TX.ST | 6194 | N | . | Tolk | Southwestern Public Service Co | 17718 | TX | WSC | MRO |  | 22 | 1 | Electric Utility | ST | NG | NG | SWPP | M | mcf | 45736 | 43502 | 19640 | 50417 | 54761 | 78370 | 261278 | 219770 | 38374 | 29115 | 10671 | 26327 | 45736 | 43502 | 19640 | 50417 | 54761 | 78370 | 261278 | 219770 | 38374 | 29115 | 10671 | 26327 | 1.004 | 1.011 | 1.014 | 1.02 | 1.018 | 1.015 | 1.015 | 1.014 | 1.01 | 1.01 | 1.037 | 1.01 | 45919 | 43981 | 19915 | 51425 | 55747 | 79546 | 265197 | 222847 | 38758 | 29406 | 11066 | 26590 | 45919 | 43981 | 19915 | 51425 | 55747 | 79546 | 265197 | 222847 | 38758 | 29406 | 11066 | 26590 | 3783.16 | 3829.468 | 1755.647 | 4192.13 | 5044.685 | 6782.783 | 23923.771 | 20611.881 | 3425.814 | 2653.98 | 1007.837 | 2413.123 | 877961 | 877961 | 890397 | 890397 | 79424.279 | 2020
Vintage1985 | hard coal | TRUE | 17718.6194.TX.ST | 6194 | N | . | Tolk | Southwestern Public Service Co | 17718 | TX | WSC | MRO |  | 22 | 1 | Electric Utility | ST | SUB | COL | SWPP | M | short tons | 66431 | 92837 | 43689 | 54045 | 120361 | 88869 | 200943 | 213693 | 77099 | 57147 | 22443 | 84083 | 66431 | 92837 | 43689 | 54045 | 120361 | 88869 | 200943 | 213693 | 77099 | 57147 | 22443 | 84083 | 17.74 | 17.744 | 17.735 | 17.861 | 17.968 | 17.943 | 17.87 | 17.786 | 17.873 | 17.601 | 17.855 | 17.848 | 1178486 | 1647300 | 774824 | 965298 | 2162646 | 1594576 | 3590851 | 3800744 | 1377990 | 1005844 | 400720 | 1500713 | 1178486 | 1647300 | 774824 | 965298 | 2162646 | 1594576 | 3590851 | 3800744 | 1377990 | 1005844 | 400720 | 1500713 | 97092.84 | 143433.53 | 68306.353 | 78689.87 | 195704.32 | 135968.22 | 323935.23 | 351544.12 | 121801.19 | 90780.02 | 36496.163 | 136192.88 | 1121640 | 1121640 | 19999992 | 19999992 | 1779944.7 | 2020
Vintage1983 | petroleum | TRUE | 17833.6195.MO.GT | 6195 | N | . | John Twitty Energy Center | City Utilities of Springfield - (MO) | 17833 | MO | WNC | MRO |  | 22 | 1 | Electric Utility | GT | DFO | DFO | SWPP | M | barrels | 0 | 0 | 0 | 0 | 0 | 0 | 0 | 0 | 0 | 0 | 0 | 0 | 0 | 0 | 0 | 0 | 0 | 0 | 0 | 0 | 0 | 0 | 0 | 0 | 0 | 0 | 0 | 0 | 0 | 0 | 0 | 0 | 0 | 0 | 0 | 0 | 0 | 0 | 0 | 0 | 0 | 0 | 0 | 0 | 0 | 0 | 0 | 0 | 0 | 0 | 0 | 0 | 0 | 0 | 0 | 0 | 0 | 0 | 0 | 0 | 0 | 0 | 0 | 0 | 0 | 0 | 0 | 0 | 0 | 0 | 0 | 0 | 0 | 0 | 0 | 0 | 0 | 2020
Vintage1983 | natural gas peaker | TRUE | 17833.6195.MO.GT | 6195 | N | . | John Twitty Energy Center | City Utilities of Springfield - (MO) | 17833 | MO | WNC | MRO |  | 22 | 1 | Electric Utility | GT | NG | NG | SWPP | M | mcf | 54412 | 142373 | 99505 | 44972 | 32622 | 63481 | 147868 | 84190 | 46100 | 210703 | 21868 | 0 | 54412 | 142373 | 99505 | 44972 | 32622 | 63481 | 147868 | 84190 | 46100 | 210703 | 21868 | 0 | 1.027 | 1.027 | 1.03 | 1.031 | 1.021 | 1.021 | 1.018 | 1.018 | 1.022 | 1.024 | 1.027 | 0 | 55881 | 146217 | 102490 | 46366 | 33307 | 64814 | 150530 | 85705 | 47114 | 215760 | 22458 | 0 | 55881 | 146217 | 102490 | 46366 | 33307 | 64814 | 150530 | 85705 | 47114 | 215760 | 22458 | 0 | 3523 | 9598 | 6749 | 3033 | 2188 | 4151 | 9861 | 5416 | 3031 | 14449 | 1428 | 0 | 948094 | 948094 | 970642 | 970642 | 63427 | 2020
Vintage2011 | hard coal | TRUE | 17833.6195.MO.ST | 6195 | N | . | John Twitty Energy Center | City Utilities of Springfield - (MO) | 17833 | MO | WNC | MRO |  | 22 | 1 | Electric Utility | ST | BIT | COL | SWPP | M | short tons | 0 | 0 | 0 | 0 | 0 | 0 | 0 | 0 | 0 | 0 | 0 | 0 | 0 | 0 | 0 | 0 | 0 | 0 | 0 | 0 | 0 | 0 | 0 | 0 | 0 | 0 | 0 | 0 | 0 | 0 | 0 | 0 | 0 | 0 | 0 | 0 | 0 | 0 | 0 | 0 | 0 | 0 | 0 | 0 | 0 | 0 | 0 | 0 | 0 | 0 | 0 | 0 | 0 | 0 | 0 | 0 | 0 | 0 | 0 | 0 | 0 | 0 | 0 | 0 | 0 | 0 | 0 | 0 | 0 | 0 | 0 | 0 | 0 | 0 | 0 | 0 | 0 | 2020
Vintage2011 | petroleum | TRUE | 17833.6195.MO.ST | 6195 | N | . | John Twitty Energy Center | City Utilities of Springfield - (MO) | 17833 | MO | WNC | MRO |  | 22 | 1 | Electric Utility | ST | DFO | DFO | SWPP | M | barrels | 0 | 0 | 0 | 0 | 0 | 0 | 0 | 0 | 0 | 0 | 0 | 0 | 0 | 0 | 0 | 0 | 0 | 0 | 0 | 0 | 0 | 0 | 0 | 0 | 0 | 0 | 0 | 0 | 0 | 0 | 0 | 0 | 0 | 0 | 0 | 0 | 0 | 0 | 0 | 0 | 0 | 0 | 0 | 0 | 0 | 0 | 0 | 0 | 0 | 0 | 0 | 0 | 0 | 0 | 0 | 0 | 0 | 0 | 0 | 0 | 0 | 0 | 0 | 0 | 0 | 0 | 0 | 0 | 0 | 0 | 0 | 0 | 0 | 0 | 0 | 0 | 0 | 2020
Vintage2011 | natural gas steam turbine | TRUE | 17833.6195.MO.ST | 6195 | N | . | John Twitty Energy Center | City Utilities of Springfield - (MO) | 17833 | MO | WNC | MRO |  | 22 | 1 | Electric Utility | ST | NG | NG | SWPP | M | mcf | 30520 | 28626 | 13390 | 9603 | 33107 | 61848 | 19125 | 10814 | 37243 | 38369 | 17006 | 21297 | 30520 | 28626 | 13390 | 9603 | 33107 | 61848 | 19125 | 10814 | 37243 | 38369 | 17006 | 21297 | 1.027 | 1.028 | 1.03 | 1.023 | 1.021 | 1.021 | 1.017 | 1.019 | 1.021 | 1.025 | 1.027 | 1.028 | 31344 | 29428 | 13792 | 9824 | 33802 | 63147 | 19450 | 11019 | 38025 | 39328 | 17465 | 21893 | 31344 | 29428 | 13792 | 9824 | 33802 | 63147 | 19450 | 11019 | 38025 | 39328 | 17465 | 21893 | 2840.516 | 2618.573 | 1350.188 | 941.662 | 3367.724 | 6142.798 | 1878.082 | 1089.396 | 3668.344 | 3726.472 | 1599.235 | 2143.724 | 320948 | 320948 | 328517 | 328517 | 31366.714 | 2020
Vintage2011 | hard coal | TRUE | 17833.6195.MO.ST | 6195 | N | . | John Twitty Energy Center | City Utilities of Springfield - (MO) | 17833 | MO | WNC | MRO |  | 22 | 1 | Electric Utility | ST | SUB | COL | SWPP | M | short tons | 23698 | 25014 | 60690 | 70695 | 49617 | 110328 | 124926 | 126650 | 75901 | 55513 | 65035 | 112298 | 23698 | 25014 | 60690 | 70695 | 49617 | 110328 | 124926 | 126650 | 75901 | 55513 | 65035 | 112298 | 17.53 | 17.315 | 17.6 | 17 | 17.365 | 18.051 | 17.634 | 17.833 | 17.787 | 18 | 18.234 | 17.822 | 415426 | 433117 | 1068144 | 1201815 | 861599 | 1991531 | 2202945 | 2258549 | 1350051 | 999234 | 1185848 | 2001375 | 415426 | 433117 | 1068144 | 1201815 | 861599 | 1991531 | 2202945 | 2258549 | 1350051 | 999234 | 1185848 | 2001375 | 37647.484 | 38540.427 | 104569.81 | 115199.34 | 85841.276 | 193732.2 | 212713.92 | 223282.6 | 130241.66 | 94680.528 | 108584.77 | 195968.28 | 900365 | 900365 | 15969634 | 15969634 | 1541002.3 | 2020
Vintage1983 | hydro | TRUE | 3255.6196.CA.HY | 6196 | N | . | W E Warne | California Dept. of Water Resources | 3255 | CA | PACC | WECC |  | 22 | 1 | Electric Utility | HY | WAT | HYC | CISO | A |  | 0 | 0 | 0 | 0 | 0 | 0 | 0 | 0 | 0 | 0 | 0 | 0 | 0 | 0 | 0 | 0 | 0 | 0 | 0 | 0 | 0 | 0 | 0 | 0 | 0 | 0 | 0 | 0 | 0 | 0 | 0 | 0 | 0 | 0 | 0 | 0 | 161113 | 120199 | 127253 | 186795 | 255837 | 239045 | 252738 | 254673 | 177370 | 145867 | 110321 | 90876 | 161113 | 120199 | 127253 | 186795 | 255837 | 239045 | 252738 | 254673 | 177370 | 145867 | 110321 | 90876 | 18377.17 | 13710.414 | 14514.987 | 21306.554 | 29181.831 | 27266.462 | 28828.378 | 29049.044 | 20231.577 | 16638.139 | 12583.717 | 10365.727 | 0 | 0 | 2122087 | 2122087 | 242054 | 2020
Vintage1979 | hydro | TRUE | 3413.6200.WA.HY | 6200 | N | . | Rock Island | PUD No 1 of Chelan County | 3413 | WA | PACC | WECC |  | 22 | 1 | Electric Utility | HY | WAT | HYC | CHPD | M |  | 0 | 0 | 0 | 0 | 0 | 0 | 0 | 0 | 0 | 0 | 0 | 0 | 0 | 0 | 0 | 0 | 0 | 0 | 0 | 0 | 0 | 0 | 0 | 0 | 0 | 0 | 0 | 0 | 0 | 0 | 0 | 0 | 0 | 0 | 0 | 0 | 2006644 | 2120755 | 1646653 | 1580331 | 2237926 | 1957364 | 1923752 | 1837484 | 1347277 | 1396732 | 1897740 | 1968823 | 2006644 | 2120755 | 1646653 | 1580331 | 2237926 | 1957364 | 1923752 | 1837484 | 1347277 | 1396732 | 1897740 | 1968823 | 228886 | 241902 | 187824 | 180259 | 255267 | 223265 | 219431 | 209591 | 153676 | 159317 | 216464 | 224572 | 0 | 0 | 21921481 | 21921481 | 2500454 | 2020
Vintage1956 | hydro | TRUE | 16868.6202.WA.HY | 6202 | N | . | Ross | City of Seattle - (WA) | 16868 | WA | PACC | WECC |  | 22 | 1 | Electric Utility | HY | WAT | HYC | SCL | M |  | 0 | 0 | 0 | 0 | 0 | 0 | 0 | 0 | 0 | 0 | 0 | 0 | 0 | 0 | 0 | 0 | 0 | 0 | 0 | 0 | 0 | 0 | 0 | 0 | 0 | 0 | 0 | 0 | 0 | 0 | 0 | 0 | 0 | 0 | 0 | 0 | 246397 | 696766 | 702263 | 348032 | 146567 | 550340 | 534392 | 261134 | 468324 | 620598 | 592079 | 566129 | 246397 | 696766 | 702263 | 348032 | 146567 | 550340 | 534392 | 261134 | 468324 | 620598 | 592079 | 566129 | 28105 | 79476 | 80103 | 39698 | 16718 | 62774 | 60955 | 29786 | 53419 | 70788 | 67535 | 64575 | 0 | 0 | 5733021 | 5733021 | 653932 | 2020
Vintage1982 | petroleum | TRUE | 1307.6204.WY.ST | 6204 | N | . | Laramie River Station | Basin Electric Power Coop | 1307 | WY | MTN | WECC |  | 22 | 1 | Electric Utility | ST | DFO | DFO | WACM | M | barrels | 4211 | 1526 | 2024 | 5010 | 1203 | 5723 | 1984 | 5823 | 4552 | 4133 | 4012 | 5603 | 4211 | 1526 | 2024 | 5010 | 1203 | 5723 | 1984 | 5823 | 4552 | 4133 | 4012 | 5603 | 5.77 | 5.77 | 5.77 | 5.77 | 5.77 | 5.77 | 5.77 | 5.77 | 5.77 | 5.77 | 5.77 | 5.77 | 24297 | 8805 | 11678 | 28908 | 6941 | 33022 | 11448 | 33599 | 26265 | 23847 | 23149 | 32329 | 24297 | 8805 | 11678 | 28908 | 6941 | 33022 | 11448 | 33599 | 26265 | 23847 | 23149 | 32329 | 2389.511 | 848.986 | 1127.538 | 2815.447 | 675.637 | 3248.433 | 1091.98 | 3187.965 | 2555.982 | 2285.997 | 2257.316 | 3149.41 | 45804 | 45804 | 264288 | 264288 | 25634.202 | 2020
Vintage1982 | hard coal | TRUE | 1307.6204.WY.ST | 6204 | N | . | Laramie River Station | Basin Electric Power Coop | 1307 | WY | MTN | WECC |  | 22 | 1 | Electric Utility | ST | RC | COL | WACM | M | short tons | 469592 | 409191 | 426083 | 288350 | 365914 | 323479 | 615085 | 324019 | 352295 | 330120 | 392203 | 403551 | 469592 | 409191 | 426083 | 288350 | 365914 | 323479 | 615085 | 324019 | 352295 | 330120 | 392203 | 403551 | 16.64 | 16.815 | 16.847 | 16.956 | 16.948 | 16.876 | 16.766 | 17.274 | 17.113 | 16.821 | 16.584 | 16.748 | 7814011 | 6880547 | 7178220 | 4889263 | 6201510 | 5459032 | 10312515 | 5597104 | 6028824 | 5552949 | 6504295 | 6758672 | 7814011 | 6880547 | 7178220 | 4889263 | 6201510 | 5459032 | 10312515 | 5597104 | 6028824 | 5552949 | 6504295 | 6758672 | 768461.4 | 663426.6 | 693045.41 | 476186.6 | 603628.36 | 537019.45 | 983698.02 | 531073.21 | 586694.85 | 532301.88 | 634243.2 | 658406.59 | 4699882 | 4699882 | 79176942 | 79176942 | 7668185.6 | 2020
Vintage1982 | hard coal | TRUE | 1307.6204.WY.ST | 6204 | N | . | Laramie River Station | Basin Electric Power Coop | 1307 | WY | MTN | WECC |  | 22 | 1 | Electric Utility | ST | SUB | COL | WACM | M | short tons | 10993 | 16432 | 12529 | 1315 | 0 | 1249 | 0 | 90668 | 18738 | 28236 | 19982 | 0 | 10993 | 16432 | 12529 | 1315 | 0 | 1249 | 0 | 90668 | 18738 | 28236 | 19982 | 0 | 16.648 | 16.815 | 16.847 | 16.943 | 0 | 16.767 | 0 | 16.888 | 17.08 | 16.821 | 16.584 | 0 | 183011 | 276304 | 211076 | 22280 | 0 | 20942 | 0 | 1531201 | 320045 | 474958 | 331381 | 0 | 183011 | 276304 | 211076 | 22280 | 0 | 20942 | 0 | 1531201 | 320045 | 474958 | 331381 | 0 | 17998.087 | 26641.412 | 20379.048 | 2169.951 | 0 | 2060.119 | 0 | 145285.83 | 31145.173 | 45529.128 | 32313.489 | 0 | 200142 | 200142 | 3371198 | 3371198 | 323522.24 | 2020
Vintage1906 | hydro | TRUE | 15466.6206.CO.HY | 6206 | N | . | Tacoma | Public Service Co of Colorado | 15466 | CO | MTN | WECC |  | 22 | 1 | Electric Utility | HY | WAT | HYC | WACM | A |  | 0 | 0 | 0 | 0 | 0 | 0 | 0 | 0 | 0 | 0 | 0 | 0 | 0 | 0 | 0 | 0 | 0 | 0 | 0 | 0 | 0 | 0 | 0 | 0 | 0 | 0 | 0 | 0 | 0 | 0 | 0 | 0 | 0 | 0 | 0 | 0 | 1468 | 1546 | 1609 | 1810 | 2059 | 2005 | 2032 | 2046 | 1486 | 1626 | 1585 | 1472 | 1468 | 1546 | 1609 | 1810 | 2059 | 2005 | 2032 | 2046 | 1486 | 1626 | 1585 | 1472 | 167.464 | 176.38 | 183.501 | 206.441 | 234.828 | 228.741 | 231.769 | 233.342 | 169.495 | 185.43 | 180.752 | 167.857 | 0 | 0 | 20744 | 20744 | 2366 | 2020
Vintage1906 | hydro | TRUE | 15466.6207.CO.HY | 6207 | N | . | Ames Hydro | Public Service Co of Colorado | 15466 | CO | MTN | WECC |  | 22 | 1 | Electric Utility | HY | WAT | HYC | WACM | A |  | 0 | 0 | 0 | 0 | 0 | 0 | 0 | 0 | 0 | 0 | 0 | 0 | 0 | 0 | 0 | 0 | 0 | 0 | 0 | 0 | 0 | 0 | 0 | 0 | 0 | 0 | 0 | 0 | 0 | 0 | 0 | 0 | 0 | 0 | 0 | 0 | 2894 | 3048 | 3171 | 3568 | 4058 | 3953 | 4005 | 4033 | 2929 | 3205 | 3124 | 2901 | 2894 | 3048 | 3171 | 3568 | 4058 | 3953 | 4005 | 4033 | 2929 | 3205 | 3124 | 2901 | 330.113 | 347.691 | 361.728 | 406.948 | 462.907 | 450.908 | 456.877 | 459.978 | 334.12 | 365.531 | 356.309 | 330.89 | 0 | 0 | 40889 | 40889 | 4664 | 2020
Vintage1984 | other | TRUE | 2518.6208.CO.PS | 6208 | N | . | Mount Elbert | U S Bureau of Reclamation | 2518 | CO | MTN | WECC |  | 22 | 1 | Electric Utility | PS | WAT | HPS | WACM | M | megawatthours | 3659 | 629 | 19877 | 22239 | 26032 | 34986 | 55671 | 51969 | 25178 | 21912 | 26301 | 20395 | 3659 | 629 | 19877 | 22239 | 26032 | 34986 | 55671 | 51969 | 25178 | 21912 | 26301 | 20395 | 0 | 0 | 0 | 0 | 0 | 0 | 0 | 0 | 0 | 0 | 0 | 0 | 0 | 0 | 0 | 0 | 0 | 0 | 0 | 0 | 0 | 0 | 0 | 0 | 0 | 0 | 0 | 0 | 0 | 0 | 0 | 0 | 0 | 0 | 0 | 0 | 5472 | 6148 | -6801 | -6574 | -292 | -5711 | -14481 | -10987 | -3163 | -5636 | -5199 | -422 | 308848 | 308848 | 0 | 0 | -47646 | 2020
Vintage1978 | natural gas peaker | TRUE | 20169.6210.WA.GT | 6210 | N | . | Northeast (WA) | Avista Corp | 20169 | WA | PACC | WECC |  | 22 | 1 | Electric Utility | GT | NG | NG | AVA | A | mcf | 807 | 563 | 996 | 890 | 210 | 180 | 569 | 810 | 1049 | 783 | 417 | 788 | 807 | 563 | 996 | 890 | 210 | 180 | 569 | 810 | 1049 | 783 | 417 | 788 | 1.02 | 1.02 | 1.02 | 1.02 | 1.02 | 1.02 | 1.02 | 1.02 | 1.02 | 1.02 | 1.02 | 1.02 | 823 | 574 | 1016 | 908 | 214 | 184 | 580 | 826 | 1070 | 799 | 425 | 804 | 823 | 574 | 1016 | 908 | 214 | 184 | 580 | 826 | 1070 | 799 | 425 | 804 | 66.69 | 46.536 | 82.295 | 73.543 | 17.333 | 14.872 | 46.965 | 66.89 | 86.674 | 64.703 | 34.426 | 65.073 | 8062 | 8062 | 8223 | 8223 | 666 | 2020
Vintage1978 | petroleum | TRUE | 54803.6211.CA.GT | 6211 | N | . | Dynegy Oakland Power Plant | Dynegy Oakland, LLC | 54803 | CA | PACC | WECC |  | 22 | 2 | NAICS-22 Non-Cogen | GT | DFO | DFO | CISO | M | barrels | 0 | 0 | 0 | 0 | 0 | 0 | 0 | 0 | 0 | 0 | 0 | 0 | 0 | 0 | 0 | 0 | 0 | 0 | 0 | 0 | 0 | 0 | 0 | 0 | 0 | 0 | 0 | 0 | 0 | 0 | 0 | 0 | 0 | 0 | 0 | 0 | 0 | 0 | 0 | 0 | 0 | 0 | 0 | 0 | 0 | 0 | 0 | 0 | 0 | 0 | 0 | 0 | 0 | 0 | 0 | 0 | 0 | 0 | 0 | 0 | 0 | 0 | 0 | 0 | 0 | 0 | 0 | 0 | 0 | 0 | 0 | 0 | 0 | 0 | 0 | 0 | 0 | 2020
Vintage1978 | petroleum | TRUE | 54803.6211.CA.GT | 6211 | N | . | Dynegy Oakland Power Plant | Dynegy Oakland, LLC | 54803 | CA | PACC | WECC |  | 22 | 2 | NAICS-22 Non-Cogen | GT | JF | WOO | CISO | M | barrels | 1755 | 0 | 1270 | 0 | 0 | 0 | 1494 | 6903 | 1319 | 915 | 0 | 11 | 1755 | 0 | 1270 | 0 | 0 | 0 | 1494 | 6903 | 1319 | 915 | 0 | 11 | 5.571 | 0 | 5.571 | 0 | 0 | 0 | 5.571 | 5.571 | 5.571 | 5.571 | 0 | 5.58 | 9777 | 0 | 7075 | 0 | 0 | 0 | 8323 | 38457 | 7348 | 5097 | 0 | 61 | 9777 | 0 | 7075 | 0 | 0 | 0 | 8323 | 38457 | 7348 | 5097 | 0 | 61 | 536 | 0 | 482 | 0 | 0 | 0 | 449 | 2678 | 402 | 314 | 0 | 0 | 13667 | 13667 | 76138 | 76138 | 4861 | 2020
Vintage1983 | hard coal | TRUE | 9267.6213.IN.ST | 6213 | N | . | Merom | Hoosier Energy R E C, Inc | 9267 | IN | ENC | RFC |  | 22 | 1 | Electric Utility | ST | BIT | COL | MISO | M | short tons | 76801 | 17358 | 41365 | 0 | 0 | 175997 | 206173 | 178304 | 45478 | 146548 | 144492 | 217608 | 76801 | 17358 | 41365 | 0 | 0 | 175997 | 206173 | 178304 | 45478 | 146548 | 144492 | 217608 | 22.47 | 22.45 | 22.3 | 0 | 0 | 22.47 | 22.42 | 22.2 | 22.44 | 22.14 | 22.06 | 22.24 | 1725718 | 389687 | 922440 | 0 | 0 | 3954653 | 4622399 | 3958349 | 1020526 | 3244573 | 3187494 | 4839602 | 1725718 | 389687 | 922440 | 0 | 0 | 3954653 | 4622399 | 3958349 | 1020526 | 3244573 | 3187494 | 4839602 | 156630.32 | 36168.485 | 83647.282 | 0 | 0 | 348170.49 | 429762.93 | 358997.71 | 102744.14 | 305148.49 | 300703.06 | 458355.82 | 1250124 | 1250124 | 27865441 | 27865441 | 2580328.7 | 2020
Vintage1983 | petroleum | TRUE | 9267.6213.IN.ST | 6213 | N | . | Merom | Hoosier Energy R E C, Inc | 9267 | IN | ENC | RFC |  | 22 | 1 | Electric Utility | ST | DFO | DFO | MISO | M | barrels | 1043 | 1252 | 768 | 0 | 0 | 1751 | 284 | 927 | 154 | 1582 | 640 | 627 | 1043 | 1252 | 768 | 0 | 0 | 1751 | 284 | 927 | 154 | 1582 | 640 | 627 | 5.796 | 5.796 | 5.797 | 0 | 0 | 5.796 | 5.797 | 5.796 | 5.796 | 5.797 | 5.796 | 5.796 | 6045 | 7257 | 4452 | 0 | 0 | 10149 | 1646 | 5373 | 893 | 9171 | 3709 | 3634 | 6045 | 7257 | 4452 | 0 | 0 | 10149 | 1646 | 5373 | 893 | 9171 | 3709 | 3634 | 548.679 | 673.515 | 403.718 | 0 | 0 | 893.507 | 153.068 | 487.288 | 89.863 | 862.509 | 349.943 | 344.183 | 9028 | 9028 | 52329 | 52329 | 4806.273 | 2020
Vintage2011 | petroleum | TRUE | 5529.6220.IA.IC | 6220 | N | . | Durant | City of Durant - (IA) | 5529 | IA | WNC | MRO |  | 22 | 1 | Electric Utility | IC | DFO | DFO | MISO | A | barrels | 3 | 3 | 2 | 3 | 3 | 4 | 2 | 3 | 2 | 3 | 4 | 3 | 3 | 3 | 2 | 3 | 3 | 4 | 2 | 3 | 2 | 3 | 4 | 3 | 5.8 | 5.8 | 5.8 | 5.8 | 5.8 | 5.8 | 5.8 | 5.8 | 5.8 | 5.8 | 5.8 | 5.8 | 17 | 17 | 12 | 17 | 17 | 23 | 12 | 17 | 12 | 17 | 23 | 17 | 17 | 17 | 12 | 17 | 17 | 23 | 12 | 17 | 12 | 17 | 23 | 17 | 1.504 | 1.564 | 1.336 | 1.515 | 1.746 | 2.105 | 1.074 | 1.741 | 1.334 | 1.664 | 2.235 | 1.782 | 35 | 35 | 201 | 201 | 19.6 | 2020
Vintage2011 | natural gas peaker | TRUE | 5529.6220.IA.IC | 6220 | N | . | Durant | City of Durant - (IA) | 5529 | IA | WNC | MRO |  | 22 | 1 | Electric Utility | IC | NG | NG | MISO | A | mcf | 0 | 0 | 0 | 0 | 0 | 0 | 0 | 0 | 0 | 0 | 0 | 0 | 0 | 0 | 0 | 0 | 0 | 0 | 0 | 0 | 0 | 0 | 0 | 0 | 0 | 0 | 0 | 0 | 0 | 0 | 0 | 0 | 0 | 0 | 0 | 0 | 0 | 0 | 0 | 0 | 0 | 0 | 0 | 0 | 0 | 0 | 0 | 0 | 0 | 0 | 0 | 0 | 0 | 0 | 0 | 0 | 0 | 0 | 0 | 0 | 0 | 0 | 0 | 0 | 0 | 0 | 0 | 0 | 0 | 0 | 0 | 0 | 0 | 0 | 0 | 0 | 0 | 2020
Vintage2003 | petroleum | TRUE | 5860.6223.MO.GT | 6223 | N | . | Empire Energy Center | Empire District Electric Co | 5860 | MO | WNC | MRO |  | 22 | 1 | Electric Utility | GT | DFO | DFO | SWPP | A | barrels | 0 | 0 | 0 | 0 | 0 | 0 | 0 | 0 | 0 | 0 | 0 | 0 | 0 | 0 | 0 | 0 | 0 | 0 | 0 | 0 | 0 | 0 | 0 | 0 | 0 | 0 | 0 | 0 | 0 | 0 | 0 | 0 | 0 | 0 | 0 | 0 | 0 | 0 | 0 | 0 | 0 | 0 | 0 | 0 | 0 | 0 | 0 | 0 | 0 | 0 | 0 | 0 | 0 | 0 | 0 | 0 | 0 | 0 | 0 | 0 | 0 | 0 | 0 | 0 | 0 | 0 | 0 | 0 | 0 | 0 | 0 | 0 | 0 | 0 | 0 | 0 | 0 | 2020
Vintage2003 | petroleum | TRUE | 5860.6223.MO.GT | 6223 | N | . | Empire Energy Center | Empire District Electric Co | 5860 | MO | WNC | MRO |  | 22 | 1 | Electric Utility | GT | JF | WOO | SWPP | A | barrels | 508 | 530 | 453 | 513 | 592 | 713 | 364 | 590 | 452 | 564 | 757 | 604 | 508 | 530 | 453 | 513 | 592 | 713 | 364 | 590 | 452 | 564 | 757 | 604 | 5.56 | 5.56 | 5.56 | 5.56 | 5.56 | 5.56 | 5.56 | 5.56 | 5.56 | 5.56 | 5.56 | 5.56 | 2824 | 2947 | 2519 | 2852 | 3292 | 3964 | 2024 | 3280 | 2513 | 3136 | 4209 | 3358 | 2824 | 2947 | 2519 | 2852 | 3292 | 3964 | 2024 | 3280 | 2513 | 3136 | 4209 | 3358 | 201.727 | 209.736 | 179.199 | 203.225 | 234.215 | 282.343 | 144.057 | 233.523 | 178.856 | 223.15 | 299.719 | 238.934 | 6640 | 6640 | 36918 | 36918 | 2628.684 | 2020
Vintage2003 | natural gas peaker | TRUE | 5860.6223.MO.GT | 6223 | N | . | Empire Energy Center | Empire District Electric Co | 5860 | MO | WNC | MRO |  | 22 | 1 | Electric Utility | GT | NG | NG | SWPP | A | mcf | 329086 | 260107 | 249015 | 196001 | 157724 | 317129 | 471086 | 372231 | 284151 | 150637 | 165212 | 248825 | 329086 | 260107 | 249015 | 196001 | 157724 | 317129 | 471086 | 372231 | 284151 | 150637 | 165212 | 248825 | 1.024 | 1.024 | 1.024 | 1.024 | 1.024 | 1.024 | 1.024 | 1.024 | 1.024 | 1.024 | 1.024 | 1.024 | 336984 | 266350 | 254991 | 200705 | 161509 | 324740 | 482392 | 381165 | 290971 | 154252 | 169177 | 254797 | 336984 | 266350 | 254991 | 200705 | 161509 | 324740 | 482392 | 381165 | 290971 | 154252 | 169177 | 254797 | 23994.113 | 18964.78 | 18156.035 | 14290.71 | 11499.848 | 23122.318 | 34347.575 | 27139.853 | 20717.879 | 10983.128 | 12045.862 | 18142.215 | 3201204 | 3201204 | 3278033 | 3278033 | 233404.32 | 2020
Vintage1996 | petroleum | TRUE | 13337.6229.NE.IC | 6229 | N | . | Mobile | Nebraska Public Power District | 13337 | NE | WNC | MRO |  | 22 | 1 | Electric Utility | IC | DFO | DFO | SWPP | A | barrels | 3 | 2 | 2 | 2 | 2 | 3 | 1 | 2 | 2 | 2 | 3 | 2 | 3 | 2 | 2 | 2 | 2 | 3 | 1 | 2 | 2 | 2 | 3 | 2 | 5.8 | 5.8 | 5.8 | 5.8 | 5.8 | 5.8 | 5.8 | 5.8 | 5.8 | 5.8 | 5.8 | 5.8 | 17 | 12 | 12 | 12 | 12 | 17 | 6 | 12 | 12 | 12 | 17 | 12 | 17 | 12 | 12 | 12 | 12 | 17 | 6 | 12 | 12 | 12 | 17 | 12 | 0.921 | 0.957 | 0.818 | 0.928 | 1.069 | 1.289 | 0.658 | 1.066 | 0.816 | 1.019 | 1.368 | 1.091 | 26 | 26 | 153 | 153 | 12 | 2020
Vintage1901 | hydro | TRUE | 13781.6231.WI.HY | 6231 | N | . | Apple River | Northern States Power Co - Minnesota | 13781 | WI | ENC | MRO |  | 22 | 1 | Electric Utility | HY | WAT | HYC | MISO | A |  | 0 | 0 | 0 | 0 | 0 | 0 | 0 | 0 | 0 | 0 | 0 | 0 | 0 | 0 | 0 | 0 | 0 | 0 | 0 | 0 | 0 | 0 | 0 | 0 | 0 | 0 | 0 | 0 | 0 | 0 | 0 | 0 | 0 | 0 | 0 | 0 | 10720 | 9505 | 10515 | 10186 | 10725 | 10467 | 10394 | 9806 | 10362 | 10335 | 10904 | 11678 | 10720 | 9505 | 10515 | 10186 | 10725 | 10467 | 10394 | 9806 | 10362 | 10335 | 10904 | 11678 | 1222.808 | 1084.19 | 1199.355 | 1161.832 | 1223.307 | 1193.867 | 1185.583 | 1118.52 | 1181.891 | 1178.797 | 1243.765 | 1332.085 | 0 | 0 | 125597 | 125597 | 14326 | 2020
Vintage1973 | hard coal | TRUE | 40307.6238.IL.GT | 6238 | N | . | Pearl Station | Prairie Power, Inc | 40307 | IL | ENC | SERC |  | 22 | 1 | Electric Utility | GT | BIT | COL | MISO | A | short tons | 0 | 0 | 0 | 0 | 0 | 0 | 0 | 0 | 0 | 0 | 0 | 0 | 0 | 0 | 0 | 0 | 0 | 0 | 0 | 0 | 0 | 0 | 0 | 0 | 0 | 0 | 0 | 0 | 0 | 0 | 0 | 0 | 0 | 0 | 0 | 0 | 0 | 0 | 0 | 0 | 0 | 0 | 0 | 0 | 0 | 0 | 0 | 0 | 0 | 0 | 0 | 0 | 0 | 0 | 0 | 0 | 0 | 0 | 0 | 0 | 0 | 0 | 0 | 0 | 0 | 0 | 0 | 0 | 0 | 0 | 0 | 0 | 0 | 0 | 0 | 0 | 0 | 2020
Vintage1973 | petroleum | TRUE | 40307.6238.IL.GT | 6238 | N | . | Pearl Station | Prairie Power, Inc | 40307 | IL | ENC | SERC |  | 22 | 1 | Electric Utility | GT | DFO | DFO | MISO | A | barrels | 35 | 58 | 35 | 26 | 37 | 65 | 67 | 43 | 49 | 53 | 47 | 59 | 35 | 58 | 35 | 26 | 37 | 65 | 67 | 43 | 49 | 53 | 47 | 59 | 5.8 | 5.8 | 5.8 | 5.8 | 5.8 | 5.8 | 5.8 | 5.8 | 5.8 | 5.8 | 5.8 | 5.8 | 203 | 336 | 203 | 151 | 215 | 377 | 389 | 249 | 284 | 307 | 273 | 342 | 203 | 336 | 203 | 151 | 215 | 377 | 389 | 249 | 284 | 307 | 273 | 342 | 11.828 | 18.943 | 11.535 | 8.39 | 12.213 | 21.278 | 21.948 | 14.013 | 15.96 | 17.296 | 15.363 | 19.233 | 574 | 574 | 3329 | 3329 | 188 | 2020
Vintage2010 | natural gas peaker | TRUE | 2442.6243.TX.GT | 6243 | N | . | Dansby | City of Bryan - (TX) | 2442 | TX | WSC | TRE |  | 22 | 1 | Electric Utility | GT | NG | NG | ERCO | A | mcf | 29400 | 27970 | 27256 | 24269 | 29054 | 34365 | 41810 | 40466 | 33392 | 28876 | 22618 | 24858 | 29400 | 27970 | 27256 | 24269 | 29054 | 34365 | 41810 | 40466 | 33392 | 28876 | 22618 | 24858 | 1 | 1 | 1 | 1 | 1 | 1 | 1 | 1 | 1 | 1 | 1 | 1 | 29400 | 27970 | 27256 | 24269 | 29054 | 34365 | 41810 | 40466 | 33392 | 28876 | 22618 | 24858 | 29400 | 27970 | 27256 | 24269 | 29054 | 34365 | 41810 | 40466 | 33392 | 28876 | 22618 | 24858 | 3016.573 | 2870.016 | 2796.719 | 2490.206 | 2981.232 | 3526.121 | 4290.078 | 4152.232 | 3426.342 | 2962.983 | 2320.834 | 2550.664 | 364334 | 364334 | 364334 | 364334 | 37384 | 2020
Vintage1978 | natural gas steam turbine | TRUE | 2442.6243.TX.ST | 6243 | N | . | Dansby | City of Bryan - (TX) | 2442 | TX | WSC | TRE |  | 22 | 1 | Electric Utility | ST | NG | NG | ERCO | AM | mcf | 145903 | 137746 | 128023 | 148161 | 160335 | 172139 | 120209 | 170306 | 159835 | 120925 | 100318 | 149336 | 145903 | 137746 | 128023 | 148161 | 160335 | 172139 | 120209 | 170306 | 159835 | 120925 | 100318 | 149336 | 1 | 1 | 1 | 1 | 1 | 1 | 1 | 1 | 1 | 1 | 1 | 1 | 145903 | 137746 | 128023 | 148161 | 160335 | 172139 | 120209 | 170306 | 159835 | 120925 | 100318 | 149336 | 145903 | 137746 | 128023 | 148161 | 160335 | 172139 | 120209 | 170306 | 159835 | 120925 | 100318 | 149336 | 9280 | 9056 | 8547 | 9516 | 9828 | 10479 | 7617 | 11253 | 10452 | 7847 | 6018 | 9582 | 1713236 | 1713236 | 1713236 | 1713236 | 109475 | 2020
Vintage1981 | natural gas steam turbine | TRUE | 15466.6248.CO.ST | 6248 | N | . | Pawnee | Public Service Co of Colorado | 15466 | CO | MTN | WECC |  | 22 | 1 | Electric Utility | ST | NG | NG | PSCO | M | mcf | 3642 | 1227 | 12449 | 16071 | 5015 | 1978 | 2030 | 3617 | 4576 | 8183 | 9823 | 16017 | 3642 | 1227 | 12449 | 16071 | 5015 | 1978 | 2030 | 3617 | 4576 | 8183 | 9823 | 16017 | 1.106 | 1.113 | 1.102 | 1.095 | 1.089 | 1.1 | 1.099 | 1.099 | 1.1 | 1.103 | 1.094 | 1.092 | 4028 | 1366 | 13719 | 17598 | 5461 | 2176 | 2231 | 3975 | 5034 | 9026 | 10746 | 17491 | 4028 | 1366 | 13719 | 17598 | 5461 | 2176 | 2231 | 3975 | 5034 | 9026 | 10746 | 17491 | 363.671 | 122.902 | 1230.329 | 1563.528 | 488.866 | 197.817 | 203.041 | 358.511 | 450.643 | 804.972 | 957.957 | 1547.92 | 84628 | 84628 | 92851 | 92851 | 8290.157 | 2020
Vintage1981 | hard coal | TRUE | 15466.6248.CO.ST | 6248 | N | . | Pawnee | Public Service Co of Colorado | 15466 | CO | MTN | WECC |  | 22 | 1 | Electric Utility | ST | SUB | COL | PSCO | M | short tons | 186565 | 183634 | 132123 | 164670 | 169307 | 166932 | 182759 | 186077 | 167944 | 171498 | 172193 | 156802 | 186565 | 183634 | 132123 | 164670 | 169307 | 166932 | 182759 | 186077 | 167944 | 171498 | 172193 | 156802 | 16.692 | 16.724 | 16.65 | 16.684 | 16.758 | 16.762 | 16.606 | 16.856 | 16.762 | 16.674 | 16.68 | 16.588 | 3114143 | 3071095 | 2199848 | 2747354 | 2837247 | 2798114 | 3034896 | 3136514 | 2815077 | 2859558 | 2872179 | 2601032 | 3114143 | 3071095 | 2199848 | 2747354 | 2837247 | 2798114 | 3034896 | 3136514 | 2815077 | 2859558 | 2872179 | 2601032 | 281159.33 | 276383.1 | 197286.67 | 244097.47 | 253973.13 | 254396.18 | 276205.96 | 282880.49 | 252025.36 | 255030.03 | 256033.04 | 230192.08 | 2040504 | 2040504 | 34087057 | 34087057 | 3059662.8 | 2020
Vintage1981 | hard coal | TRUE | 17543.6249.SC.ST | 6249 | N | . | Winyah | South Carolina Public Service Authority | 17543 | SC | SAT | SERC |  | 22 | 1 | Electric Utility | ST | BIT | COL | SC | M | short tons | 0 | 0 | 0 | 0 | 0 | 0 | 0 | 0 | 0 | 0 | 0 | 0 | 0 | 0 | 0 | 0 | 0 | 0 | 0 | 0 | 0 | 0 | 0 | 0 | 0 | 0 | 0 | 0 | 0 | 0 | 0 | 0 | 0 | 0 | 0 | 0 | 0 | 0 | 0 | 0 | 0 | 0 | 0 | 0 | 0 | 0 | 0 | 0 | 0 | 0 | 0 | 0 | 0 | 0 | 0 | 0 | 0 | 0 | 0 | 0 | 0 | 0 | 0 | 0 | 0 | 0 | 0 | 0 | 0 | 0 | 0 | 0 | 0 | 0 | 0 | 0 | 0 | 2020
Vintage1981 | petroleum | TRUE | 17543.6249.SC.ST | 6249 | N | . | Winyah | South Carolina Public Service Authority | 17543 | SC | SAT | SERC |  | 22 | 1 | Electric Utility | ST | DFO | DFO | SC | M | barrels | 1145 | 3394 | 277 | 2973 | 1978 | 1901 | 2519 | 2301 | 1584 | 2059 | 2090 | 2470 | 1145 | 3394 | 277 | 2973 | 1978 | 1901 | 2519 | 2301 | 1584 | 2059 | 2090 | 2470 | 5.79 | 5.79 | 5.79 | 5.79 | 5.79 | 5.79 | 5.79 | 5.79 | 5.79 | 5.79 | 5.79 | 5.79 | 6630 | 19651 | 1604 | 17214 | 11453 | 11007 | 14585 | 13323 | 9171 | 11922 | 12101 | 14301 | 6630 | 19651 | 1604 | 17214 | 11453 | 11007 | 14585 | 13323 | 9171 | 11922 | 12101 | 14301 | 502.148 | 1617.723 | 132.676 | 1378.211 | 951.78 | 964.249 | 1305.398 | 1209.821 | 812.601 | 1057.371 | 1067.154 | 1354.318 | 24691 | 24691 | 142962 | 142962 | 12353.45 | 2020
Vintage1981 | hard coal | TRUE | 17543.6249.SC.ST | 6249 | N | . | Winyah | South Carolina Public Service Authority | 17543 | SC | SAT | SERC |  | 22 | 1 | Electric Utility | ST | RC | COL | SC | M | short tons | 18032 | 51073 | 45647 | 47915 | 50992 | 51319 | 133398 | 135694 | 108749 | 120406 | 124622 | 178937 | 18032 | 51073 | 45647 | 47915 | 50992 | 51319 | 133398 | 135694 | 108749 | 120406 | 124622 | 178937 | 23.686 | 23.316 | 23.445 | 23.546 | 23.691 | 23.501 | 23.983 | 23.747 | 24.065 | 24.88 | 24.084 | 24.272 | 427106 | 1190818 | 1070194 | 1128207 | 1208051 | 1206048 | 3199284 | 3222325 | 2617045 | 2995701 | 3001396 | 4343159 | 427106 | 1190818 | 1070194 | 1128207 | 1208051 | 1206048 | 3199284 | 3222325 | 2617045 | 2995701 | 3001396 | 4343159 | 32350.666 | 98030.008 | 88531.324 | 90329.789 | 100396.22 | 105655.75 | 286344.6 | 292614.18 | 231875.4 | 265699.63 | 264682.78 | 411292.68 | 1066784 | 1066784 | 25609334 | 25609334 | 2267803 | 2020
Vintage1981 | petroleum | TRUE | 17543.6249.SC.ST | 6249 | N | . | Winyah | South Carolina Public Service Authority | 17543 | SC | SAT | SERC |  | 22 | 1 | Electric Utility | ST | WO | WOO | SC | M | barrels | 187 | 2122 | 0 | 0 | 0 | 0 | 0 | 0 | 0 | 0 | 563 | 0 | 187 | 2122 | 0 | 0 | 0 | 0 | 0 | 0 | 0 | 0 | 563 | 0 | 5.52 | 5.52 | 0 | 0 | 0 | 0 | 0 | 0 | 0 | 0 | 5.52 | 0 | 1032 | 11713 | 0 | 0 | 0 | 0 | 0 | 0 | 0 | 0 | 3108 | 0 | 1032 | 11713 | 0 | 0 | 0 | 0 | 0 | 0 | 0 | 0 | 3108 | 0 | 78.186 | 964.269 | 0 | 0 | 0 | 0 | 0 | 0 | 0 | 0 | 274.063 | 0 | 2872 | 2872 | 15853 | 15853 | 1316.518 | 2020
Vintage1983 | hard coal | TRUE | 3046.6250.NC.ST | 6250 | N | . | Mayo | Duke Energy Progress - (NC) | 3046 | NC | SAT | SERC |  | 22 | 1 | Electric Utility | ST | BIT | COL | CPLE | M | short tons | 2951 | 10159 | 27394 | 0 | 0 | 71373 | 110362 | 127327 | 17212 | 0 | 0 | 0 | 2951 | 10159 | 27394 | 0 | 0 | 71373 | 110362 | 127327 | 17212 | 0 | 0 | 0 | 25.21 | 25.21 | 24.48 | 0 | 0 | 25 | 25 | 25 | 25.06 | 0 | 0 | 0 | 74395 | 256108 | 670605 | 0 | 0 | 1784325 | 2759050 | 3183175 | 431333 | 0 | 0 | 0 | 74395 | 256108 | 670605 | 0 | 0 | 1784325 | 2759050 | 3183175 | 431333 | 0 | 0 | 0 | -1460.438 | 12254.641 | 56570.468 | -7108.84 | -7098.946 | 131612.78 | 205766.06 | 224512.62 | 26160.815 | -6420.218 | -6574.564 | 0 | 366778 | 366778 | 9158991 | 9158991 | 628214.38 | 2020
Vintage1983 | petroleum | TRUE | 3046.6250.NC.ST | 6250 | N | . | Mayo | Duke Energy Progress - (NC) | 3046 | NC | SAT | SERC |  | 22 | 1 | Electric Utility | ST | DFO | DFO | CPLE | M | barrels | 1483 | 2250 | 1689 | 0 | 0 | 3384 | 4217 | 1311 | 352 | 0 | 0 | 774 | 1483 | 2250 | 1689 | 0 | 0 | 3384 | 4217 | 1311 | 352 | 0 | 0 | 774 | 5.79 | 5.79 | 5.78 | 0 | 0 | 5.79 | 5.79 | 5.79 | 5.77 | 0 | 0 | 5.79 | 8587 | 13028 | 9762 | 0 | 0 | 19593 | 24416 | 7591 | 2031 | 0 | 0 | 4481 | 8587 | 13028 | 9762 | 0 | 0 | 19593 | 24416 | 7591 | 2031 | 0 | 0 | 4481 | -168.562 | 623.359 | 823.532 | -76.16 | -76.054 | 1445.217 | 1820.943 | 535.379 | 123.185 | -68.782 | -70.436 | -7935 | 15460 | 15460 | 89489 | 89489 | -3023.379 | 2020
Vintage1989 | nuclear | TRUE | 21535.6251.TX.ST | 6251 | N | 2 | South Texas Project | STP Nuclear Operating Co | 21535 | TX | WSC | TRE |  | 22 | 2 | NAICS-22 Non-Cogen | ST | NUC | NUC | ERCO | M |  | 0 | 0 | 0 | 0 | 0 | 0 | 0 | 0 | 0 | 0 | 0 | 0 | 0 | 0 | 0 | 0 | 0 | 0 | 0 | 0 | 0 | 0 | 0 | 0 | 0 | 0 | 0 | 0 | 0 | 0 | 0 | 0 | 0 | 0 | 0 | 0 | 10373107 | 9719993 | 10268491 | 9912878 | 10207277 | 9793167 | 10063561 | 9992247 | 9750151 | 10206274 | 9973402 | 10379406 | 10373107 | 9719993 | 10268491 | 9912878 | 10207277 | 9793167 | 10063561 | 9992247 | 9750151 | 10206274 | 9973402 | 10379406 | 993024 | 930501 | 983009 | 948966 | 977149 | 937506 | 963391 | 956564 | 933388 | 977053 | 954760 | 993627 | 0 | 0 | 120639954 | 120639954 | 11548938 | 2020
Vintage1989 | nuclear | TRUE | 21535.6251.TX.ST | 6251 | N | 1 | South Texas Project | STP Nuclear Operating Co | 21535 | TX | WSC | TRE |  | 22 | 2 | NAICS-22 Non-Cogen | ST | NUC | NUC | ERCO | M |  | 0 | 0 | 0 | 0 | 0 | 0 | 0 | 0 | 0 | 0 | 0 | 0 | 0 | 0 | 0 | 0 | 0 | 0 | 0 | 0 | 0 | 0 | 0 | 0 | 0 | 0 | 0 | 0 | 0 | 0 | 0 | 0 | 0 | 0 | 0 | 0 | 10321755 | 9656231 | 4218525 | 3328496 | 10323322 | 9923742 | 10217305 | 10116606 | 9884308 | 10299630 | 9983712 | 10467110 | 10321755 | 9656231 | 4218525 | 3328496 | 10323322 | 9923742 | 10217305 | 10116606 | 9884308 | 10299630 | 9983712 | 10467110 | 988108 | 924397 | 403842 | 318639 | 988258 | 950006 | 978109 | 968469 | 946231 | 985990 | 955747 | 1002023 | 0 | 0 | 108740742 | 108740742 | 10409819 | 2020
Vintage2000 | petroleum | TRUE | 20847.6253.WI.GT | 6253 | N | . | Germantown | Wisconsin Electric Power Co | 20847 | WI | ENC | RFC |  | 22 | 1 | Electric Utility | GT | DFO | DFO | MISO | A | barrels | 540 | 393 | 450 | 318 | 513 | 601 | 664 | 646 | 358 | 454 | 497 | 531 | 540 | 393 | 450 | 318 | 513 | 601 | 664 | 646 | 358 | 454 | 497 | 531 | 5.81 | 5.81 | 5.81 | 5.81 | 5.81 | 5.81 | 5.81 | 5.81 | 5.81 | 5.81 | 5.81 | 5.81 | 3137 | 2283 | 2615 | 1848 | 2981 | 3492 | 3858 | 3753 | 2080 | 2638 | 2888 | 3085 | 3137 | 2283 | 2615 | 1848 | 2981 | 3492 | 3858 | 3753 | 2080 | 2638 | 2888 | 3085 | 169.539 | 123.36 | 141.38 | 100.013 | 160.994 | 188.768 | 208.485 | 202.87 | 112.587 | 142.505 | 156.179 | 166.923 | 5965 | 5965 | 34658 | 34658 | 1873.603 | 2020
Vintage2000 | natural gas peaker | TRUE | 20847.6253.WI.GT | 6253 | N | . | Germantown | Wisconsin Electric Power Co | 20847 | WI | ENC | RFC |  | 22 | 1 | Electric Utility | GT | NG | NG | MISO | A | mcf | 12613 | 11450 | 12105 | 10362 | 10206 | 11836 | 11684 | 14396 | 9110 | 10654 | 7984 | 9854 | 12613 | 11450 | 12105 | 10362 | 10206 | 11836 | 11684 | 14396 | 9110 | 10654 | 7984 | 9854 | 1.01 | 1.01 | 1.01 | 1.01 | 1.01 | 1.01 | 1.01 | 1.01 | 1.01 | 1.01 | 1.01 | 1.01 | 12739 | 11565 | 12226 | 10466 | 10308 | 11954 | 11801 | 14540 | 9201 | 10761 | 8064 | 9953 | 12739 | 11565 | 12226 | 10466 | 10308 | 11954 | 11801 | 14540 | 9201 | 10761 | 8064 | 9953 | 688.779 | 625.213 | 660.969 | 565.765 | 557.261 | 646.265 | 637.957 | 786.066 | 497.402 | 581.72 | 435.965 | 538.035 | 132254 | 132254 | 133578 | 133578 | 7221.397 | 2020
Vintage1981 | petroleum | TRUE | 9417.6254.IA.ST | 6254 | N | . | Ottumwa | Interstate Power and Light Co | 9417 | IA | WNC | MRO |  | 22 | 1 | Electric Utility | ST | DFO | DFO | MISO | M | barrels | 1007 | 6 | 138 | 3580 | 1781 | 1676 | 1731 | 1053 | 194 | 0 | 1104 | 2301 | 1007 | 6 | 138 | 3580 | 1781 | 1676 | 1731 | 1053 | 194 | 0 | 1104 | 2301 | 5.88 | 5.88 | 5.88 | 5.88 | 5.88 | 5.88 | 5.88 | 5.88 | 5.88 | 0 | 5.88 | 5.88 | 5921 | 35 | 811 | 21050 | 10472 | 9855 | 10178 | 6192 | 1141 | 0 | 6492 | 13530 | 5921 | 35 | 811 | 21050 | 10472 | 9855 | 10178 | 6192 | 1141 | 0 | 6492 | 13530 | 549.113 | 3.344 | 69.413 | 1862.266 | 922.222 | 881.251 | 931.576 | 578.333 | 103.572 | -9.444 | -5004 | 1253.329 | 14571 | 14571 | 85677 | 85677 | 2140.975 | 2020
Vintage1981 | hard coal | TRUE | 9417.6254.IA.ST | 6254 | N | . | Ottumwa | Interstate Power and Light Co | 9417 | IA | WNC | MRO |  | 22 | 1 | Electric Utility | ST | SUB | COL | MISO | M | short tons | 204522 | 192874 | 63726 | 117233 | 106837 | 166447 | 216719 | 243854 | 75257 | 0 | 0 | 229826 | 204522 | 192874 | 63726 | 117233 | 106837 | 166447 | 216719 | 243854 | 75257 | 0 | 0 | 229826 | 16.89 | 17.094 | 17.026 | 17.012 | 17.034 | 17.05 | 17.068 | 17.034 | 16.946 | 0 | 0 | 17.09 | 3454377 | 3296988 | 1084999 | 1994368 | 1819861 | 2837921 | 3698960 | 4153809 | 1275305 | 0 | 0 | 3927726 | 3454377 | 3296988 | 1084999 | 1994368 | 1819861 | 2837921 | 3698960 | 4153809 | 1275305 | 0 | 0 | 3927726 | 320349.89 | 312502.66 | 92814.587 | 176435.73 | 160262.78 | 253774.75 | 338550.42 | 387988.67 | 115791.43 | -3843.556 | 0 | 363841.67 | 1617295 | 1617295 | 27544314 | 27544314 | 2518469 | 2020
Vintage1989 | petroleum | TRUE | 7140.6257.GA.ST | 6257 | N | . | Scherer | Georgia Power Co | 7140 | GA | SAT | SERC |  | 22 | 1 | Electric Utility | ST | DFO | DFO | SOCO | M | barrels | 2149 | 3020 | 122 | 1642 | 528 | 1876 | 2758 | 1413 | 747 | 13 | 1672 | 1427 | 2149 | 3020 | 122 | 1642 | 528 | 1876 | 2758 | 1413 | 747 | 13 | 1672 | 1427 | 5.817 | 5.817 | 5.817 | 5.817 | 5.817 | 5.817 | 5.817 | 5.817 | 5.817 | 5.817 | 5.817 | 5.817 | 12501 | 17567 | 710 | 9552 | 3071 | 10913 | 16043 | 8219 | 4345 | 76 | 9726 | 8301 | 12501 | 17567 | 710 | 9552 | 3071 | 10913 | 16043 | 8219 | 4345 | 76 | 9726 | 8301 | 1066.994 | 1338.474 | 58.788 | 725.137 | 259.255 | 906.298 | 1394.151 | 721.009 | 382.388 | 6.73 | 828.846 | 741.391 | 17367 | 17367 | 101024 | 101024 | 8429.461 | 2020
Vintage1989 | hard coal | TRUE | 7140.6257.GA.ST | 6257 | N | . | Scherer | Georgia Power Co | 7140 | GA | SAT | SERC |  | 22 | 1 | Electric Utility | ST | SUB | COL | SOCO | M | short tons | 174125 | 142915 | 175184 | 92415 | 212730 | 307332 | 701839 | 729556 | 561665 | 230382 | 203420 | 384882 | 174125 | 142915 | 175184 | 92415 | 212730 | 307332 | 701839 | 729556 | 561665 | 230382 | 203420 | 384882 | 16.644 | 16.413 | 16.689 | 16.792 | 16.69 | 16.652 | 16.527 | 16.576 | 16.589 | 16.816 | 17.154 | 16.975 | 2898137 | 2345664 | 2923646 | 1551833 | 3550464 | 5117692 | 11599293 | 12093120 | 9317461 | 3874104 | 3489467 | 6533372 | 2898137 | 2345664 | 2923646 | 1551833 | 3550464 | 5117692 | 11599293 | 12093120 | 9317461 | 3874104 | 3489467 | 6533372 | 247369.01 | 178718.53 | 242190.21 | 117812.86 | 299694.75 | 425023.7 | 1007970.8 | 1060811 | 819939.61 | 344776.27 | 297370.15 | 583527.61 | 3916445 | 3916445 | 65294253 | 65294253 | 5625204.5 | 2020
Vintage1973 | petroleum | TRUE | 7140.6258.GA.GT | 6258 | N | . | Wilson | Georgia Power Co | 7140 | GA | SAT | SERC |  | 22 | 1 | Electric Utility | GT | DFO | DFO | SOCO | A | barrels | 746 | 552 | 441 | 209 | 331 | 1037 | 798 | 419 | 480 | 556 | 549 | 536 | 746 | 552 | 441 | 209 | 331 | 1037 | 798 | 419 | 480 | 556 | 549 | 536 | 5.817 | 5.817 | 5.817 | 5.817 | 5.817 | 5.817 | 5.817 | 5.817 | 5.817 | 5.817 | 5.817 | 5.817 | 4339 | 3211 | 2565 | 1216 | 1925 | 6032 | 4642 | 2437 | 2792 | 3234 | 3194 | 3118 | 4339 | 3211 | 2565 | 1216 | 1925 | 6032 | 4642 | 2437 | 2792 | 3234 | 3194 | 3118 | -15.47 | -11.455 | -9.136 | -4.337 | -6.865 | -21.509 | -16.556 | -8.697 | -9.945 | -11.526 | -11.382 | -11.122 | 6654 | 6654 | 38705 | 38705 | -138 | 2020
Vintage1972 | petroleum | TRUE | 7140.6258.GA.IC | 6258 | N | . | Wilson | Georgia Power Co | 7140 | GA | SAT | SERC |  | 22 | 1 | Electric Utility | IC | DFO | DFO | SOCO | A | barrels | 8 | 7 | 5 | 3 | 4 | 13 | 10 | 5 | 6 | 7 | 7 | 7 | 8 | 7 | 5 | 3 | 4 | 13 | 10 | 5 | 6 | 7 | 7 | 7 | 5.817 | 5.817 | 5.817 | 5.817 | 5.817 | 5.817 | 5.817 | 5.817 | 5.817 | 5.817 | 5.817 | 5.817 | 47 | 41 | 29 | 17 | 23 | 76 | 58 | 29 | 35 | 41 | 41 | 41 | 47 | 41 | 29 | 17 | 23 | 76 | 58 | 29 | 35 | 41 | 41 | 41 | -5.269 | -3.901 | -3.112 | -1.477 | -2.338 | -7.325 | -5.639 | -2.962 | -3.387 | -3.926 | -3.876 | -3.788 | 82 | 82 | 478 | 478 | -47 | 2020
Vintage1980 | hard coal | TRUE | 733.6264.WV.ST | 6264 | N | . | Mountaineer | Appalachian Power Co | 733 | WV | SAT | RFC |  | 22 | 1 | Electric Utility | ST | BIT | COL | PJM | M | short tons | 105000 | 134943 | 18 | 145838 | 314375 | 225052 | 317050 | 243012 | 175273 | 0 | 122566 | 311240 | 105000 | 134943 | 18 | 145838 | 314375 | 225052 | 317050 | 243012 | 175273 | 0 | 122566 | 311240 | 25.21 | 25.018 | 25.018 | 24.942 | 24.904 | 25.38 | 25.26 | 25.144 | 25.034 | 0 | 25.206 | 24.7 | 2647050 | 3376004 | 450 | 3637491 | 7829195 | 5711820 | 8008683 | 6110294 | 4387784 | 0 | 3089399 | 7687628 | 2647050 | 3376004 | 450 | 3637491 | 7829195 | 5711820 | 8008683 | 6110294 | 4387784 | 0 | 3089399 | 7687628 | 259501.99 | 310818.83 | 0 | 365233.24 | 805043.44 | 547827.61 | 811413.03 | 610450.78 | 426223.93 | 0 | 300834.32 | 811759.25 | 2094367 | 2094367 | 52485798 | 52485798 | 5249106.4 | 2020
Vintage1980 | petroleum | TRUE | 733.6264.WV.ST | 6264 | N | . | Mountaineer | Appalachian Power Co | 733 | WV | SAT | RFC |  | 22 | 1 | Electric Utility | ST | DFO | DFO | PJM | M | barrels | 9002 | 6182 | 0 | 4515 | 1001 | 1381 | 1232 | 6682 | 5464 | 187 | 9439 | 839 | 9002 | 6182 | 0 | 4515 | 1001 | 1381 | 1232 | 6682 | 5464 | 187 | 9439 | 839 | 5.83 | 5.779 | 0 | 5.792 | 5.825 | 5.771 | 5.792 | 5.796 | 5.788 | 5.788 | 5.779 | 5.72 | 52482 | 35726 | 0 | 26151 | 5831 | 7970 | 7136 | 38729 | 31626 | 1082 | 54548 | 4799 | 52482 | 35726 | 0 | 26151 | 5831 | 7970 | 7136 | 38729 | 31626 | 1082 | 54548 | 4799 | 5145.009 | 3289.168 | 0 | 2625.758 | 599.559 | 764.389 | 722.97 | 3869.22 | 3072.075 | 0 | 5311.683 | 506.749 | 45924 | 45924 | 266080 | 266080 | 25906.58 | 2020
Vintage1980 | hard coal | TRUE | 733.6264.WV.ST | 6264 | N | . | Mountaineer | Appalachian Power Co | 733 | WV | SAT | RFC |  | 22 | 1 | Electric Utility | ST | SUB | COL | PJM | M | short tons | 0 | 0 | 0 | 0 | . | . | . | . | . | . | . | . | 0 | 0 | 0 | 0 | . | . | . | . | . | . | . | . | 0 | 0 | 0 | 0 | . | . | . | . | . | . | . | . | 0 | 0 | 0 | 0 | . | . | . | . | . | . | . | . | 0 | 0 | 0 | 0 | . | . | . | . | . | . | . | . | 0 | 0 | 0 | 0 | . | . | . | . | . | . | . | . | 0 | 0 | 0 | 0 | 0 | 2020
Vintage1931 | hydro | TRUE | 5860.6280.MO.HY | 6280 | N | . | Ozark Beach | Empire District Electric Co | 5860 | MO | WNC | MRO |  | 22 | 1 | Electric Utility | HY | WAT | HYC | SWPP | A |  | 0 | 0 | 0 | 0 | 0 | 0 | 0 | 0 | 0 | 0 | 0 | 0 | 0 | 0 | 0 | 0 | 0 | 0 | 0 | 0 | 0 | 0 | 0 | 0 | 0 | 0 | 0 | 0 | 0 | 0 | 0 | 0 | 0 | 0 | 0 | 0 | 32100 | 29100 | 23673 | 31444 | 23896 | 25312 | 21213 | 16716 | 10463 | 11713 | 15667 | 16094 | 32100 | 29100 | 23673 | 31444 | 23896 | 25312 | 21213 | 16716 | 10463 | 11713 | 15667 | 16094 | 3661.496 | 3319.264 | 2700.187 | 3586.593 | 2725.637 | 2887.235 | 2419.616 | 1906.684 | 1193.462 | 1336.024 | 1787.089 | 1835.713 | 0 | 0 | 257391 | 257391 | 29359 | 2020
Vintage2005 | petroleum | TRUE | 10433.6281.AK.IC | 6281 | N | . | Kodiak Microgrid | Kodiak Electric Assn Inc | 10433 | AK | PACN |  |  | 22 | 1 | Electric Utility | IC | DFO | DFO |  | A | barrels | 26 | 17 | 17 | 16 | 14 | 18 | 23 | 23 | 15 | 18 | 14 | 14 | 26 | 17 | 17 | 16 | 14 | 18 | 23 | 23 | 15 | 18 | 14 | 14 | 5.78 | 5.78 | 5.78 | 5.78 | 5.78 | 5.78 | 5.78 | 5.78 | 5.78 | 5.78 | 5.78 | 5.78 | 150 | 98 | 98 | 92 | 81 | 104 | 133 | 133 | 87 | 104 | 81 | 81 | 150 | 98 | 98 | 92 | 81 | 104 | 133 | 133 | 87 | 104 | 81 | 81 | 0 | 0 | 0 | 0 | 0 | 0 | 0 | 0 | 0 | 0 | 0 | 0 | 215 | 215 | 1242 | 1242 | 0 | 2020
Vintage2017 | petroleum | TRUE | 19558.6283.AK.IC | 6283 | N | . | Seldovia | Homer Electric Assn Inc | 19558 | AK | PACN |  |  | 22 | 1 | Electric Utility | IC | DFO | DFO |  | A | barrels | 31 | 20 | 20 | 19 | 16 | 21 | 27 | 28 | 18 | 21 | 16 | 16 | 31 | 20 | 20 | 19 | 16 | 21 | 27 | 28 | 18 | 21 | 16 | 16 | 5.8 | 5.8 | 5.8 | 5.8 | 5.8 | 5.8 | 5.8 | 5.8 | 5.8 | 5.8 | 5.8 | 5.8 | 180 | 116 | 116 | 110 | 93 | 122 | 157 | 162 | 104 | 122 | 93 | 93 | 180 | 116 | 116 | 110 | 93 | 122 | 157 | 162 | 104 | 122 | 93 | 93 | 14.634 | 9.488 | 9.579 | 9.192 | 7.783 | 9.799 | 12.773 | 13.088 | 8.322 | 9.961 | 7.724 | 7.657 | 253 | 253 | 1468 | 1468 | 120 | 2020
Vintage2007 | petroleum | TRUE | 7353.6285.AK.CA | 6285 | N | . | North Pole | Golden Valley Elec Assn Inc | 7353 | AK | PACN |  |  | 22 | 1 | Electric Utility | CA | DFO | DFO |  | M | barrels | 0 | 0 | 0 | 0 | 0 | 0 | 0 | 0 | 0 | 0 | 0 | 0 | 0 | 0 | 0 | 0 | 0 | 0 | 0 | 0 | 0 | 0 | 0 | 0 | 0 | 0 | 0 | 0 | 0 | 0 | 0 | 0 | 0 | 0 | 0 | 0 | 0 | 0 | 0 | 0 | 0 | 0 | 0 | 0 | 0 | 0 | 0 | 0 | 0 | 0 | 0 | 0 | 0 | 0 | 0 | 0 | 0 | 0 | 0 | 0 | 3.455 | 12.275 | 98.014 | 0 | 233.45 | 21.046 | 1.329 | 2.611 | 0 | 2.804 | 2.407 | 0 | 0 | 0 | 0 | 0 | 377.391 | 2020
Vintage2007 | petroleum | TRUE | 7353.6285.AK.CA | 6285 | N | . | North Pole | Golden Valley Elec Assn Inc | 7353 | AK | PACN |  |  | 22 | 1 | Electric Utility | CA | WO | WOO |  | M | barrels | 0 | 0 | 0 | 0 | 0 | 0 | 0 | 0 | 0 | 0 | 0 | 0 | 0 | 0 | 0 | 0 | 0 | 0 | 0 | 0 | 0 | 0 | 0 | 0 | 0 | 0 | 0 | 0 | 0 | 0 | 0 | 0 | 0 | 0 | 0 | 0 | 0 | 0 | 0 | 0 | 0 | 0 | 0 | 0 | 0 | 0 | 0 | 0 | 0 | 0 | 0 | 0 | 0 | 0 | 0 | 0 | 0 | 0 | 0 | 0 | 5849.545 | 5332.725 | 5946.986 | 5898 | 4225.55 | 5534.954 | 6035.671 | 5925.389 | 5801 | 6329.196 | 4050.593 | 6013 | 0 | 0 | 0 | 0 | 66942.609 | 2020
Vintage2007 | petroleum | TRUE | 7353.6285.AK.CT | 6285 | N | . | North Pole | Golden Valley Elec Assn Inc | 7353 | AK | PACN |  |  | 22 | 1 | Electric Utility | CT | DFO | DFO |  | M | barrels | 34 | 109 | 839 | 0 | 1943 | 177 | 10 | 19 | 0 | 24 | 24 | 0 | 34 | 109 | 839 | 0 | 1943 | 177 | 10 | 19 | 0 | 24 | 24 | 0 | 5.5 | 5.5 | 5.5 | 0 | 5.5 | 5.5 | 5.5 | 5.5 | 0 | 5.5 | 5.5 | 0 | 187 | 600 | 4615 | 0 | 10687 | 974 | 55 | 105 | 0 | 132 | 132 | 0 | 187 | 600 | 4615 | 0 | 10687 | 974 | 55 | 105 | 0 | 132 | 132 | 0 | 19.539 | 57.621 | 446.341 | 0 | 1026.73 | 92.632 | 6.115 | 12.215 | 0 | 12.947 | 15.17 | 0 | 3179 | 3179 | 17487 | 17487 | 1689.31 | 2020
Vintage2007 | petroleum | TRUE | 7353.6285.AK.CT | 6285 | N | . | North Pole | Golden Valley Elec Assn Inc | 7353 | AK | PACN |  |  | 22 | 1 | Electric Utility | CT | JF | WOO |  | M | barrels | 0 | 0 | 0 | 0 | 0 | 0 | 0 | 0 | 0 | 0 | 0 | 0 | 0 | 0 | 0 | 0 | 0 | 0 | 0 | 0 | 0 | 0 | 0 | 0 | 0 | 0 | 0 | 0 | 0 | 0 | 0 | 0 | 0 | 0 | 0 | 0 | 0 | 0 | 0 | 0 | 0 | 0 | 0 | 0 | 0 | 0 | 0 | 0 | 0 | 0 | 0 | 0 | 0 | 0 | 0 | 0 | 0 | 0 | 0 | 0 | 0 | 0 | 0 | 0 | 0 | 0 | 0 | 0 | 0 | 0 | 0 | 0 | 0 | 0 | 0 | 0 | 0 | 2020
Vintage2007 | petroleum | TRUE | 7353.6285.AK.CT | 6285 | N | . | North Pole | Golden Valley Elec Assn Inc | 7353 | AK | PACN |  |  | 22 | 1 | Electric Utility | CT | WO | WOO |  | M | barrels | 65950 | 54259 | 58330 | 49711 | 40298 | 53338 | 59484 | 56462 | 55712 | 60798 | 52885 | 57607 | 65950 | 54259 | 58330 | 49711 | 40298 | 53338 | 59484 | 56462 | 55712 | 60798 | 52885 | 57607 | 4.8 | 4.8 | 4.8 | 4.8 | 4.8 | 4.8 | 4.2 | 4.2 | 4.2 | 4.9 | 4.2 | 4.2 | 316560 | 260443 | 279984 | 238613 | 193430 | 256022 | 249833 | 237140 | 233990 | 297910 | 222117 | 241949 | 316560 | 260443 | 279984 | 238613 | 193430 | 256022 | 249833 | 237140 | 233990 | 297910 | 222117 | 241949 | 33076.461 | 25032.379 | 27081.659 | 25380 | 18584.27 | 24361.368 | 27774.885 | 27719.785 | 26262 | 29219.053 | 25526.83 | 27681 | 664834 | 664834 | 3027991 | 3027991 | 317699.69 | 2020
Vintage1977 | petroleum | TRUE | 7353.6285.AK.GT | 6285 | N | . | North Pole | Golden Valley Elec Assn Inc | 7353 | AK | PACN |  |  | 22 | 1 | Electric Utility | GT | DFO | DFO |  | M | barrels | 61499 | 24048 | 16300 | 22347 | 26658 | 36238 | 58493 | 58374 | 8189 | 23933 | 16143 | 4591 | 61499 | 24048 | 16300 | 22347 | 26658 | 36238 | 58493 | 58374 | 8189 | 23933 | 16143 | 4591 | 5.5 | 5.5 | 5.5 | 5.5 | 5.5 | 5.5 | 5.5 | 5.5 | 5.5 | 5.5 | 5.5 | 5.5 | 338245 | 132264 | 89650 | 122909 | 146619 | 199309 | 321712 | 321057 | 45040 | 131632 | 88787 | 25251 | 338245 | 132264 | 89650 | 122909 | 146619 | 199309 | 321712 | 321057 | 45040 | 131632 | 88787 | 25251 | 30479 | 10192 | 5781 | 10237 | 11163 | 15721 | 27324 | 27290 | 3317 | 10065 | 6298 | 1492 | 356813 | 356813 | 1962475 | 1962475 | 159359 | 2020
Vintage1977 | petroleum | TRUE | 7353.6285.AK.GT | 6285 | N | . | North Pole | Golden Valley Elec Assn Inc | 7353 | AK | PACN |  |  | 22 | 1 | Electric Utility | GT | RFO | RFO |  | M | barrels | 0 | 0 | 0 | 0 | 0 | 0 | 0 | 0 | 0 | 0 | 0 | 0 | 0 | 0 | 0 | 0 | 0 | 0 | 0 | 0 | 0 | 0 | 0 | 0 | 0 | 0 | 0 | 0 | 0 | 0 | 0 | 0 | 0 | 0 | 0 | 0 | 0 | 0 | 0 | 0 | 0 | 0 | 0 | 0 | 0 | 0 | 0 | 0 | 0 | 0 | 0 | 0 | 0 | 0 | 0 | 0 | 0 | 0 | 0 | 0 | 0 | 0 | 0 | 0 | 0 | 0 | 0 | 0 | 0 | 0 | 0 | 0 | 0 | 0 | 0 | 0 | 0 | 2020
Vintage1972 | petroleum | TRUE | 7353.6286.AK.GT | 6286 | N | . | Fairbanks | Golden Valley Elec Assn Inc | 7353 | AK | PACN |  |  | 22 | 1 | Electric Utility | GT | DFO | DFO |  | A | barrels | 6048 | 3921 | 3959 | 3799 | 3217 | 4050 | 5279 | 5409 | 3440 | 4117 | 3193 | 3165 | 6048 | 3921 | 3959 | 3799 | 3217 | 4050 | 5279 | 5409 | 3440 | 4117 | 3193 | 3165 | 5.5 | 5.5 | 5.5 | 5.5 | 5.5 | 5.5 | 5.5 | 5.5 | 5.5 | 5.5 | 5.5 | 5.5 | 33264 | 21566 | 21775 | 20895 | 17694 | 22275 | 29035 | 29750 | 18920 | 22644 | 17562 | 17408 | 33264 | 21566 | 21775 | 20895 | 17694 | 22275 | 29035 | 29750 | 18920 | 22644 | 17562 | 17408 | 1785.797 | 1157.724 | 1168.838 | 1121.621 | 949.716 | 1195.734 | 1558.666 | 1597.023 | 1015.508 | 1215.456 | 942.571 | 934.346 | 49597 | 49597 | 272788 | 272788 | 14643 | 2020
Vintage1972 | petroleum | TRUE | 7353.6286.AK.GT | 6286 | N | . | Fairbanks | Golden Valley Elec Assn Inc | 7353 | AK | PACN |  |  | 22 | 1 | Electric Utility | GT | RFO | RFO |  | A | barrels | 0 | 0 | 0 | 0 | 0 | 0 | 0 | 0 | 0 | 0 | 0 | 0 | 0 | 0 | 0 | 0 | 0 | 0 | 0 | 0 | 0 | 0 | 0 | 0 | 0 | 0 | 0 | 0 | 0 | 0 | 0 | 0 | 0 | 0 | 0 | 0 | 0 | 0 | 0 | 0 | 0 | 0 | 0 | 0 | 0 | 0 | 0 | 0 | 0 | 0 | 0 | 0 | 0 | 0 | 0 | 0 | 0 | 0 | 0 | 0 | 0 | 0 | 0 | 0 | 0 | 0 | 0 | 0 | 0 | 0 | 0 | 0 | 0 | 0 | 0 | 0 | 0 | 2020
Vintage1970 | petroleum | TRUE | 7353.6286.AK.IC | 6286 | N | . | Fairbanks | Golden Valley Elec Assn Inc | 7353 | AK | PACN |  |  | 22 | 1 | Electric Utility | IC | DFO | DFO |  | A | barrels | 4 | 2 | 2 | 2 | 2 | 2 | 3 | 3 | 2 | 2 | 2 | 2 | 4 | 2 | 2 | 2 | 2 | 2 | 3 | 3 | 2 | 2 | 2 | 2 | 5.5 | 5.5 | 5.5 | 5.5 | 5.5 | 5.5 | 5.5 | 5.5 | 5.5 | 5.5 | 5.5 | 5.5 | 22 | 11 | 11 | 11 | 11 | 11 | 17 | 17 | 11 | 11 | 11 | 11 | 22 | 11 | 11 | 11 | 11 | 11 | 17 | 17 | 11 | 11 | 11 | 11 | -15.244 | -9.883 | -9.978 | -9.575 | -8.107 | -10.207 | -13.306 | -13.633 | -8.669 | -10.376 | -8.046 | -7.976 | 28 | 28 | 155 | 155 | -125 | 2020
Vintage1967 | petroleum | TRUE | 7353.6288.AK.IC | 6288 | N | . | Healy | Golden Valley Elec Assn Inc | 7353 | AK | PACN |  |  | 22 | 1 | Electric Utility | IC | DFO | DFO |  | M | barrels | 0 | 0 | 0 | 0 | 0 | 0 | 0 | 0 | 0 | 0 | 0 | 0 | 0 | 0 | 0 | 0 | 0 | 0 | 0 | 0 | 0 | 0 | 0 | 0 | 0 | 0 | 0 | 0 | 0 | 0 | 0 | 0 | 0 | 0 | 0 | 0 | 0 | 0 | 0 | 0 | 0 | 0 | 0 | 0 | 0 | 0 | 0 | 0 | 0 | 0 | 0 | 0 | 0 | 0 | 0 | 0 | 0 | 0 | 0 | 0 | 0 | 0 | 0 | 0 | 0 | 0 | 0 | 0 | 0 | 0 | 0 | 0 | 0 | 0 | 0 | 0 | 0 | 2020
Vintage1998 | petroleum | TRUE | 7353.6288.AK.ST | 6288 | N | . | Healy | Golden Valley Elec Assn Inc | 7353 | AK | PACN |  |  | 22 | 1 | Electric Utility | ST | DFO | DFO |  | M | barrels | 4009 | 1381 | 3297 | 1428 | 3070 | 1844 | 295 | 2376 | 4039 | 922 | 1042 | 1563 | 4009 | 1381 | 3297 | 1428 | 3070 | 1844 | 295 | 2376 | 4039 | 922 | 1042 | 1563 | 5.6 | 5.6 | 5.6 | 5.6 | 5.6 | 5.6 | 5.6 | 5.6 | 5.6 | 5.6 | 5.6 | 5.6 | 22450 | 7734 | 18463 | 7997 | 17192 | 10326 | 1652 | 13306 | 22618 | 5163 | 5835 | 8753 | 22450 | 7734 | 18463 | 7997 | 17192 | 10326 | 1652 | 13306 | 22618 | 5163 | 5835 | 8753 | 1378.553 | 552.545 | 1306.447 | 590.313 | 1186.117 | 682.002 | 120.319 | 906.664 | 1568.791 | 357.006 | 417.276 | 649.195 | 25266 | 25266 | 141489 | 141489 | 9715.228 | 2020
Vintage1998 | lignite | TRUE | 7353.6288.AK.ST | 6288 | N | . | Healy | Golden Valley Elec Assn Inc | 7353 | AK | PACN |  |  | 22 | 1 | Electric Utility | ST | LIG | COL |  | M | short tons | 10611 | 22759 | 25677 | 17421 | 20713 | 14264 | 8192 | 8858 | 15847 | 12840 | 23031 | 28383 | 10611 | 22759 | 25677 | 17421 | 20713 | 14264 | 8192 | 8858 | 15847 | 12840 | 23031 | 28383 | 15.6 | 15.6 | 15.6 | 15.6 | 15.6 | 15.6 | 15.6 | 15.6 | 15.6 | 15.6 | 15.6 | 15.6 | 165532 | 355040 | 400561 | 271768 | 323123 | 222518 | 127795 | 138185 | 247213 | 200304 | 359284 | 442775 | 165532 | 355040 | 400561 | 271768 | 323123 | 222518 | 127795 | 138185 | 247213 | 200304 | 359284 | 442775 | 10164.369 | 25366.684 | 28343.514 | 20061.514 | 22293.01 | 14696.121 | 9307.656 | 9416.127 | 17146.475 | 13849.889 | 25692.423 | 32840.589 | 208596 | 208596 | 3254098 | 3254098 | 229178.37 | 2020
Vintage1998 | hard coal | TRUE | 7353.6288.AK.ST | 6288 | N | . | Healy | Golden Valley Elec Assn Inc | 7353 | AK | PACN |  |  | 22 | 1 | Electric Utility | ST | WC | WOC |  | M | short tons | 6836 | 9866 | 11555 | 10339 | 11947 | 8824 | 8309 | 10030 | 15962 | 12835 | 18418 | 14305 | 6836 | 9866 | 11555 | 10339 | 11947 | 8824 | 8309 | 10030 | 15962 | 12835 | 18418 | 14305 | 12.2 | 12.2 | 12.2 | 12.2 | 12.2 | 12.2 | 12.2 | 12.2 | 12.2 | 12.2 | 12.2 | 12.2 | 83399 | 120365 | 140971 | 126136 | 145753 | 107653 | 101370 | 122366 | 194736 | 156587 | 224700 | 174521 | 83399 | 120365 | 140971 | 126136 | 145753 | 107653 | 101370 | 122366 | 194736 | 156587 | 224700 | 174521 | 5121.078 | 8599.771 | 9975.039 | 9311.173 | 10055.873 | 7109.877 | 7383.025 | 8338.209 | 13506.734 | 10827.105 | 16068.301 | 12944.216 | 139226 | 139226 | 1698557 | 1698557 | 119240.4 | 2020
Vintage1961 | hydro | TRUE | 3522.6291.AK.HY | 6291 | N | . | Cooper Lake | Chugach Electric Assn Inc | 3522 | AK | PACN |  |  | 22 | 1 | Electric Utility | HY | WAT | HYC |  | A |  | 0 | 0 | 0 | 0 | 0 | 0 | 0 | 0 | 0 | 0 | 0 | 0 | 0 | 0 | 0 | 0 | 0 | 0 | 0 | 0 | 0 | 0 | 0 | 0 | 0 | 0 | 0 | 0 | 0 | 0 | 0 | 0 | 0 | 0 | 0 | 0 | 45568 | 47584 | 41744 | 38579 | 56592 | 55128 | 51884 | 43957 | 35219 | 35026 | 40306 | 41921 | 45568 | 47584 | 41744 | 38579 | 56592 | 55128 | 51884 | 43957 | 35219 | 35026 | 40306 | 41921 | 5197.653 | 5427.572 | 4761.528 | 4400.47 | 6455.112 | 6288.097 | 5918.085 | 5013.959 | 4017.178 | 3995.189 | 4597.436 | 4781.721 | 0 | 0 | 533508 | 533508 | 60854 | 2020
Vintage1981 | natural gas peaker | TRUE | 19558.6292.AK.GT | 6292 | N | . | Bernice Lake | Homer Electric Assn Inc | 19558 | AK | PACN |  |  | 22 | 1 | Electric Utility | GT | NG | NG |  | A | mcf | 10140 | 8342 | 7985 | 6841 | 7063 | 7004 | 7313 | 7043 | 6444 | 5480 | 10015 | 11332 | 10140 | 8342 | 7985 | 6841 | 7063 | 7004 | 7313 | 7043 | 6444 | 5480 | 10015 | 11332 | 1.004 | 1.004 | 1.004 | 1.004 | 1.004 | 1.004 | 1.004 | 1.004 | 1.004 | 1.004 | 1.004 | 1.004 | 10181 | 8375 | 8017 | 6868 | 7091 | 7032 | 7342 | 7071 | 6470 | 5502 | 10055 | 11377 | 10181 | 8375 | 8017 | 6868 | 7091 | 7032 | 7342 | 7071 | 6470 | 5502 | 10055 | 11377 | 370.079 | 304.534 | 291.501 | 249.733 | 257.846 | 255.68 | 266.953 | 257.115 | 235.251 | 200.033 | 365.603 | 413.672 | 95002 | 95002 | 95381 | 95381 | 3468 | 2020
Vintage1964 | natural gas peaker | TRUE | 3522.6293.AK.GT | 6293 | N | . | International | Chugach Electric Assn Inc | 3522 | AK | PACN |  |  | 22 | 1 | Electric Utility | GT | NG | NG |  | A | mcf | 1520 | 1251 | 1197 | 1026 | 1059 | 1050 | 1096 | 1056 | 966 | 821 | 1501 | 1699 | 1520 | 1251 | 1197 | 1026 | 1059 | 1050 | 1096 | 1056 | 966 | 821 | 1501 | 1699 | 1 | 1 | 1 | 1 | 1 | 1 | 1 | 1 | 1 | 1 | 1 | 1 | 1520 | 1251 | 1197 | 1026 | 1059 | 1050 | 1096 | 1056 | 966 | 821 | 1501 | 1699 | 1520 | 1251 | 1197 | 1026 | 1059 | 1050 | 1096 | 1056 | 966 | 821 | 1501 | 1699 | -53.57 | -44.082 | -42.195 | -36.149 | -37.324 | -37.01 | -38.642 | -37.218 | -34.053 | -28.955 | -52.922 | -59.88 | 14242 | 14242 | 14242 | 14242 | -502 | 2020
Vintage2010 | petroleum | TRUE | 40548.6299.AK.IC | 6299 | N | . | Unalakleet | Unalakleet Valley Elec Coop | 40548 | AK | PACN |  |  | 22 | 1 | Electric Utility | IC | DFO | DFO |  | A | barrels | 676 | 438 | 442 | 424 | 359 | 452 | 589 | 604 | 384 | 460 | 356 | 353 | 676 | 438 | 442 | 424 | 359 | 452 | 589 | 604 | 384 | 460 | 356 | 353 | 5.8 | 5.8 | 5.8 | 5.8 | 5.8 | 5.8 | 5.8 | 5.8 | 5.8 | 5.8 | 5.8 | 5.8 | 3921 | 2540 | 2564 | 2459 | 2082 | 2622 | 3416 | 3503 | 2227 | 2668 | 2065 | 2047 | 3921 | 2540 | 2564 | 2459 | 2082 | 2622 | 3416 | 3503 | 2227 | 2668 | 2065 | 2047 | 410.625 | 266.206 | 268.762 | 257.905 | 218.377 | 274.946 | 358.398 | 367.218 | 233.505 | 279.481 | 216.734 | 214.843 | 5537 | 5537 | 32114 | 32114 | 3367 | 2020
Vintage2019 | petroleum | TRUE | 13201.6301.AK.IC | 6301 | Y | . | Naknek | Naknek Electric Assn, Inc | 13201 | AK | PACN |  |  | 22 | 1 | Electric Utility | IC | DFO | DFO |  | A | barrels | 4301 | 2787 | 2814 | 2700 | 2286 | 2879 | 3752 | 3845 | 2445 | 2926 | 2269 | 2249 | 2241 | 1453 | 1467 | 1408 | 1192 | 1501 | 1956 | 2004 | 1275 | 1526 | 1183 | 1173 | 5.8 | 5.8 | 5.8 | 5.8 | 5.8 | 5.8 | 5.8 | 5.8 | 5.8 | 5.8 | 5.8 | 5.8 | 24946 | 16165 | 16321 | 15660 | 13259 | 16698 | 21762 | 22301 | 14181 | 16971 | 13160 | 13044 | 13000 | 8428 | 8509 | 8165 | 6914 | 8705 | 11347 | 11626 | 7393 | 8848 | 6862 | 6802 | 2613.708 | 1694.454 | 1710.722 | 1641.614 | 1390.012 | 1750.087 | 2281.277 | 2337.417 | 1486.306 | 1778.952 | 1379.555 | 1367.516 | 35253 | 18379 | 204468 | 106599 | 21431.62 | 2020
Vintage1962 | hydro | TRUE | 12385.6302.AK.HY | 6302 | N | . | Purple Lake | Metlakatla Power & Light | 12385 | AK | PACN |  |  | 22 | 1 | Electric Utility | HY | WAT | HYC |  | A |  | 0 | 0 | 0 | 0 | 0 | 0 | 0 | 0 | 0 | 0 | 0 | 0 | 0 | 0 | 0 | 0 | 0 | 0 | 0 | 0 | 0 | 0 | 0 | 0 | 0 | 0 | 0 | 0 | 0 | 0 | 0 | 0 | 0 | 0 | 0 | 0 | 8370 | 8740 | 7668 | 7086 | 10395 | 10126 | 9530 | 8074 | 6469 | 6434 | 7404 | 7700 | 8370 | 8740 | 7668 | 7086 | 10395 | 10126 | 9530 | 8074 | 6469 | 6434 | 7404 | 7700 | 954.734 | 996.966 | 874.624 | 808.303 | 1185.711 | 1155.033 | 1087.067 | 920.992 | 737.897 | 733.858 | 844.482 | 878.333 | 0 | 0 | 97996 | 97996 | 11178 | 2020
Vintage2015 | other | TRUE | 10451.6304.AK.BA | 6304 | N | . | Kotzebue Hybrid | Kotzebue Electric Assn Inc | 10451 | AK | PACN |  |  | 22 | 1 | Electric Utility | BA | MWH | OTH |  | A | megawatthours | 6 | 6 | 7 | 6 | 7 | 6 | 7 | 7 | 6 | 7 | 6 | 7 | 6 | 6 | 7 | 6 | 7 | 6 | 7 | 7 | 6 | 7 | 6 | 7 | 0 | 0 | 0 | 0 | 0 | 0 | 0 | 0 | 0 | 0 | 0 | 0 | 0 | 0 | 0 | 0 | 0 | 0 | 0 | 0 | 0 | 0 | 0 | 0 | 0 | 0 | 0 | 0 | 0 | 0 | 0 | 0 | 0 | 0 | 0 | 0 | -4.696 | -4.362 | -4.943 | -4.745 | -4.774 | -4.459 | -4.843 | -4.956 | -4.632 | -4.764 | -4.734 | -5.092 | 78 | 78 | 0 | 0 | -57 | 2020
Vintage2016 | petroleum | TRUE | 10451.6304.AK.IC | 6304 | N | . | Kotzebue Hybrid | Kotzebue Electric Assn Inc | 10451 | AK | PACN |  |  | 22 | 1 | Electric Utility | IC | DFO | DFO |  | A | barrels | 3605 | 2337 | 2359 | 2264 | 1917 | 2414 | 3146 | 3224 | 2050 | 2454 | 1903 | 1886 | 3605 | 2337 | 2359 | 2264 | 1917 | 2414 | 3146 | 3224 | 2050 | 2454 | 1903 | 1886 | 5.838 | 5.838 | 5.838 | 5.838 | 5.838 | 5.838 | 5.838 | 5.838 | 5.838 | 5.838 | 5.838 | 5.838 | 21046 | 13643 | 13772 | 13217 | 11191 | 14093 | 18366 | 18822 | 11968 | 14326 | 11110 | 11010 | 21046 | 13643 | 13772 | 13217 | 11191 | 14093 | 18366 | 18822 | 11968 | 14326 | 11110 | 11010 | 2068.613 | 1341.072 | 1353.946 | 1299.252 | 1100.121 | 1385.101 | 1805.51 | 1849.943 | 1176.333 | 1407.947 | 1091.845 | 1082.317 | 29559 | 29559 | 172564 | 172564 | 16962 | 2020
Vintage2012 | onshore wind | TRUE | 10451.6304.AK.WT | 6304 | N | . | Kotzebue Hybrid | Kotzebue Electric Assn Inc | 10451 | AK | PACN |  |  | 22 | 1 | Electric Utility | WT | WND | WND |  | A |  | 0 | 0 | 0 | 0 | 0 | 0 | 0 | 0 | 0 | 0 | 0 | 0 | 0 | 0 | 0 | 0 | 0 | 0 | 0 | 0 | 0 | 0 | 0 | 0 | 0 | 0 | 0 | 0 | 0 | 0 | 0 | 0 | 0 | 0 | 0 | 0 | 3051 | 3127 | 3133 | 3118 | 2962 | 3140 | 2315 | 2347 | 2371 | 2917 | 3351 | 3089 | 3051 | 3127 | 3133 | 3118 | 2962 | 3140 | 2315 | 2347 | 2371 | 2917 | 3351 | 3089 | 347.986 | 356.706 | 357.357 | 355.635 | 337.824 | 358.157 | 264.011 | 267.732 | 270.419 | 332.67 | 382.182 | 352.321 | 0 | 0 | 34921 | 34921 | 3983 | 2020
Vintage2010 | petroleum | TRUE | 4329.6305.AK.IC | 6305 | N | . | Glennallen | Copper Valley Elec Assn, Inc | 4329 | AK | PACN |  |  | 22 | 1 | Electric Utility | IC | DFO | DFO |  | A | barrels | 1235 | 800 | 808 | 775 | 656 | 826 | 1077 | 1104 | 702 | 840 | 651 | 646 | 1235 | 800 | 808 | 775 | 656 | 826 | 1077 | 1104 | 702 | 840 | 651 | 646 | 5.8 | 5.8 | 5.8 | 5.8 | 5.8 | 5.8 | 5.8 | 5.8 | 5.8 | 5.8 | 5.8 | 5.8 | 7163 | 4640 | 4686 | 4495 | 3805 | 4791 | 6247 | 6403 | 4072 | 4872 | 3776 | 3747 | 7163 | 4640 | 4686 | 4495 | 3805 | 4791 | 6247 | 6403 | 4072 | 4872 | 3776 | 3747 | 690.878 | 447.894 | 452.193 | 433.926 | 367.421 | 462.599 | 603.008 | 617.847 | 392.874 | 470.229 | 364.657 | 361.474 | 10120 | 10120 | 58697 | 58697 | 5665 | 2020
Vintage2017 | petroleum | TRUE | 4329.6306.AK.IC | 6306 | N | . | Valdez | Copper Valley Elec Assn, Inc | 4329 | AK | PACN |  |  | 22 | 1 | Electric Utility | IC | DFO | DFO |  | A | barrels | 1136 | 737 | 744 | 714 | 604 | 761 | 992 | 1016 | 646 | 773 | 600 | 595 | 1136 | 737 | 744 | 714 | 604 | 761 | 992 | 1016 | 646 | 773 | 600 | 595 | 5.8 | 5.8 | 5.8 | 5.8 | 5.8 | 5.8 | 5.8 | 5.8 | 5.8 | 5.8 | 5.8 | 5.8 | 6589 | 4275 | 4315 | 4141 | 3503 | 4414 | 5754 | 5893 | 3747 | 4483 | 3480 | 3451 | 6589 | 4275 | 4315 | 4141 | 3503 | 4414 | 5754 | 5893 | 3747 | 4483 | 3480 | 3451 | 587.949 | 381.164 | 384.823 | 369.278 | 312.68 | 393.678 | 513.169 | 525.797 | 334.342 | 400.172 | 310.328 | 307.62 | 9318 | 9318 | 54045 | 54045 | 4821 | 2020
Vintage2009 | petroleum | TRUE | 221.6311.AK.IC | 6311 | N | . | Chevak | Alaska Village Elec Coop, Inc | 221 | AK | PACN |  |  | 22 | 1 | Electric Utility | IC | DFO | DFO |  | A | barrels | 401 | 260 | 262 | 252 | 213 | 268 | 350 | 359 | 228 | 273 | 212 | 210 | 401 | 260 | 262 | 252 | 213 | 268 | 350 | 359 | 228 | 273 | 212 | 210 | 5.61 | 5.61 | 5.61 | 5.61 | 5.61 | 5.61 | 5.61 | 5.61 | 5.61 | 5.61 | 5.61 | 5.61 | 2250 | 1459 | 1470 | 1414 | 1195 | 1503 | 1964 | 2014 | 1279 | 1532 | 1189 | 1178 | 2250 | 1459 | 1470 | 1414 | 1195 | 1503 | 1964 | 2014 | 1279 | 1532 | 1189 | 1178 | 302.327 | 195.998 | 197.88 | 189.886 | 160.783 | 202.433 | 263.876 | 270.37 | 171.921 | 205.772 | 159.573 | 158.181 | 3288 | 3288 | 18447 | 18447 | 2479 | 2020
Vintage2016 | petroleum | TRUE | 221.6314.AK.IC | 6314 | N | . | Emmonak | Alaska Village Elec Coop, Inc | 221 | AK | PACN |  |  | 22 | 1 | Electric Utility | IC | DFO | DFO |  | A | barrels | 996 | 646 | 652 | 626 | 530 | 667 | 869 | 891 | 566 | 678 | 526 | 521 | 996 | 646 | 652 | 626 | 530 | 667 | 869 | 891 | 566 | 678 | 526 | 521 | 5.61 | 5.61 | 5.61 | 5.61 | 5.61 | 5.61 | 5.61 | 5.61 | 5.61 | 5.61 | 5.61 | 5.61 | 5588 | 3624 | 3658 | 3512 | 2973 | 3742 | 4875 | 4999 | 3175 | 3804 | 2951 | 2923 | 5588 | 3624 | 3658 | 3512 | 2973 | 3742 | 4875 | 4999 | 3175 | 3804 | 2951 | 2923 | 668.317 | 433.267 | 437.426 | 419.756 | 355.422 | 447.492 | 583.315 | 597.67 | 380.044 | 454.873 | 352.748 | 349.67 | 8168 | 8168 | 45824 | 45824 | 5480 | 2020
Vintage2016 | petroleum | TRUE | 221.6314.AK.IC | 6314 | N | . | Emmonak | Alaska Village Elec Coop, Inc | 221 | AK | PACN |  |  | 22 | 1 | Electric Utility | IC | JF | WOO |  | A | barrels | 0 | 0 | 0 | 0 | 0 | 0 | 0 | 0 | 0 | 0 | 0 | 0 | 0 | 0 | 0 | 0 | 0 | 0 | 0 | 0 | 0 | 0 | 0 | 0 | 0 | 0 | 0 | 0 | 0 | 0 | 0 | 0 | 0 | 0 | 0 | 0 | 0 | 0 | 0 | 0 | 0 | 0 | 0 | 0 | 0 | 0 | 0 | 0 | 0 | 0 | 0 | 0 | 0 | 0 | 0 | 0 | 0 | 0 | 0 | 0 | 0 | 0 | 0 | 0 | 0 | 0 | 0 | 0 | 0 | 0 | 0 | 0 | 0 | 0 | 0 | 0 | 0 | 2020
Vintage2018 | petroleum | TRUE | 221.6319.AK.IC | 6319 | N | . | Hooper Bay | Alaska Village Elec Coop, Inc | 221 | AK | PACN |  |  | 22 | 1 | Electric Utility | IC | DFO | DFO |  | A | barrels | 693 | 449 | 453 | 435 | 368 | 464 | 605 | 620 | 394 | 472 | 366 | 362 | 693 | 449 | 453 | 435 | 368 | 464 | 605 | 620 | 394 | 472 | 366 | 362 | 5.61 | 5.61 | 5.61 | 5.61 | 5.61 | 5.61 | 5.61 | 5.61 | 5.61 | 5.61 | 5.61 | 5.61 | 3888 | 2519 | 2541 | 2440 | 2064 | 2603 | 3394 | 3478 | 2210 | 2648 | 2053 | 2031 | 3888 | 2519 | 2541 | 2440 | 2064 | 2603 | 3394 | 3478 | 2210 | 2648 | 2053 | 2031 | 423.672 | 274.666 | 277.303 | 266.101 | 225.317 | 283.684 | 369.788 | 378.888 | 240.926 | 288.363 | 223.622 | 221.67 | 5681 | 5681 | 31869 | 31869 | 3474 | 2020
Vintage2018 | petroleum | TRUE | 221.6319.AK.IC | 6319 | N | . | Hooper Bay | Alaska Village Elec Coop, Inc | 221 | AK | PACN |  |  | 22 | 1 | Electric Utility | IC | JF | WOO |  | A | barrels | 0 | 0 | 0 | 0 | 0 | 0 | 0 | 0 | 0 | 0 | 0 | 0 | 0 | 0 | 0 | 0 | 0 | 0 | 0 | 0 | 0 | 0 | 0 | 0 | 0 | 0 | 0 | 0 | 0 | 0 | 0 | 0 | 0 | 0 | 0 | 0 | 0 | 0 | 0 | 0 | 0 | 0 | 0 | 0 | 0 | 0 | 0 | 0 | 0 | 0 | 0 | 0 | 0 | 0 | 0 | 0 | 0 | 0 | 0 | 0 | 0 | 0 | 0 | 0 | 0 | 0 | 0 | 0 | 0 | 0 | 0 | 0 | 0 | 0 | 0 | 0 | 0 | 2020
Vintage2019 | petroleum | TRUE | 221.6323.AK.IC | 6323 | N | . | Kiana | Alaska Village Elec Coop, Inc | 221 | AK | PACN |  |  | 22 | 1 | Electric Utility | IC | DFO | DFO |  | A | barrels | 372 | 242 | 244 | 234 | 198 | 250 | 326 | 334 | 212 | 254 | 197 | 195 | 372 | 242 | 244 | 234 | 198 | 250 | 326 | 334 | 212 | 254 | 197 | 195 | 5.61 | 5.61 | 5.61 | 5.61 | 5.61 | 5.61 | 5.61 | 5.61 | 5.61 | 5.61 | 5.61 | 5.61 | 2087 | 1358 | 1369 | 1313 | 1111 | 1403 | 1829 | 1874 | 1189 | 1425 | 1105 | 1094 | 2087 | 1358 | 1369 | 1313 | 1111 | 1403 | 1829 | 1874 | 1189 | 1425 | 1105 | 1094 | 198.789 | 128.873 | 130.11 | 124.854 | 105.719 | 133.104 | 173.504 | 177.774 | 113.042 | 135.3 | 104.923 | 104.008 | 3058 | 3058 | 17157 | 17157 | 1630 | 2020
Vintage2019 | petroleum | TRUE | 221.6323.AK.IC | 6323 | N | . | Kiana | Alaska Village Elec Coop, Inc | 221 | AK | PACN |  |  | 22 | 1 | Electric Utility | IC | JF | WOO |  | A | barrels | 0 | 0 | 0 | 0 | 0 | 0 | 0 | 0 | 0 | 0 | 0 | 0 | 0 | 0 | 0 | 0 | 0 | 0 | 0 | 0 | 0 | 0 | 0 | 0 | 0 | 0 | 0 | 0 | 0 | 0 | 0 | 0 | 0 | 0 | 0 | 0 | 0 | 0 | 0 | 0 | 0 | 0 | 0 | 0 | 0 | 0 | 0 | 0 | 0 | 0 | 0 | 0 | 0 | 0 | 0 | 0 | 0 | 0 | 0 | 0 | 0 | 0 | 0 | 0 | 0 | 0 | 0 | 0 | 0 | 0 | 0 | 0 | 0 | 0 | 0 | 0 | 0 | 2020
Vintage2015 | petroleum | TRUE | 221.6329.AK.IC | 6329 | N | . | Mountain Village | Alaska Village Elec Coop, Inc | 221 | AK | PACN |  |  | 22 | 1 | Electric Utility | IC | DFO | DFO |  | A | barrels | 501 | 325 | 328 | 315 | 266 | 335 | 437 | 448 | 285 | 341 | 264 | 262 | 501 | 325 | 328 | 315 | 266 | 335 | 437 | 448 | 285 | 341 | 264 | 262 | 5.61 | 5.61 | 5.61 | 5.61 | 5.61 | 5.61 | 5.61 | 5.61 | 5.61 | 5.61 | 5.61 | 5.61 | 2811 | 1823 | 1840 | 1767 | 1492 | 1879 | 2452 | 2513 | 1599 | 1913 | 1481 | 1470 | 2811 | 1823 | 1840 | 1767 | 1492 | 1879 | 2452 | 2513 | 1599 | 1913 | 1481 | 1470 | 318.671 | 206.592 | 208.576 | 200.15 | 169.474 | 213.375 | 278.139 | 284.984 | 181.214 | 216.895 | 168.199 | 166.731 | 4107 | 4107 | 23040 | 23040 | 2613 | 2020
Vintage2015 | petroleum | TRUE | 221.6329.AK.IC | 6329 | N | . | Mountain Village | Alaska Village Elec Coop, Inc | 221 | AK | PACN |  |  | 22 | 1 | Electric Utility | IC | JF | WOO |  | A | barrels | 0 | 0 | 0 | 0 | 0 | 0 | 0 | 0 | 0 | 0 | 0 | 0 | 0 | 0 | 0 | 0 | 0 | 0 | 0 | 0 | 0 | 0 | 0 | 0 | 0 | 0 | 0 | 0 | 0 | 0 | 0 | 0 | 0 | 0 | 0 | 0 | 0 | 0 | 0 | 0 | 0 | 0 | 0 | 0 | 0 | 0 | 0 | 0 | 0 | 0 | 0 | 0 | 0 | 0 | 0 | 0 | 0 | 0 | 0 | 0 | 0 | 0 | 0 | 0 | 0 | 0 | 0 | 0 | 0 | 0 | 0 | 0 | 0 | 0 | 0 | 0 | 0 | 2020
Vintage2017 | petroleum | TRUE | 221.6330.AK.IC | 6330 | N | . | Noorvik | Alaska Village Elec Coop, Inc | 221 | AK | PACN |  |  | 22 | 1 | Electric Utility | IC | DFO | DFO |  | A | barrels | 406 | 263 | 265 | 254 | 215 | 271 | 354 | 362 | 230 | 276 | 214 | 212 | 406 | 263 | 265 | 254 | 215 | 271 | 354 | 362 | 230 | 276 | 214 | 212 | 5.61 | 5.61 | 5.61 | 5.61 | 5.61 | 5.61 | 5.61 | 5.61 | 5.61 | 5.61 | 5.61 | 5.61 | 2278 | 1475 | 1487 | 1425 | 1206 | 1520 | 1986 | 2031 | 1290 | 1548 | 1201 | 1189 | 2278 | 1475 | 1487 | 1425 | 1206 | 1520 | 1986 | 2031 | 1290 | 1548 | 1201 | 1189 | 235.617 | 152.75 | 154.217 | 147.987 | 125.306 | 157.765 | 205.651 | 210.712 | 133.986 | 160.368 | 124.363 | 123.278 | 3322 | 3322 | 18636 | 18636 | 1932 | 2020
Vintage2017 | petroleum | TRUE | 221.6330.AK.IC | 6330 | N | . | Noorvik | Alaska Village Elec Coop, Inc | 221 | AK | PACN |  |  | 22 | 1 | Electric Utility | IC | JF | WOO |  | A | barrels | 0 | 0 | 0 | 0 | 0 | 0 | 0 | 0 | 0 | 0 | 0 | 0 | 0 | 0 | 0 | 0 | 0 | 0 | 0 | 0 | 0 | 0 | 0 | 0 | 0 | 0 | 0 | 0 | 0 | 0 | 0 | 0 | 0 | 0 | 0 | 0 | 0 | 0 | 0 | 0 | 0 | 0 | 0 | 0 | 0 | 0 | 0 | 0 | 0 | 0 | 0 | 0 | 0 | 0 | 0 | 0 | 0 | 0 | 0 | 0 | 0 | 0 | 0 | 0 | 0 | 0 | 0 | 0 | 0 | 0 | 0 | 0 | 0 | 0 | 0 | 0 | 0 | 2020
Vintage2006 | petroleum | TRUE | 221.6338.AK.IC | 6338 | N | . | St Marys IC | Alaska Village Elec Coop, Inc | 221 | AK | PACN |  |  | 22 | 1 | Electric Utility | IC | DFO | DFO |  | A | barrels | 463 | 300 | 303 | 291 | 246 | 310 | 404 | 414 | 263 | 315 | 244 | 242 | 463 | 300 | 303 | 291 | 246 | 310 | 404 | 414 | 263 | 315 | 244 | 242 | 5.61 | 5.61 | 5.61 | 5.61 | 5.61 | 5.61 | 5.61 | 5.61 | 5.61 | 5.61 | 5.61 | 5.61 | 2597 | 1683 | 1700 | 1633 | 1380 | 1739 | 2266 | 2323 | 1475 | 1767 | 1369 | 1358 | 2597 | 1683 | 1700 | 1633 | 1380 | 1739 | 2266 | 2323 | 1475 | 1767 | 1369 | 1358 | 448.065 | 290.479 | 293.267 | 281.42 | 238.288 | 300.015 | 391.077 | 400.701 | 254.796 | 304.964 | 236.496 | 234.432 | 3795 | 3795 | 21290 | 21290 | 3674 | 2020
Vintage2006 | petroleum | TRUE | 221.6338.AK.IC | 6338 | N | . | St Marys IC | Alaska Village Elec Coop, Inc | 221 | AK | PACN |  |  | 22 | 1 | Electric Utility | IC | JF | WOO |  | A | barrels | 0 | 0 | 0 | 0 | 0 | 0 | 0 | 0 | 0 | 0 | 0 | 0 | 0 | 0 | 0 | 0 | 0 | 0 | 0 | 0 | 0 | 0 | 0 | 0 | 0 | 0 | 0 | 0 | 0 | 0 | 0 | 0 | 0 | 0 | 0 | 0 | 0 | 0 | 0 | 0 | 0 | 0 | 0 | 0 | 0 | 0 | 0 | 0 | 0 | 0 | 0 | 0 | 0 | 0 | 0 | 0 | 0 | 0 | 0 | 0 | 0 | 0 | 0 | 0 | 0 | 0 | 0 | 0 | 0 | 0 | 0 | 0 | 0 | 0 | 0 | 0 | 0 | 2020
Vintage2020 | petroleum | TRUE | 221.6341.AK.IC | 6341 | N | . | Selawik | Alaska Village Elec Coop, Inc | 221 | AK | PACN |  |  | 22 | 1 | Electric Utility | IC | DFO | DFO |  | A | barrels | 625 | 406 | 409 | 393 | 333 | 419 | 546 | 559 | 356 | 426 | 330 | 327 | 625 | 406 | 409 | 393 | 333 | 419 | 546 | 559 | 356 | 426 | 330 | 327 | 5.61 | 5.61 | 5.61 | 5.61 | 5.61 | 5.61 | 5.61 | 5.61 | 5.61 | 5.61 | 5.61 | 5.61 | 3506 | 2278 | 2294 | 2205 | 1868 | 2351 | 3063 | 3136 | 1997 | 2390 | 1851 | 1834 | 3506 | 2278 | 2294 | 2205 | 1868 | 2351 | 3063 | 3136 | 1997 | 2390 | 1851 | 1834 | 351.72 | 228.019 | 230.208 | 220.908 | 187.05 | 235.505 | 306.986 | 314.54 | 200.009 | 239.389 | 185.643 | 184.023 | 5129 | 5129 | 28773 | 28773 | 2884 | 2020
Vintage2020 | petroleum | TRUE | 221.6341.AK.IC | 6341 | N | . | Selawik | Alaska Village Elec Coop, Inc | 221 | AK | PACN |  |  | 22 | 1 | Electric Utility | IC | JF | WOO |  | A | barrels | 0 | 0 | 0 | 0 | 0 | 0 | 0 | 0 | 0 | 0 | 0 | 0 | 0 | 0 | 0 | 0 | 0 | 0 | 0 | 0 | 0 | 0 | 0 | 0 | 0 | 0 | 0 | 0 | 0 | 0 | 0 | 0 | 0 | 0 | 0 | 0 | 0 | 0 | 0 | 0 | 0 | 0 | 0 | 0 | 0 | 0 | 0 | 0 | 0 | 0 | 0 | 0 | 0 | 0 | 0 | 0 | 0 | 0 | 0 | 0 | 0 | 0 | 0 | 0 | 0 | 0 | 0 | 0 | 0 | 0 | 0 | 0 | 0 | 0 | 0 | 0 | 0 | 2020
Vintage2006 | petroleum | TRUE | 221.6345.AK.IC | 6345 | N | . | Shishmaref | Alaska Village Elec Coop, Inc | 221 | AK | PACN |  |  | 22 | 1 | Electric Utility | IC | DFO | DFO |  | A | barrels | 386 | 250 | 252 | 242 | 205 | 258 | 336 | 345 | 219 | 262 | 203 | 202 | 386 | 250 | 252 | 242 | 205 | 258 | 336 | 345 | 219 | 262 | 203 | 202 | 5.61 | 5.61 | 5.61 | 5.61 | 5.61 | 5.61 | 5.61 | 5.61 | 5.61 | 5.61 | 5.61 | 5.61 | 2165 | 1403 | 1414 | 1358 | 1150 | 1447 | 1885 | 1935 | 1229 | 1470 | 1139 | 1133 | 2165 | 1403 | 1414 | 1358 | 1150 | 1447 | 1885 | 1935 | 1229 | 1470 | 1139 | 1133 | 212.812 | 137.965 | 139.29 | 133.663 | 113.177 | 142.495 | 185.746 | 190.317 | 121.018 | 144.845 | 112.326 | 111.346 | 3160 | 3160 | 17728 | 17728 | 1745 | 2020
Vintage2006 | petroleum | TRUE | 221.6345.AK.IC | 6345 | N | . | Shishmaref | Alaska Village Elec Coop, Inc | 221 | AK | PACN |  |  | 22 | 1 | Electric Utility | IC | JF | WOO |  | A | barrels | 0 | 0 | 0 | 0 | 0 | 0 | 0 | 0 | 0 | 0 | 0 | 0 | 0 | 0 | 0 | 0 | 0 | 0 | 0 | 0 | 0 | 0 | 0 | 0 | 0 | 0 | 0 | 0 | 0 | 0 | 0 | 0 | 0 | 0 | 0 | 0 | 0 | 0 | 0 | 0 | 0 | 0 | 0 | 0 | 0 | 0 | 0 | 0 | 0 | 0 | 0 | 0 | 0 | 0 | 0 | 0 | 0 | 0 | 0 | 0 | 0 | 0 | 0 | 0 | 0 | 0 | 0 | 0 | 0 | 0 | 0 | 0 | 0 | 0 | 0 | 0 | 0 | 2020
Vintage2019 | petroleum | TRUE | 221.6348.AK.IC | 6348 | N | . | Togiak | Alaska Village Elec Coop, Inc | 221 | AK | PACN |  |  | 22 | 1 | Electric Utility | IC | DFO | DFO |  | A | barrels | 585 | 379 | 383 | 367 | 311 | 392 | 511 | 523 | 333 | 398 | 309 | 306 | 585 | 379 | 383 | 367 | 311 | 392 | 511 | 523 | 333 | 398 | 309 | 306 | 5.61 | 5.61 | 5.61 | 5.61 | 5.61 | 5.61 | 5.61 | 5.61 | 5.61 | 5.61 | 5.61 | 5.61 | 3282 | 2126 | 2149 | 2059 | 1745 | 2199 | 2867 | 2934 | 1868 | 2233 | 1733 | 1717 | 3282 | 2126 | 2149 | 2059 | 1745 | 2199 | 2867 | 2934 | 1868 | 2233 | 1733 | 1717 | 351.6 | 227.939 | 230.128 | 220.831 | 186.986 | 235.423 | 306.879 | 314.431 | 199.939 | 239.306 | 185.579 | 183.959 | 4797 | 4797 | 26912 | 26912 | 2883 | 2020
Vintage2019 | petroleum | TRUE | 221.6348.AK.IC | 6348 | N | . | Togiak | Alaska Village Elec Coop, Inc | 221 | AK | PACN |  |  | 22 | 1 | Electric Utility | IC | JF | WOO |  | A | barrels | 0 | 0 | 0 | 0 | 0 | 0 | 0 | 0 | 0 | 0 | 0 | 0 | 0 | 0 | 0 | 0 | 0 | 0 | 0 | 0 | 0 | 0 | 0 | 0 | 0 | 0 | 0 | 0 | 0 | 0 | 0 | 0 | 0 | 0 | 0 | 0 | 0 | 0 | 0 | 0 | 0 | 0 | 0 | 0 | 0 | 0 | 0 | 0 | 0 | 0 | 0 | 0 | 0 | 0 | 0 | 0 | 0 | 0 | 0 | 0 | 0 | 0 | 0 | 0 | 0 | 0 | 0 | 0 | 0 | 0 | 0 | 0 | 0 | 0 | 0 | 0 | 0 | 2020
Vintage1974 | petroleum | TRUE | 8723.6356.MI.GT | 6356 | N | . | Sixth Street Gas Turbine | City of Holland | 8723 | MI | ENC | RFC |  | 22 | 1 | Electric Utility | GT | DFO | DFO | MISO | A | barrels | 12 | 5 | 12 | 6 | 14 | 13 | 15 | 22 | 9 | 4 | 5 | 16 | 12 | 5 | 12 | 6 | 14 | 13 | 15 | 22 | 9 | 4 | 5 | 16 | 5.7 | 5.7 | 5.7 | 5.7 | 5.7 | 5.7 | 5.7 | 5.7 | 5.7 | 5.7 | 5.7 | 5.7 | 68 | 29 | 68 | 34 | 80 | 74 | 86 | 125 | 51 | 23 | 29 | 91 | 68 | 29 | 68 | 34 | 80 | 74 | 86 | 125 | 51 | 23 | 29 | 91 | -9.338 | -3.983 | -8.584 | -4.773 | -10.269 | -9.716 | -11.127 | -16.205 | -6.903 | -2.845 | -3.562 | -11.695 | 133 | 133 | 758 | 758 | -99 | 2020
Vintage1994 | natural gas combined cycle | TRUE | 9130.6358.MN.CA | 6358 | N | . | Hutchinson Plant #2 | Hutchinson Utilities Comm | 9130 | MN | WNC | MRO |  | 22 | 1 | Electric Utility | CA | NG | NG | MISO | AM | mcf | 0 | 0 | 0 | 0 | 0 | 0 | 0 | 0 | 0 | 0 | 0 | 0 | 0 | 0 | 0 | 0 | 0 | 0 | 0 | 0 | 0 | 0 | 0 | 0 | 0 | 0 | 0 | 0 | 0 | 0 | 0 | 0 | 0 | 0 | 0 | 0 | 0 | 0 | 0 | 0 | 0 | 0 | 0 | 0 | 0 | 0 | 0 | 0 | 0 | 0 | 0 | 0 | 0 | 0 | 0 | 0 | 0 | 0 | 0 | 0 | 0 | 0 | 0 | 0 | 0 | 0 | 672 | 324 | 0 | 0 | 0 | 0 | 0 | 0 | 0 | 0 | 996 | 2020
Vintage1994 | natural gas combined cycle | TRUE | 9130.6358.MN.CT | 6358 | N | . | Hutchinson Plant #2 | Hutchinson Utilities Comm | 9130 | MN | WNC | MRO |  | 22 | 1 | Electric Utility | CT | NG | NG | MISO | AM | mcf | 0 | 0 | 5396 | 0 | 0 | 8119 | 34856 | 29655 | 368 | 4656 | 0 | 1590 | 0 | 0 | 5396 | 0 | 0 | 8119 | 34856 | 29655 | 368 | 4656 | 0 | 1590 | 0 | 0 | 1.102 | 0 | 0 | 1.082 | 1.088 | 1.102 | 1.121 | 1.11 | 0 | 1.11 | 0 | 0 | 5946 | 0 | 0 | 8785 | 37923 | 32680 | 413 | 5168 | 0 | 1765 | 0 | 0 | 5946 | 0 | 0 | 8785 | 37923 | 32680 | 413 | 5168 | 0 | 1765 | 0 | 0 | 560 | 0 | 0 | 840 | 3600 | 3120 | 40 | 500 | 0 | 170 | 84640 | 84640 | 92680 | 92680 | 8830 | 2020
Vintage2001 | natural gas peaker | TRUE | 9130.6358.MN.GT | 6358 | N | . | Hutchinson Plant #2 | Hutchinson Utilities Comm | 9130 | MN | WNC | MRO |  | 22 | 1 | Electric Utility | GT | NG | NG | MISO | A | mcf | 67 | 48 | 46 | 42 | 33 | 49 | 65 | 48 | 30 | 41 | 32 | 51 | 67 | 48 | 46 | 42 | 33 | 49 | 65 | 48 | 30 | 41 | 32 | 51 | 1.088 | 1.088 | 1.088 | 1.088 | 1.088 | 1.088 | 1.088 | 1.088 | 1.088 | 1.088 | 1.088 | 1.088 | 73 | 52 | 50 | 46 | 36 | 53 | 71 | 52 | 33 | 45 | 35 | 55 | 73 | 52 | 50 | 46 | 36 | 53 | 71 | 52 | 33 | 45 | 35 | 55 | 6.118 | 4.303 | 4.174 | 3.773 | 2.994 | 4.441 | 5.867 | 4.373 | 2.685 | 3.751 | 2.916 | 4.605 | 552 | 552 | 601 | 601 | 50 | 2020
Vintage1986 | hydro | TRUE | 6169.6359.ID.HY | 6359 | N | . | Felt | Fall River Rural Elec Coop Inc | 6169 | ID | MTN | WECC |  | 22 | 1 | Electric Utility | HY | WAT | HYC | PACE | A |  | 0 | 0 | 0 | 0 | 0 | 0 | 0 | 0 | 0 | 0 | 0 | 0 | 0 | 0 | 0 | 0 | 0 | 0 | 0 | 0 | 0 | 0 | 0 | 0 | 0 | 0 | 0 | 0 | 0 | 0 | 0 | 0 | 0 | 0 | 0 | 0 | 16856 | 17754 | 18471 | 20780 | 23637 | 23025 | 23329 | 23488 | 17061 | 18665 | 18194 | 16896 | 16856 | 17754 | 18471 | 20780 | 23637 | 23025 | 23329 | 23488 | 17061 | 18665 | 18194 | 16896 | 1922.712 | 2025.094 | 2106.848 | 2370.227 | 2696.157 | 2626.27 | 2661.037 | 2679.093 | 1946.046 | 2128.997 | 2075.284 | 1927.235 | 0 | 0 | 238156 | 238156 | 27165 | 2020
Vintage1976 | petroleum | TRUE | 3828.6369.MI.IC | 6369 | N | . | Detour | Cloverland Electric Co-op | 3828 | MI | ENC | RFC |  | 22 | 1 | Electric Utility | IC | DFO | DFO | MISO | A | barrels | 85 | 36 | 78 | 44 | 94 | 89 | 101 | 148 | 63 | 26 | 32 | 107 | 85 | 36 | 78 | 44 | 94 | 89 | 101 | 148 | 63 | 26 | 32 | 107 | 6.2 | 6.2 | 6.2 | 6.2 | 6.2 | 6.2 | 6.2 | 6.2 | 6.2 | 6.2 | 6.2 | 6.2 | 527 | 223 | 484 | 273 | 583 | 552 | 626 | 918 | 391 | 161 | 198 | 663 | 527 | 223 | 484 | 273 | 583 | 552 | 626 | 918 | 391 | 161 | 198 | 663 | 17.92 | 7.644 | 16.474 | 9.161 | 19.708 | 18.646 | 21.356 | 31.1 | 13.247 | 5.461 | 6.837 | 22.446 | 903 | 903 | 5599 | 5599 | 190 | 2020
Vintage2001 | petroleum | TRUE | 11018.6373.NE.GT | 6373 | N | . | Rokeby | Lincoln Electric System | 11018 | NE | WNC | MRO |  | 22 | 1 | Electric Utility | GT | DFO | DFO | SWPP | A | barrels | 178 | 185 | 158 | 179 | 206 | 248 | 127 | 205 | 157 | 196 | 264 | 210 | 178 | 185 | 158 | 179 | 206 | 248 | 127 | 205 | 157 | 196 | 264 | 210 | 5.8 | 5.8 | 5.8 | 5.8 | 5.8 | 5.8 | 5.8 | 5.8 | 5.8 | 5.8 | 5.8 | 5.8 | 1032 | 1073 | 916 | 1038 | 1195 | 1438 | 737 | 1189 | 911 | 1137 | 1531 | 1218 | 1032 | 1073 | 916 | 1038 | 1195 | 1438 | 737 | 1189 | 911 | 1137 | 1531 | 1218 | 85.467 | 88.862 | 75.924 | 86.104 | 99.234 | 119.625 | 61.035 | 98.94 | 75.779 | 94.545 | 126.987 | 101.233 | 2313 | 2313 | 13415 | 13415 | 1113.735 | 2020
Vintage2001 | natural gas peaker | TRUE | 11018.6373.NE.GT | 6373 | N | . | Rokeby | Lincoln Electric System | 11018 | NE | WNC | MRO |  | 22 | 1 | Electric Utility | GT | NG | NG | SWPP | A | mcf | 24443 | 15339 | 10807 | 9162 | 9977 | 27066 | 36741 | 22061 | 14003 | 20938 | 9412 | 10319 | 24443 | 15339 | 10807 | 9162 | 9977 | 27066 | 36741 | 22061 | 14003 | 20938 | 9412 | 10319 | 1 | 1 | 1 | 1 | 1 | 1 | 1 | 1 | 1 | 1 | 1 | 1 | 24443 | 15339 | 10807 | 9162 | 9977 | 27066 | 36741 | 22061 | 14003 | 20938 | 9412 | 10319 | 24443 | 15339 | 10807 | 9162 | 9977 | 27066 | 36741 | 22061 | 14003 | 20938 | 9412 | 10319 | 2029.293 | 1273.404 | 897.15 | 760.618 | 828.282 | 2246.98 | 3050.188 | 1831.524 | 1162.526 | 1738.228 | 781.359 | 856.713 | 210268 | 210268 | 210268 | 210268 | 17456.265 | 2020
Vintage1997 | petroleum | TRUE | 11018.6373.NE.IC | 6373 | N | . | Rokeby | Lincoln Electric System | 11018 | NE | WNC | MRO |  | 22 | 1 | Electric Utility | IC | DFO | DFO | SWPP | A | barrels | 1 | 1 | 1 | 1 | 1 | 3 | 1 | 1 | 1 | 1 | 2 | 1 | 1 | 1 | 1 | 1 | 1 | 3 | 1 | 1 | 1 | 1 | 2 | 1 | 5.8 | 5.8 | 5.8 | 5.8 | 5.8 | 5.8 | 5.8 | 5.8 | 5.8 | 5.8 | 5.8 | 5.8 | 6 | 6 | 6 | 6 | 6 | 17 | 6 | 6 | 6 | 6 | 12 | 6 | 6 | 6 | 6 | 6 | 6 | 17 | 6 | 6 | 6 | 6 | 12 | 6 | 0.616 | 0.638 | 0.545 | 0.618 | 0.713 | 0.859 | 0.438 | 0.711 | 0.544 | 0.679 | 0.912 | 0.727 | 15 | 15 | 89 | 89 | 8 | 2020
Vintage2017 | other | TRUE | 13683.6377.NC.BA | 6377 | N | . | Ocracoke Hybrid | North Carolina El Member Corp | 13683 | NC | SAT | SERC |  | 22 | 1 | Electric Utility | BA | MWH | OTH | PJM | A | megawatthours | 0 | 0 | 0 | 0 | 0 | 0 | 0 | 0 | 0 | 0 | 0 | 7 | 0 | 0 | 0 | 0 | 0 | 0 | 0 | 0 | 0 | 0 | 0 | 7 | 0 | 0 | 0 | 0 | 0 | 0 | 0 | 0 | 0 | 0 | 0 | 0 | 0 | 0 | 0 | 0 | 0 | 0 | 0 | 0 | 0 | 0 | 0 | 0 | 0 | 0 | 0 | 0 | 0 | 0 | 0 | 0 | 0 | 0 | 0 | 0 | 0 | 0 | 0 | 0 | 0 | 0 | 0 | 0 | 0 | 0 | 0 | 7 | 7 | 7 | 0 | 0 | 7 | 2020
Vintage1991 | petroleum | TRUE | 13683.6377.NC.IC | 6377 | N | . | Ocracoke Hybrid | North Carolina El Member Corp | 13683 | NC | SAT | SERC |  | 22 | 1 | Electric Utility | IC | DFO | DFO | PJM | A | barrels | 36 | 13 | 11 | 14 | 28 | 13 | 12 | 17 | 12 | 15 | 14 | 25 | 36 | 13 | 11 | 14 | 28 | 13 | 12 | 17 | 12 | 15 | 14 | 25 | 5.8 | 5.8 | 5.8 | 5.8 | 5.8 | 5.8 | 5.8 | 5.8 | 5.8 | 5.8 | 5.8 | 5.8 | 209 | 75 | 64 | 81 | 162 | 75 | 70 | 99 | 70 | 87 | 81 | 145 | 209 | 75 | 64 | 81 | 162 | 75 | 70 | 99 | 70 | 87 | 81 | 145 | -6.602 | -2.334 | -2.071 | -2.463 | -4.982 | -2.367 | -2.168 | -3.114 | -2.216 | -2.675 | -2.452 | -4.556 | 210 | 210 | 1218 | 1218 | -38 | 2020
Vintage1920 | hydro | TRUE | 61350.6378.MA.HY | 6378 | N | . | Dwight | Central Rivers Power MA, LLC | 61350 | MA | NEW | NPCC |  | 22 | 2 | NAICS-22 Non-Cogen | HY | WAT | HYC | ISNE | A |  | 0 | 0 | 0 | 0 | 0 | 0 | 0 | 0 | 0 | 0 | 0 | 0 | 0 | 0 | 0 | 0 | 0 | 0 | 0 | 0 | 0 | 0 | 0 | 0 | 0 | 0 | 0 | 0 | 0 | 0 | 0 | 0 | 0 | 0 | 0 | 0 | 4300 | 3665 | 5001 | 5396 | 4863 | 1610 | 2044 | 1105 | 629 | 2340 | 2759 | 3722 | 4300 | 3665 | 5001 | 5396 | 4863 | 1610 | 2044 | 1105 | 629 | 2340 | 2759 | 3722 | 490.499 | 418.031 | 570.458 | 615.492 | 554.668 | 183.588 | 233.189 | 126.075 | 71.769 | 266.929 | 314.752 | 424.55 | 0 | 0 | 37434 | 37434 | 4270 | 2020
Vintage1928 | hydro | TRUE | 61350.6379.MA.HY | 6379 | N | . | Indian Orchard | Central Rivers Power MA, LLC | 61350 | MA | NEW | NPCC |  | 22 | 2 | NAICS-22 Non-Cogen | HY | WAT | HYC | ISNE | A |  | 0 | 0 | 0 | 0 | 0 | 0 | 0 | 0 | 0 | 0 | 0 | 0 | 0 | 0 | 0 | 0 | 0 | 0 | 0 | 0 | 0 | 0 | 0 | 0 | 0 | 0 | 0 | 0 | 0 | 0 | 0 | 0 | 0 | 0 | 0 | 0 | 6987 | 5955 | 8126 | 8768 | 7901 | 2615 | 3322 | 1796 | 1022 | 3802 | 4484 | 6048 | 6987 | 5955 | 8126 | 8768 | 7901 | 2615 | 3322 | 1796 | 1022 | 3802 | 4484 | 6048 | 796.974 | 679.228 | 926.894 | 1000.067 | 901.238 | 298.298 | 378.89 | 204.85 | 116.612 | 433.713 | 511.417 | 689.819 | 0 | 0 | 60826 | 60826 | 6938 | 2020
Vintage1913 | hydro | TRUE | 58185.6388.MA.HY | 6388 | N | . | Turners Falls | FirstLight Power Resources, Inc. - MA | 58185 | MA | NEW | NPCC |  | 22 | 2 | NAICS-22 Non-Cogen | HY | WAT | HYC | ISNE | A |  | 0 | 0 | 0 | 0 | 0 | 0 | 0 | 0 | 0 | 0 | 0 | 0 | 0 | 0 | 0 | 0 | 0 | 0 | 0 | 0 | 0 | 0 | 0 | 0 | 0 | 0 | 0 | 0 | 0 | 0 | 0 | 0 | 0 | 0 | 0 | 0 | 23950 | 20412 | 27854 | 30053 | 27083 | 8964 | 11386 | 6156 | 3504 | 13034 | 15369 | 20730 | 23950 | 20412 | 27854 | 30053 | 27083 | 8964 | 11386 | 6156 | 3504 | 13034 | 15369 | 20730 | 2731.854 | 2328.249 | 3177.197 | 3428.019 | 3089.255 | 1022.504 | 1298.757 | 702.183 | 399.722 | 1486.678 | 1753.03 | 2364.552 | 0 | 0 | 208495 | 208495 | 23782 | 2020
Vintage1993 | petroleum | TRUE | 84.6390.VA.IC | 6390 | N | . | Tangier | A & N Electric Coop | 84 | VA | SAT | RFC |  | 22 | 1 | Electric Utility | IC | DFO | DFO | PJM | A | barrels | 30 | 17 | 33 | 19 | 47 | 41 | 72 | 70 | 86 | 29 | 59 | 97 | 30 | 17 | 33 | 19 | 47 | 41 | 72 | 70 | 86 | 29 | 59 | 97 | 5.83 | 5.83 | 5.83 | 5.83 | 5.83 | 5.83 | 5.83 | 5.83 | 5.83 | 5.83 | 5.83 | 5.83 | 175 | 99 | 192 | 111 | 274 | 239 | 420 | 408 | 501 | 169 | 344 | 566 | 175 | 99 | 192 | 111 | 274 | 239 | 420 | 408 | 501 | 169 | 344 | 566 | 16.983 | 9.435 | 18.865 | 10.465 | 26.436 | 23.157 | 40.77 | 39.353 | 48.487 | 16.094 | 33.502 | 54.453 | 600 | 600 | 3498 | 3498 | 338 | 2020
Vintage1994 | petroleum | TRUE | 84.6391.MD.IC | 6391 | N | . | Smith Island | A & N Electric Coop | 84 | MD | SAT | RFC |  | 22 | 1 | Electric Utility | IC | DFO | DFO | PJM | A | barrels | 19 | 4 | 8 | 7 | 2 | 32 | 40 | 15 | 16 | 2 | 3 | 8 | 19 | 4 | 8 | 7 | 2 | 32 | 40 | 15 | 16 | 2 | 3 | 8 | 5.83 | 5.83 | 5.83 | 5.83 | 5.83 | 5.83 | 5.83 | 5.83 | 5.83 | 5.83 | 5.83 | 5.83 | 111 | 23 | 47 | 41 | 12 | 187 | 233 | 87 | 93 | 12 | 17 | 47 | 111 | 23 | 47 | 41 | 12 | 187 | 233 | 87 | 93 | 12 | 17 | 47 | 10.287 | 2.44 | 4.467 | 3.851 | 0.862 | 17.275 | 21.677 | 8.07 | 8.459 | 1.285 | 1.829 | 4.498 | 156 | 156 | 910 | 910 | 85 | 2020
Vintage1951 | hydro | TRUE | 11273.6393.WY.HY | 6393 | N | . | Strawberry Creek | Lower Valley Energy Inc | 11273 | WY | MTN | WECC |  | 22 | 1 | Electric Utility | HY | WAT | HYC | BPAT | A |  | 0 | 0 | 0 | 0 | 0 | 0 | 0 | 0 | 0 | 0 | 0 | 0 | 0 | 0 | 0 | 0 | 0 | 0 | 0 | 0 | 0 | 0 | 0 | 0 | 0 | 0 | 0 | 0 | 0 | 0 | 0 | 0 | 0 | 0 | 0 | 0 | 6285 | 6620 | 6887 | 7748 | 8814 | 8585 | 8699 | 8758 | 6362 | 6960 | 6784 | 6300 | 6285 | 6620 | 6887 | 7748 | 8814 | 8585 | 8699 | 8758 | 6362 | 6960 | 6784 | 6300 | 716.922 | 755.096 | 785.579 | 883.785 | 1005.315 | 979.256 | 992.219 | 998.952 | 725.621 | 793.838 | 773.81 | 718.607 | 0 | 0 | 88802 | 88802 | 10129 | 2020
Vintage2010 | hydro | TRUE | 11273.6394.WY.HY | 6394 | N | . | Swift Creek | Lower Valley Energy Inc | 11273 | WY | MTN | WECC |  | 22 | 1 | Electric Utility | HY | WAT | HYC | BPAT | A |  | 0 | 0 | 0 | 0 | 0 | 0 | 0 | 0 | 0 | 0 | 0 | 0 | 0 | 0 | 0 | 0 | 0 | 0 | 0 | 0 | 0 | 0 | 0 | 0 | 0 | 0 | 0 | 0 | 0 | 0 | 0 | 0 | 0 | 0 | 0 | 0 | 4646 | 4894 | 5091 | 5728 | 6516 | 6347 | 6431 | 6474 | 4703 | 5145 | 5015 | 4657 | 4646 | 4894 | 5091 | 5728 | 6516 | 6347 | 6431 | 6474 | 4703 | 5145 | 5015 | 4657 | 529.994 | 558.215 | 580.75 | 653.35 | 743.192 | 723.928 | 733.512 | 738.489 | 536.425 | 586.855 | 572.05 | 531.24 | 0 | 0 | 65647 | 65647 | 7488 | 2020
Vintage1951 | hydro | TRUE | 2518.6395.ID.HY | 6395 | N | . | Anderson Ranch | U S Bureau of Reclamation | 2518 | ID | MTN | WECC |  | 22 | 1 | Electric Utility | HY | WAT | HYC | BPAT | A |  | 0 | 0 | 0 | 0 | 0 | 0 | 0 | 0 | 0 | 0 | 0 | 0 | 0 | 0 | 0 | 0 | 0 | 0 | 0 | 0 | 0 | 0 | 0 | 0 | 0 | 0 | 0 | 0 | 0 | 0 | 0 | 0 | 0 | 0 | 0 | 0 | 59024 | 62167 | 64676 | 72762 | 82767 | 80622 | 81689 | 82243 | 59740 | 65356 | 63708 | 59163 | 59024 | 62167 | 64676 | 72762 | 82767 | 80622 | 81689 | 82243 | 59740 | 65356 | 63708 | 59163 | 6732.503 | 7090.998 | 7377.264 | 8299.502 | 9440.767 | 9196.053 | 9317.792 | 9381.016 | 6814.206 | 7454.82 | 7266.742 | 6748.337 | 0 | 0 | 833917 | 833917 | 95120 | 2020
Vintage1925 | hydro | TRUE | 2518.6396.ID.HY | 6396 | N | . | Black Canyon | U S Bureau of Reclamation | 2518 | ID | MTN | WECC |  | 22 | 1 | Electric Utility | HY | WAT | HYC | BPAT | A |  | 0 | 0 | 0 | 0 | 0 | 0 | 0 | 0 | 0 | 0 | 0 | 0 | 0 | 0 | 0 | 0 | 0 | 0 | 0 | 0 | 0 | 0 | 0 | 0 | 0 | 0 | 0 | 0 | 0 | 0 | 0 | 0 | 0 | 0 | 0 | 0 | 37533 | 39532 | 41128 | 46269 | 52632 | 51268 | 51946 | 52299 | 37989 | 41560 | 40512 | 37622 | 37533 | 39532 | 41128 | 46269 | 52632 | 51268 | 51946 | 52299 | 37989 | 41560 | 40512 | 37622 | 4281.212 | 4509.18 | 4691.217 | 5277.67 | 6003.403 | 5847.789 | 5925.203 | 5965.407 | 4333.167 | 4740.535 | 4620.936 | 4291.281 | 0 | 0 | 530290 | 530290 | 60487 | 2020
Vintage2004 | hydro | TRUE | 2518.6397.ID.HY | 6397 | N | . | Boise R Diversion | U S Bureau of Reclamation | 2518 | ID | MTN | WECC |  | 22 | 1 | Electric Utility | HY | WAT | HYC | IPCO | A |  | 0 | 0 | 0 | 0 | 0 | 0 | 0 | 0 | 0 | 0 | 0 | 0 | 0 | 0 | 0 | 0 | 0 | 0 | 0 | 0 | 0 | 0 | 0 | 0 | 0 | 0 | 0 | 0 | 0 | 0 | 0 | 0 | 0 | 0 | 0 | 0 | 3552 | 3742 | 3893 | 4379 | 4982 | 4852 | 4917 | 4950 | 3596 | 3934 | 3834 | 3561 | 3552 | 3742 | 3893 | 4379 | 4982 | 4852 | 4917 | 4950 | 3596 | 3934 | 3834 | 3561 | 405.211 | 426.787 | 444.016 | 499.523 | 568.213 | 553.484 | 560.811 | 564.616 | 410.128 | 448.684 | 437.364 | 406.163 | 0 | 0 | 50192 | 50192 | 5725 | 2020
Vintage1997 | hydro | TRUE | 2518.6398.ID.HY | 6398 | N | . | Minidoka | U S Bureau of Reclamation | 2518 | ID | MTN | WECC |  | 22 | 1 | Electric Utility | HY | WAT | HYC | BPAT | A |  | 0 | 0 | 0 | 0 | 0 | 0 | 0 | 0 | 0 | 0 | 0 | 0 | 0 | 0 | 0 | 0 | 0 | 0 | 0 | 0 | 0 | 0 | 0 | 0 | 0 | 0 | 0 | 0 | 0 | 0 | 0 | 0 | 0 | 0 | 0 | 0 | 30957 | 32606 | 33922 | 38162 | 43410 | 42285 | 42845 | 43135 | 31333 | 34278 | 33414 | 31030 | 30957 | 32606 | 33922 | 38162 | 43410 | 42285 | 42845 | 43135 | 31333 | 34278 | 33414 | 31030 | 3531.096 | 3719.121 | 3869.263 | 4352.963 | 4951.539 | 4823.191 | 4887.041 | 4920.201 | 3573.948 | 3909.94 | 3811.296 | 3539.401 | 0 | 0 | 437377 | 437377 | 49889 | 2020
Vintage1954 | hydro | TRUE | 2518.6400.MT.HY | 6400 | N | . | Canyon Ferry | U S Bureau of Reclamation | 2518 | MT | MTN | WECC |  | 22 | 1 | Electric Utility | HY | WAT | HYC | WAUW | A |  | 0 | 0 | 0 | 0 | 0 | 0 | 0 | 0 | 0 | 0 | 0 | 0 | 0 | 0 | 0 | 0 | 0 | 0 | 0 | 0 | 0 | 0 | 0 | 0 | 0 | 0 | 0 | 0 | 0 | 0 | 0 | 0 | 0 | 0 | 0 | 0 | 212745 | 224073 | 233119 | 262261 | 298325 | 290592 | 294439 | 296437 | 215326 | 235570 | 229626 | 213245 | 212745 | 224073 | 233119 | 262261 | 298325 | 290592 | 294439 | 296437 | 215326 | 235570 | 229626 | 213245 | 24266.523 | 25558.678 | 26590.492 | 29914.591 | 34028.15 | 33146.106 | 33584.899 | 33812.785 | 24561.014 | 26870.033 | 26192.13 | 24323.599 | 0 | 0 | 3005758 | 3005758 | 342849 | 2020
Vintage1940 | hydro | TRUE | 2518.6402.NM.HY | 6402 | N | . | Elephant Butte | U S Bureau of Reclamation | 2518 | NM | MTN | WECC |  | 22 | 1 | Electric Utility | HY | WAT | HYC | WACM | A |  | 0 | 0 | 0 | 0 | 0 | 0 | 0 | 0 | 0 | 0 | 0 | 0 | 0 | 0 | 0 | 0 | 0 | 0 | 0 | 0 | 0 | 0 | 0 | 0 | 0 | 0 | 0 | 0 | 0 | 0 | 0 | 0 | 0 | 0 | 0 | 0 | 33319 | 35093 | 36510 | 41074 | 46722 | 45511 | 46113 | 46426 | 33723 | 36894 | 35963 | 33397 | 33319 | 35093 | 36510 | 41074 | 46722 | 45511 | 46113 | 46426 | 33723 | 36894 | 35963 | 33397 | 3800.481 | 4002.85 | 4164.447 | 4685.048 | 5329.289 | 5191.149 | 5259.87 | 5295.56 | 3846.602 | 4208.227 | 4102.058 | 3809.419 | 0 | 0 | 470745 | 470745 | 53695 | 2020
Vintage1960 | hydro | TRUE | 2518.6403.OR.HY | 6403 | N | . | Green Springs | U S Bureau of Reclamation | 2518 | OR | PACC | WECC |  | 22 | 1 | Electric Utility | HY | WAT | HYC | BPAT | A |  | 0 | 0 | 0 | 0 | 0 | 0 | 0 | 0 | 0 | 0 | 0 | 0 | 0 | 0 | 0 | 0 | 0 | 0 | 0 | 0 | 0 | 0 | 0 | 0 | 0 | 0 | 0 | 0 | 0 | 0 | 0 | 0 | 0 | 0 | 0 | 0 | 40078 | 43405 | 34832 | 30975 | 53114 | 53336 | 48899 | 39322 | 29881 | 29429 | 35510 | 36426 | 40078 | 43405 | 34832 | 30975 | 53114 | 53336 | 48899 | 39322 | 29881 | 29429 | 35510 | 36426 | 4571.487 | 4950.904 | 3973.028 | 3533.129 | 6058.436 | 6083.695 | 5577.627 | 4485.186 | 3408.323 | 3356.842 | 4050.397 | 4154.946 | 0 | 0 | 475207 | 475207 | 54204 | 2020
Vintage1958 | hydro | TRUE | 2518.6404.UT.HY | 6404 | N | . | Deer Creek (UT) | U S Bureau of Reclamation | 2518 | UT | MTN | WECC |  | 22 | 1 | Electric Utility | HY | WAT | HYC | WAUW | A |  | 0 | 0 | 0 | 0 | 0 | 0 | 0 | 0 | 0 | 0 | 0 | 0 | 0 | 0 | 0 | 0 | 0 | 0 | 0 | 0 | 0 | 0 | 0 | 0 | 0 | 0 | 0 | 0 | 0 | 0 | 0 | 0 | 0 | 0 | 0 | 0 | 17069 | 17978 | 18704 | 21042 | 23936 | 23315 | 23624 | 23784 | 17276 | 18901 | 18424 | 17109 | 17069 | 17978 | 18704 | 21042 | 23936 | 23315 | 23624 | 23784 | 17276 | 18901 | 18424 | 17109 | 1946.991 | 2050.664 | 2133.45 | 2400.154 | 2730.2 | 2659.431 | 2694.636 | 2712.92 | 1970.618 | 2155.879 | 2101.488 | 1951.569 | 0 | 0 | 241162 | 241162 | 27508 | 2020
Vintage1964 | hydro | TRUE | 2518.6405.UT.HY | 6405 | N | . | Flaming Gorge | U S Bureau of Reclamation | 2518 | UT | MTN | WECC |  | 22 | 1 | Electric Utility | HY | WAT | HYC | WAUW | A |  | 0 | 0 | 0 | 0 | 0 | 0 | 0 | 0 | 0 | 0 | 0 | 0 | 0 | 0 | 0 | 0 | 0 | 0 | 0 | 0 | 0 | 0 | 0 | 0 | 0 | 0 | 0 | 0 | 0 | 0 | 0 | 0 | 0 | 0 | 0 | 0 | 315889 | 332710 | 346142 | 389413 | 442961 | 431479 | 437191 | 440158 | 319723 | 349780 | 340956 | 316632 | 315889 | 332710 | 346142 | 389413 | 442961 | 431479 | 437191 | 440158 | 319723 | 349780 | 340956 | 316632 | 36031.626 | 37950.257 | 39482.323 | 44418.04 | 50525.97 | 49216.287 | 49867.819 | 50206.19 | 36468.896 | 39897.393 | 38890.823 | 36116.376 | 0 | 0 | 4463034 | 4463034 | 509072 | 2020
Vintage1956 | hydro | TRUE | 2518.6406.WA.HY | 6406 | N | . | Chandler | U S Bureau of Reclamation | 2518 | WA | PACC | WECC |  | 22 | 1 | Electric Utility | HY | WAT | HYC | BPAT | A |  | 0 | 0 | 0 | 0 | 0 | 0 | 0 | 0 | 0 | 0 | 0 | 0 | 0 | 0 | 0 | 0 | 0 | 0 | 0 | 0 | 0 | 0 | 0 | 0 | 0 | 0 | 0 | 0 | 0 | 0 | 0 | 0 | 0 | 0 | 0 | 0 | 32939 | 36555 | 28234 | 24826 | 44829 | 45493 | 42186 | 32332 | 23338 | 23871 | 30263 | 31631 | 32939 | 36555 | 28234 | 24826 | 44829 | 45493 | 42186 | 32332 | 23338 | 23871 | 30263 | 31631 | 3757.197 | 4169.58 | 3220.535 | 2831.712 | 5113.34 | 5189.101 | 4811.924 | 3687.903 | 2662.01 | 2722.789 | 3451.912 | 3607.997 | 0 | 0 | 396497 | 396497 | 45226 | 2020
Vintage1958 | hydro | TRUE | 2518.6407.WA.HY | 6407 | N | . | Roza | U S Bureau of Reclamation | 2518 | WA | PACC | WECC |  | 22 | 1 | Electric Utility | HY | WAT | HYC | BPAT | A |  | 0 | 0 | 0 | 0 | 0 | 0 | 0 | 0 | 0 | 0 | 0 | 0 | 0 | 0 | 0 | 0 | 0 | 0 | 0 | 0 | 0 | 0 | 0 | 0 | 0 | 0 | 0 | 0 | 0 | 0 | 0 | 0 | 0 | 0 | 0 | 0 | 39475 | 43808 | 33837 | 29752 | 53724 | 54520 | 50557 | 38747 | 27969 | 28607 | 36268 | 37908 | 39475 | 43808 | 33837 | 29752 | 53724 | 54520 | 50557 | 38747 | 27969 | 28607 | 36268 | 37908 | 4502.72 | 4996.932 | 3859.572 | 3393.597 | 6127.958 | 6218.752 | 5766.733 | 4419.678 | 3190.222 | 3263.06 | 4136.86 | 4323.916 | 0 | 0 | 475172 | 475172 | 54200 | 2020
Vintage1948 | hydro | TRUE | 2518.6408.WY.HY | 6408 | N | . | Heart Mountain | U S Bureau of Reclamation | 2518 | WY | MTN | WECC |  | 22 | 1 | Electric Utility | HY | WAT | HYC | WAUW | A |  | 0 | 0 | 0 | 0 | 0 | 0 | 0 | 0 | 0 | 0 | 0 | 0 | 0 | 0 | 0 | 0 | 0 | 0 | 0 | 0 | 0 | 0 | 0 | 0 | 0 | 0 | 0 | 0 | 0 | 0 | 0 | 0 | 0 | 0 | 0 | 0 | 13122 | 13820 | 14378 | 16176 | 18400 | 17923 | 18160 | 18283 | 13281 | 14529 | 14163 | 13152 | 13122 | 13820 | 14378 | 16176 | 18400 | 17923 | 18160 | 18283 | 13281 | 14529 | 14163 | 13152 | 1496.694 | 1576.39 | 1640.03 | 1845.051 | 2098.764 | 2044.362 | 2071.426 | 2085.481 | 1514.857 | 1657.271 | 1615.46 | 1500.214 | 0 | 0 | 185387 | 185387 | 21146 | 2020
Vintage1955 | hydro | TRUE | 2518.6409.WY.HY | 6409 | N | . | Alcova | U S Bureau of Reclamation | 2518 | WY | MTN | WECC |  | 22 | 1 | Electric Utility | HY | WAT | HYC | WAUW | A |  | 0 | 0 | 0 | 0 | 0 | 0 | 0 | 0 | 0 | 0 | 0 | 0 | 0 | 0 | 0 | 0 | 0 | 0 | 0 | 0 | 0 | 0 | 0 | 0 | 0 | 0 | 0 | 0 | 0 | 0 | 0 | 0 | 0 | 0 | 0 | 0 | 86316 | 90912 | 94583 | 106406 | 121038 | 117901 | 119462 | 120272 | 87364 | 95577 | 93166 | 86519 | 86316 | 90912 | 94583 | 106406 | 121038 | 117901 | 119462 | 120272 | 87364 | 95577 | 93166 | 86519 | 9845.576 | 10369.839 | 10788.473 | 12137.149 | 13806.13 | 13448.261 | 13626.291 | 13718.75 | 9965.06 | 10901.89 | 10626.847 | 9868.734 | 0 | 0 | 1219516 | 1219516 | 139103 | 2020
Vintage1954 | hydro | TRUE | 9339.6410.TX.HY | 6410 | N | . | Falcon Dam & Power | International Bound & Wtr Comm | 9339 | TX | WSC | TRE |  | 22 | 1 | Electric Utility | HY | WAT | HYC | ERCO | A |  | 0 | 0 | 0 | 0 | 0 | 0 | 0 | 0 | 0 | 0 | 0 | 0 | 0 | 0 | 0 | 0 | 0 | 0 | 0 | 0 | 0 | 0 | 0 | 0 | 0 | 0 | 0 | 0 | 0 | 0 | 0 | 0 | 0 | 0 | 0 | 0 | 19307 | 40638 | 37550 | 45888 | 50087 | 22491 | 31223 | 24523 | 32148 | 31428 | 19436 | 21220 | 19307 | 40638 | 37550 | 45888 | 50087 | 22491 | 31223 | 24523 | 32148 | 31428 | 19436 | 21220 | 2202.197 | 4635.343 | 4283.053 | 5234.134 | 5713.116 | 2565.447 | 3561.393 | 2797.163 | 3666.927 | 3584.845 | 2216.981 | 2420.401 | 0 | 0 | 375939 | 375939 | 42881 | 2020
Vintage1965 | hydro | TRUE | 19449.6413.TX.HY | 6413 | N | . | Sam Rayburn Dam | USACE-Fort Worth District | 19449 | TX | WSC | TRE |  | 22 | 1 | Electric Utility | HY | WAT | HYC | MISO | A |  | 0 | 0 | 0 | 0 | 0 | 0 | 0 | 0 | 0 | 0 | 0 | 0 | 0 | 0 | 0 | 0 | 0 | 0 | 0 | 0 | 0 | 0 | 0 | 0 | 0 | 0 | 0 | 0 | 0 | 0 | 0 | 0 | 0 | 0 | 0 | 0 | 59986 | 126262 | 116666 | 142573 | 155620 | 69880 | 97009 | 76192 | 99883 | 97648 | 60388 | 65929 | 59986 | 126262 | 116666 | 142573 | 155620 | 69880 | 97009 | 76192 | 99883 | 97648 | 60388 | 65929 | 6842.21 | 14401.981 | 13307.418 | 16262.422 | 17750.616 | 7970.828 | 11065.227 | 8690.769 | 11393.12 | 11138.092 | 6888.145 | 7520.172 | 0 | 0 | 1168036 | 1168036 | 133231 | 2020
Vintage1953 | hydro | TRUE | 19449.6414.TX.HY | 6414 | N | . | Whitney | USACE-Fort Worth District | 19449 | TX | WSC | TRE |  | 22 | 1 | Electric Utility | HY | WAT | HYC | ERCO | A |  | 0 | 0 | 0 | 0 | 0 | 0 | 0 | 0 | 0 | 0 | 0 | 0 | 0 | 0 | 0 | 0 | 0 | 0 | 0 | 0 | 0 | 0 | 0 | 0 | 0 | 0 | 0 | 0 | 0 | 0 | 0 | 0 | 0 | 0 | 0 | 0 | 23321 | 49088 | 45357 | 55429 | 60501 | 27168 | 37715 | 29622 | 38832 | 37963 | 23478 | 25632 | 23321 | 49088 | 45357 | 55429 | 60501 | 27168 | 37715 | 29622 | 38832 | 37963 | 23478 | 25632 | 2660.085 | 5599.143 | 5173.603 | 6322.438 | 6901.012 | 3098.866 | 4301.893 | 3378.761 | 4429.37 | 4330.222 | 2677.945 | 2923.662 | 0 | 0 | 454106 | 454106 | 51797 | 2020
Vintage1970 | hydro | TRUE | 27470.6415.OK.HY | 6415 | N | . | Broken Bow Dam | USCE-Tulsa District | 27470 | OK | WSC | MRO |  | 22 | 1 | Electric Utility | HY | WAT | HYC | SWPP | A |  | 0 | 0 | 0 | 0 | 0 | 0 | 0 | 0 | 0 | 0 | 0 | 0 | 0 | 0 | 0 | 0 | 0 | 0 | 0 | 0 | 0 | 0 | 0 | 0 | 0 | 0 | 0 | 0 | 0 | 0 | 0 | 0 | 0 | 0 | 0 | 0 | 118511 | 249451 | 230492 | 281675 | 307451 | 138060 | 191656 | 150529 | 197336 | 192918 | 119307 | 130254 | 118511 | 249451 | 230492 | 281675 | 307451 | 138060 | 191656 | 150529 | 197336 | 192918 | 119307 | 130254 | 13517.867 | 28453.402 | 26290.918 | 32128.998 | 35069.162 | 15747.637 | 21861.113 | 17169.994 | 22508.919 | 22005.07 | 13608.625 | 14857.295 | 0 | 0 | 2307640 | 2307640 | 263219 | 2020
Vintage1949 | hydro | TRUE | 27470.6416.TX.HY | 6416 | N | . | Denison | USCE-Tulsa District | 27470 | TX | WSC | TRE |  | 22 | 1 | Electric Utility | HY | WAT | HYC | ERCO | A |  | 0 | 0 | 0 | 0 | 0 | 0 | 0 | 0 | 0 | 0 | 0 | 0 | 0 | 0 | 0 | 0 | 0 | 0 | 0 | 0 | 0 | 0 | 0 | 0 | 0 | 0 | 0 | 0 | 0 | 0 | 0 | 0 | 0 | 0 | 0 | 0 | 104009 | 218925 | 202286 | 247205 | 269827 | 121165 | 168203 | 132109 | 173187 | 169310 | 104707 | 114314 | 104009 | 218925 | 202286 | 247205 | 269827 | 121165 | 168203 | 132109 | 173187 | 169310 | 104707 | 114314 | 11863.644 | 24971.462 | 23073.609 | 28197.263 | 30777.63 | 13820.545 | 19185.894 | 15068.844 | 19754.426 | 19312.235 | 11943.291 | 13039.157 | 0 | 0 | 2025247 | 2025247 | 231008 | 2020
Vintage1951 | hydro | TRUE | 19462.6417.TN.HY | 6417 | N | . | Center Hill | USCE-Nashville District | 19462 | TN | ESC | SERC |  | 22 | 1 | Electric Utility | HY | WAT | HYC | TVA | A |  | 0 | 0 | 0 | 0 | 0 | 0 | 0 | 0 | 0 | 0 | 0 | 0 | 0 | 0 | 0 | 0 | 0 | 0 | 0 | 0 | 0 | 0 | 0 | 0 | 0 | 0 | 0 | 0 | 0 | 0 | 0 | 0 | 0 | 0 | 0 | 0 | 250637 | 261723 | 229606 | 212195 | 311273 | 303219 | 285377 | 241779 | 193713 | 192652 | 221693 | 230580 | 250637 | 261723 | 229606 | 212195 | 311273 | 303219 | 285377 | 241779 | 193713 | 192652 | 221693 | 230580 | 28588.634 | 29853.25 | 26189.811 | 24203.886 | 35505.024 | 34586.395 | 32551.216 | 27578.257 | 22095.666 | 21974.722 | 25287.257 | 26300.882 | 0 | 0 | 2934447 | 2934447 | 334715 | 2020
Vintage1958 | hydro | TRUE | 19462.6418.TN.HY | 6418 | N | . | Cheatham | USCE-Nashville District | 19462 | TN | ESC | SERC |  | 22 | 1 | Electric Utility | HY | WAT | HYC | TVA | A |  | 0 | 0 | 0 | 0 | 0 | 0 | 0 | 0 | 0 | 0 | 0 | 0 | 0 | 0 | 0 | 0 | 0 | 0 | 0 | 0 | 0 | 0 | 0 | 0 | 0 | 0 | 0 | 0 | 0 | 0 | 0 | 0 | 0 | 0 | 0 | 0 | 128032 | 133696 | 117289 | 108396 | 159007 | 154893 | 145778 | 123507 | 98954 | 98412 | 113247 | 117787 | 128032 | 133696 | 117289 | 108396 | 159007 | 154893 | 145778 | 123507 | 98954 | 98412 | 113247 | 117787 | 14603.894 | 15249.894 | 13378.505 | 12364.037 | 18136.982 | 17667.72 | 16628.092 | 14087.763 | 11287.099 | 11225.317 | 12917.454 | 13435.243 | 0 | 0 | 1498998 | 1498998 | 170982 | 2020
Vintage1964 | hydro | TRUE | 27470.6419.OK.HY | 6419 | N | . | Eufaula Dam | USCE-Tulsa District | 27470 | OK | WSC | MRO |  | 22 | 1 | Electric Utility | HY | WAT | HYC | SPA | A |  | 0 | 0 | 0 | 0 | 0 | 0 | 0 | 0 | 0 | 0 | 0 | 0 | 0 | 0 | 0 | 0 | 0 | 0 | 0 | 0 | 0 | 0 | 0 | 0 | 0 | 0 | 0 | 0 | 0 | 0 | 0 | 0 | 0 | 0 | 0 | 0 | 160278 | 337365 | 311725 | 380945 | 415806 | 186716 | 259202 | 203580 | 266883 | 260908 | 161354 | 176159 | 160278 | 337365 | 311725 | 380945 | 415806 | 186716 | 259202 | 203580 | 266883 | 260908 | 161354 | 176159 | 18281.957 | 38481.204 | 35556.599 | 43452.187 | 47428.55 | 21297.561 | 29565.602 | 23221.198 | 30441.714 | 29760.294 | 18404.698 | 20093.436 | 0 | 0 | 3120921 | 3120921 | 355985 | 2020
Vintage1956 | hydro | TRUE | 14354.6421.OR.HY | 6421 | N | . | Lemolo 2 | PacifiCorp | 14354 | OR | PACC | WECC |  | 22 | 1 | Electric Utility | HY | WAT | HYC | PACW | A |  | 0 | 0 | 0 | 0 | 0 | 0 | 0 | 0 | 0 | 0 | 0 | 0 | 0 | 0 | 0 | 0 | 0 | 0 | 0 | 0 | 0 | 0 | 0 | 0 | 0 | 0 | 0 | 0 | 0 | 0 | 0 | 0 | 0 | 0 | 0 | 0 | 70538 | 76393 | 61304 | 54516 | 93482 | 93872 | 86063 | 69207 | 52591 | 51796 | 62498 | 64111 | 70538 | 76393 | 61304 | 54516 | 93482 | 93872 | 86063 | 69207 | 52591 | 51796 | 62498 | 64111 | 8045.899 | 8713.679 | 6992.6 | 6218.369 | 10662.955 | 10707.411 | 9816.722 | 7894.007 | 5998.709 | 5908.101 | 7128.77 | 7312.778 | 0 | 0 | 836371 | 836371 | 95400 | 2020
Vintage1908 | hydro | TRUE | 13902.6422.MT.HY | 6422 | N | . | Madison Dam | NorthWestern Energy | 13902 | MT | MTN | WECC |  | 22 | 1 | Electric Utility | HY | WAT | HYC | NWMT | A |  | 0 | 0 | 0 | 0 | 0 | 0 | 0 | 0 | 0 | 0 | 0 | 0 | 0 | 0 | 0 | 0 | 0 | 0 | 0 | 0 | 0 | 0 | 0 | 0 | 0 | 0 | 0 | 0 | 0 | 0 | 0 | 0 | 0 | 0 | 0 | 0 | 0 | 0 | 0 | 0 | 0 | 0 | 0 | 0 | 0 | 0 | 0 | 0 | 0 | 0 | 0 | 0 | 0 | 0 | 0 | 0 | 0 | 0 | 0 | 0 | 0 | 0 | 0 | 0 | 0 | 0 | 0 | 0 | 0 | 0 | 0 | 0 | 0 | 0 | 0 | 0 | 0 | 2020
Vintage1928 | hydro | TRUE | 3413.6424.WA.HY | 6424 | N | . | Chelan | PUD No 1 of Chelan County | 3413 | WA | PACC | WECC |  | 22 | 1 | Electric Utility | HY | WAT | HYC | CHPD | A |  | 0 | 0 | 0 | 0 | 0 | 0 | 0 | 0 | 0 | 0 | 0 | 0 | 0 | 0 | 0 | 0 | 0 | 0 | 0 | 0 | 0 | 0 | 0 | 0 | 0 | 0 | 0 | 0 | 0 | 0 | 0 | 0 | 0 | 0 | 0 | 0 | 274950 | 305128 | 235678 | 207224 | 374192 | 379736 | 352135 | 269879 | 194805 | 199253 | 252610 | 264032 | 274950 | 305128 | 235678 | 207224 | 374192 | 379736 | 352135 | 269879 | 194805 | 199253 | 252610 | 264032 | 31361.95 | 34804.187 | 26882.347 | 23636.778 | 42681.904 | 43314.294 | 40165.934 | 30783.544 | 22220.248 | 22727.572 | 28813.69 | 30116.552 | 0 | 0 | 3309622 | 3309622 | 377509 | 2020
Vintage1929 | hydro | TRUE | 16868.6430.WA.HY | 6430 | N | . | Cedar Falls (WA) | City of Seattle - (WA) | 16868 | WA | PACC | WECC |  | 22 | 1 | Electric Utility | HY | WAT | HYC | SCL | A |  | 0 | 0 | 0 | 0 | 0 | 0 | 0 | 0 | 0 | 0 | 0 | 0 | 0 | 0 | 0 | 0 | 0 | 0 | 0 | 0 | 0 | 0 | 0 | 0 | 0 | 0 | 0 | 0 | 0 | 0 | 0 | 0 | 0 | 0 | 0 | 0 | 58720 | 65165 | 50333 | 44256 | 79915 | 81099 | 75204 | 57637 | 41604 | 42554 | 53949 | 56388 | 58720 | 65165 | 50333 | 44256 | 79915 | 81099 | 75204 | 57637 | 41604 | 42554 | 53949 | 56388 | 6697.838 | 7432.983 | 5741.149 | 5048.007 | 9115.394 | 9250.45 | 8578.069 | 6574.311 | 4745.484 | 4853.832 | 6153.618 | 6431.865 | 0 | 0 | 706824 | 706824 | 80623 | 2020
Vintage1951 | hydro | TRUE | 16868.6431.WA.HY | 6431 | N | . | Gorge | City of Seattle - (WA) | 16868 | WA | PACC | WECC |  | 22 | 1 | Electric Utility | HY | WAT | HYC | SCL | M |  | 0 | 0 | 0 | 0 | 0 | 0 | 0 | 0 | 0 | 0 | 0 | 0 | 0 | 0 | 0 | 0 | 0 | 0 | 0 | 0 | 0 | 0 | 0 | 0 | 0 | 0 | 0 | 0 | 0 | 0 | 0 | 0 | 0 | 0 | 0 | 0 | 515324 | 857053 | 859298 | 632872 | 577114 | 817461 | 856220 | 464388 | 608377 | 756636 | 753471 | 693741 | 515324 | 857053 | 859298 | 632872 | 577114 | 817461 | 856220 | 464388 | 608377 | 756636 | 753471 | 693741 | 58780 | 97759 | 98015 | 72188 | 65828 | 93243 | 97664 | 52970 | 69394 | 86305 | 85944 | 79131 | 0 | 0 | 8391955 | 8391955 | 957221 | 2020
Vintage1937 | hydro | TRUE | 16868.6432.WA.HY | 6432 | N | . | Diablo | City of Seattle - (WA) | 16868 | WA | PACC | WECC |  | 22 | 1 | Electric Utility | HY | WAT | HYC | SCL | A |  | 0 | 0 | 0 | 0 | 0 | 0 | 0 | 0 | 0 | 0 | 0 | 0 | 0 | 0 | 0 | 0 | 0 | 0 | 0 | 0 | 0 | 0 | 0 | 0 | 0 | 0 | 0 | 0 | 0 | 0 | 0 | 0 | 0 | 0 | 0 | 0 | 511657 | 567816 | 438575 | 385624 | 696338 | 706655 | 655291 | 502221 | 362514 | 370791 | 470084 | 491339 | 511657 | 567816 | 438575 | 385624 | 696338 | 706655 | 655291 | 502221 | 362514 | 370791 | 470084 | 491339 | 58361.749 | 64767.434 | 50025.608 | 43985.9 | 79427.15 | 80603.971 | 74745.159 | 57285.382 | 41349.865 | 42293.95 | 53619.662 | 56044.17 | 0 | 0 | 6158905 | 6158905 | 702510 | 2020
Vintage1986 | hydro | TRUE | 16868.6433.WA.HY | 6433 | N | . | Boundary | City of Seattle - (WA) | 16868 | WA | PACC | WECC |  | 22 | 1 | Electric Utility | HY | WAT | HYC | SCL | M |  | 0 | 0 | 0 | 0 | 0 | 0 | 0 | 0 | 0 | 0 | 0 | 0 | 0 | 0 | 0 | 0 | 0 | 0 | 0 | 0 | 0 | 0 | 0 | 0 | 0 | 0 | 0 | 0 | 0 | 0 | 0 | 0 | 0 | 0 | 0 | 0 | 2213738 | 1982701 | 1656095 | 1888061 | 5395150 | 4887138 | 3480569 | 1318618 | 1182151 | 3057982 | 2355719 | 1880495 | 2213738 | 1982701 | 1656095 | 1888061 | 5395150 | 4887138 | 3480569 | 1318618 | 1182151 | 3057982 | 2355719 | 1880495 | 252508 | 226155 | 188901 | 215360 | 615393 | 557447 | 397008 | 150407 | 134841 | 348806 | 268703 | 214497 | 0 | 0 | 31298417 | 31298417 | 3570026 | 2020
Vintage1949 | hydro | TRUE | 5416.6438.NC.HY | 6438 | N | . | Queens Creek | Duke Energy Carolinas, LLC | 5416 | NC | SAT | SERC |  | 22 | 1 | Electric Utility | HY | WAT | HYC | DUK | A |  | 0 | 0 | 0 | 0 | 0 | 0 | 0 | 0 | 0 | 0 | 0 | 0 | 0 | 0 | 0 | 0 | 0 | 0 | 0 | 0 | 0 | 0 | 0 | 0 | 0 | 0 | 0 | 0 | 0 | 0 | 0 | 0 | 0 | 0 | 0 | 0 | 5442 | 7072 | 7316 | 4834 | 3109 | 3925 | 3294 | 3818 | 3693 | 3796 | 4933 | 3929 | 5442 | 7072 | 7316 | 4834 | 3109 | 3925 | 3294 | 3818 | 3693 | 3796 | 4933 | 3929 | 620.766 | 806.68 | 834.481 | 551.425 | 354.628 | 447.648 | 375.678 | 435.538 | 421.275 | 433.012 | 562.673 | 448.196 | 0 | 0 | 55161 | 55161 | 6292 | 2020
Vintage1962 | hydro | TRUE | 18642.6440.AL.HY | 6440 | N | . | Wilson Dam | Tennessee Valley Authority | 18642 | AL | ESC | SERC |  | 22 | 1 | Electric Utility | HY | WAT | HYC | TVA | M |  | 0 | 0 | 0 | 0 | 0 | 0 | 0 | 0 | 0 | 0 | 0 | 0 | 0 | 0 | 0 | 0 | 0 | 0 | 0 | 0 | 0 | 0 | 0 | 0 | 0 | 0 | 0 | 0 | 0 | 0 | 0 | 0 | 0 | 0 | 0 | 0 | 3525667 | 3036784 | 3290273 | 3281576 | 2605456 | 1482605 | 1343569 | 1178258 | 1190725 | 1297209 | 2116713 | 2976537 | 3525667 | 3036784 | 3290273 | 3281576 | 2605456 | 1482605 | 1343569 | 1178258 | 1190725 | 1297209 | 2116713 | 2976537 | 402152 | 346388 | 375302 | 374310 | 297189 | 169112 | 153253 | 134397 | 135819 | 147965 | 241441 | 339516 | 0 | 0 | 27325372 | 27325372 | 3116844 | 2020
Vintage1949 | hydro | TRUE | 14534.6449.CA.HY | 6449 | N | . | Azusa | City of Pasadena - (CA) | 14534 | CA | PACC | WECC |  | 22 | 1 | Electric Utility | HY | WAT | HYC | CISO | A |  | 0 | 0 | 0 | 0 | 0 | 0 | 0 | 0 | 0 | 0 | 0 | 0 | 0 | 0 | 0 | 0 | 0 | 0 | 0 | 0 | 0 | 0 | 0 | 0 | 0 | 0 | 0 | 0 | 0 | 0 | 0 | 0 | 0 | 0 | 0 | 0 | 0 | 0 | 0 | 0 | 0 | 0 | 0 | 0 | 0 | 0 | 0 | 0 | 0 | 0 | 0 | 0 | 0 | 0 | 0 | 0 | 0 | 0 | 0 | 0 | 0 | 0 | 0 | 0 | 0 | 0 | 0 | 0 | 0 | 0 | 0 | 0 | 0 | 0 | 0 | 0 | 0 | 2020
Vintage1984 | hydro | TRUE | 7601.6450.VT.HY | 6450 | N | . | Proctor | Green Mountain Power Corp | 7601 | VT | NEW | NPCC |  | 22 | 1 | Electric Utility | HY | WAT | HYC | ISNE | A |  | 0 | 0 | 0 | 0 | 0 | 0 | 0 | 0 | 0 | 0 | 0 | 0 | 0 | 0 | 0 | 0 | 0 | 0 | 0 | 0 | 0 | 0 | 0 | 0 | 0 | 0 | 0 | 0 | 0 | 0 | 0 | 0 | 0 | 0 | 0 | 0 | 27361 | 23319 | 31821 | 34334 | 30941 | 10241 | 13008 | 7033 | 4003 | 14890 | 17558 | 23682 | 27361 | 23319 | 31821 | 34334 | 30941 | 10241 | 13008 | 7033 | 4003 | 14890 | 17558 | 23682 | 3120.921 | 2659.835 | 3629.69 | 3916.232 | 3529.222 | 1168.127 | 1483.724 | 802.187 | 456.65 | 1698.409 | 2002.694 | 2701.309 | 0 | 0 | 238191 | 238191 | 27169 | 2020
Vintage1988 | hydro | TRUE | 7601.6451.VT.HY | 6451 | N | . | Beldens | Green Mountain Power Corp | 7601 | VT | NEW | NPCC |  | 22 | 1 | Electric Utility | HY | WAT | HYC | ISNE | A |  | 0 | 0 | 0 | 0 | 0 | 0 | 0 | 0 | 0 | 0 | 0 | 0 | 0 | 0 | 0 | 0 | 0 | 0 | 0 | 0 | 0 | 0 | 0 | 0 | 0 | 0 | 0 | 0 | 0 | 0 | 0 | 0 | 0 | 0 | 0 | 0 | 12154 | 10359 | 14136 | 15252 | 13744 | 4549 | 5778 | 3124 | 1778 | 6614 | 7799 | 10520 | 12154 | 10359 | 14136 | 15252 | 13744 | 4549 | 5778 | 3124 | 1778 | 6614 | 7799 | 10520 | 1386.374 | 1181.551 | 1612.379 | 1739.667 | 1567.749 | 518.905 | 659.099 | 356.347 | 202.853 | 754.466 | 889.636 | 1199.974 | 0 | 0 | 105807 | 105807 | 12069 | 2020
Vintage1922 | hydro | TRUE | 7601.6456.NY.HY | 6456 | N | . | Carver Falls | Green Mountain Power Corp | 7601 | NY | MAT | NPCC |  | 22 | 1 | Electric Utility | HY | WAT | HYC | ISNE | A |  | 0 | 0 | 0 | 0 | 0 | 0 | 0 | 0 | 0 | 0 | 0 | 0 | 0 | 0 | 0 | 0 | 0 | 0 | 0 | 0 | 0 | 0 | 0 | 0 | 0 | 0 | 0 | 0 | 0 | 0 | 0 | 0 | 0 | 0 | 0 | 0 | 5441 | 5077 | 5391 | 5287 | 5522 | 5166 | 5422 | 5317 | 5050 | 5075 | 5019 | 5302 | 5441 | 5077 | 5391 | 5287 | 5522 | 5166 | 5422 | 5317 | 5050 | 5075 | 5019 | 5302 | 620.567 | 579.06 | 614.961 | 603.048 | 629.918 | 589.311 | 618.404 | 606.462 | 576.058 | 578.902 | 572.521 | 604.788 | 0 | 0 | 63069 | 63069 | 7194 | 2020
Vintage1928 | hydro | TRUE | 14354.6459.MT.HY | 6459 | N | . | Big Fork | PacifiCorp | 14354 | MT | MTN | WECC |  | 22 | 1 | Electric Utility | HY | WAT | HYC | PACE | A |  | 0 | 0 | 0 | 0 | 0 | 0 | 0 | 0 | 0 | 0 | 0 | 0 | 0 | 0 | 0 | 0 | 0 | 0 | 0 | 0 | 0 | 0 | 0 | 0 | 0 | 0 | 0 | 0 | 0 | 0 | 0 | 0 | 0 | 0 | 0 | 0 | 16774 | 17667 | 18380 | 20678 | 23521 | 22912 | 23215 | 23373 | 16977 | 18574 | 18105 | 16813 | 16774 | 17667 | 18380 | 20678 | 23521 | 22912 | 23215 | 23373 | 16977 | 18574 | 18105 | 16813 | 1913.3 | 2015.179 | 2096.533 | 2358.622 | 2682.956 | 2613.412 | 2648.008 | 2665.976 | 1936.518 | 2118.573 | 2065.124 | 1917.799 | 0 | 0 | 236989 | 236989 | 27032 | 2020
Vintage1986 | nuclear | TRUE | 11241.6462.LA.ST | 6462 | N | 1 | River Bend | Entergy Louisiana LLC | 11241 | LA | WSC | SERC |  | 22 | 1 | Electric Utility | ST | NUC | NUC | MISO | M |  | 0 | 0 | 0 | 0 | 0 | 0 | 0 | 0 | 0 | 0 | 0 | 0 | 0 | 0 | 0 | 0 | 0 | 0 | 0 | 0 | 0 | 0 | 0 | 0 | 0 | 0 | 0 | 0 | 0 | 0 | 0 | 0 | 0 | 0 | 0 | 0 | 7385933 | 7041352 | 7577836 | 7043378 | 7565280 | 7117075 | 6974811 | 6121448 | 6926854 | 7406857 | 4806665 | 7478850 | 7385933 | 7041352 | 7577836 | 7043378 | 7565280 | 7117075 | 6974811 | 6121448 | 6926854 | 7406857 | 4806665 | 7478850 | 707060 | 674073 | 725431 | 674267 | 724229 | 681322 | 667703 | 586010 | 663112 | 709063 | 460145 | 715955 | 0 | 0 | 83446339 | 83446339 | 7988370 | 2020
Vintage2005 | petroleum | TRUE | 554.6463.IA.GT | 6463 | N | . | Ames GT | City of Ames - (IA) | 554 | IA | WNC | MRO |  | 22 | 1 | Electric Utility | GT | DFO | DFO | MISO | A | barrels | 98 | 102 | 87 | 99 | 114 | 137 | 70 | 113 | 87 | 108 | 146 | 116 | 98 | 102 | 87 | 99 | 114 | 137 | 70 | 113 | 87 | 108 | 146 | 116 | 5.86 | 5.86 | 5.86 | 5.86 | 5.86 | 5.86 | 5.86 | 5.86 | 5.86 | 5.86 | 5.86 | 5.86 | 574 | 598 | 510 | 580 | 668 | 803 | 410 | 662 | 510 | 633 | 856 | 680 | 574 | 598 | 510 | 580 | 668 | 803 | 410 | 662 | 510 | 633 | 856 | 680 | 13.584 | 14.122 | 12.066 | 13.684 | 15.771 | 19.011 | 9.7 | 15.724 | 12.043 | 15.026 | 20.181 | 16.088 | 1277 | 1277 | 7484 | 7484 | 177 | 2020
Vintage1986 | lignite | TRUE | 1307.6469.ND.ST | 6469 | N | . | Antelope Valley | Basin Electric Power Coop | 1307 | ND | WNC | MRO |  | 22 | 1 | Electric Utility | ST | LIG | COL | SWPP | M | short tons | 1786 | 8942 | 1520 | 4948 | 0 | 0 | 0 | 2013 | 1755 | 0 | 0 | 2361 | 1786 | 8942 | 1520 | 4948 | 0 | 0 | 0 | 2013 | 1755 | 0 | 0 | 2361 | 14.397 | 13.285 | 13.24 | 13.326 | 0 | 0 | 0 | 13.523 | 13.438 | 0 | 0 | 13.278 | 25713 | 118794 | 20125 | 65937 | 0 | 0 | 0 | 27222 | 23584 | 0 | 0 | 31349 | 25713 | 118794 | 20125 | 65937 | 0 | 0 | 0 | 27222 | 23584 | 0 | 0 | 31349 | 2111.083 | 10334.93 | 1754.299 | 5700.573 | 0 | 0 | 0 | 2390.189 | 2022.45 | 0 | 0 | 2757.918 | 23325 | 23325 | 312724 | 312724 | 27071.442 | 2020
Vintage1986 | natural gas steam turbine | TRUE | 1307.6469.ND.ST | 6469 | N | . | Antelope Valley | Basin Electric Power Coop | 1307 | ND | WNC | MRO |  | 22 | 1 | Electric Utility | ST | NG | NG | SWPP | M | mcf | 12420 | 22710 | 38930 | 51090 | 38980 | 47230 | 22710 | 10451 | 46029 | 56360 | 87440 | 32970 | 12420 | 22710 | 38930 | 51090 | 38980 | 47230 | 22710 | 10451 | 46029 | 56360 | 87440 | 32970 | 0.986 | 0.979 | 0.979 | 0.975 | 0.974 | 0.976 | 0.974 | 0.975 | 0.974 | 0.972 | 0.974 | 0.974 | 12246 | 22233 | 38112 | 49813 | 37967 | 46096 | 22120 | 10190 | 44832 | 54782 | 85167 | 32113 | 12246 | 22233 | 38112 | 49813 | 37967 | 46096 | 22120 | 10190 | 44832 | 54782 | 85167 | 32113 | 1005.427 | 1934.243 | 3322.302 | 4306.551 | 3348.332 | 4026.807 | 1959.8 | 894.701 | 3844.647 | 4788.41 | 7132.347 | 2825.079 | 467320 | 467320 | 455671 | 455671 | 39388.646 | 2020
Vintage1986 | hard coal | TRUE | 1307.6469.ND.ST | 6469 | N | . | Antelope Valley | Basin Electric Power Coop | 1307 | ND | WNC | MRO |  | 22 | 1 | Electric Utility | ST | RC | COL | SWPP | M | short tons | 490752 | 411602 | 448745 | 344136 | 399174 | 354491 | 460064 | 501152 | 374236 | 336997 | 278315 | 428655 | 490752 | 411602 | 448745 | 344136 | 399174 | 354491 | 460064 | 501152 | 374236 | 336997 | 278315 | 428655 | 14.397 | 13.285 | 13.24 | 13.326 | 13.441 | 13.392 | 13.214 | 13.523 | 13.438 | 13.241 | 13.501 | 13.278 | 7065357 | 5468133 | 5941384 | 4585956 | 5365298 | 4747343 | 6079286 | 6777078 | 5028983 | 4462177 | 3757531 | 5691681 | 7065357 | 5468133 | 5941384 | 4585956 | 5365298 | 4747343 | 6079286 | 6777078 | 5028983 | 4462177 | 3757531 | 5691681 | 580077.49 | 475718.83 | 517916.4 | 396477.88 | 473174.67 | 414709.19 | 538627.2 | 595056.11 | 431266.9 | 390032.59 | 314677.65 | 500718 | 4828319 | 4828319 | 64970207 | 64970207 | 5628452.9 | 2020
Vintage1977 | petroleum | TRUE | 10071.6474.HI.GT | 6474 | N | . | Port Allen (HI) | Kauai Island Utility Cooperative | 10071 | HI | PACN |  |  | 22 | 1 | Electric Utility | GT | DFO | DFO |  | M | barrels | 0 | 165 | 0 | 36 | 7 | 115 | 5 | 0 | 417 | 11340 | 57 | 5 | 0 | 165 | 0 | 36 | 7 | 115 | 5 | 0 | 417 | 11340 | 57 | 5 | 0 | 5.8 | 0 | 5.79 | 5.77 | 5.79 | 5.81 | 0 | 5.79 | 5.79 | 5.75 | 5.78 | 0 | 957 | 0 | 208 | 40 | 666 | 29 | 0 | 2414 | 65659 | 328 | 29 | 0 | 957 | 0 | 208 | 40 | 666 | 29 | 0 | 2414 | 65659 | 328 | 29 | 0 | 48 | 0 | 5 | 0 | 33 | 0 | 0 | 121 | 4164 | 17 | 0 | 12147 | 12147 | 70330 | 70330 | 4388 | 2020
Vintage1991 | petroleum | TRUE | 10071.6474.HI.IC | 6474 | N | . | Port Allen (HI) | Kauai Island Utility Cooperative | 10071 | HI | PACN |  |  | 22 | 1 | Electric Utility | IC | DFO | DFO |  | M | barrels | 6334 | 3053 | 2973 | 2471 | 1376 | 3547 | 1745 | 2565 | 16348 | 11014 | 5149 | 3429 | 6334 | 3053 | 2973 | 2471 | 1376 | 3547 | 1745 | 2565 | 16348 | 11014 | 5149 | 3429 | 5.75 | 5.8 | 5.77 | 5.79 | 5.77 | 5.79 | 5.81 | 5.79 | 5.79 | 5.79 | 5.75 | 5.78 | 36421 | 17707 | 17154 | 14307 | 7940 | 20537 | 10138 | 14851 | 94655 | 63771 | 29607 | 19820 | 36421 | 17707 | 17154 | 14307 | 7940 | 20537 | 10138 | 14851 | 94655 | 63771 | 29607 | 19820 | 3770 | 1737 | 1718 | 1418 | 714 | 2093 | 960 | 1482 | 9909 | 6575 | 3059 | 2000 | 60004 | 60004 | 346908 | 346908 | 35435 | 2020
Vintage0 | petroleum | TRUE | 10071.6474.HI.ST | 6474 | N | . | Port Allen (HI) | Kauai Island Utility Cooperative | 10071 | HI | PACN |  |  | 22 | 1 | Electric Utility | ST | DFO | DFO |  | M | barrels | 0 | 0 | 0 | 0 | 0 | 0 | 0 | 0 | 0 | 0 | 0 | 0 | 0 | 0 | 0 | 0 | 0 | 0 | 0 | 0 | 0 | 0 | 0 | 0 | 0 | 0 | 0 | 0 | 0 | 0 | 0 | 0 | 0 | 0 | 0 | 0 | 0 | 0 | 0 | 0 | 0 | 0 | 0 | 0 | 0 | 0 | 0 | 0 | 0 | 0 | 0 | 0 | 0 | 0 | 0 | 0 | 0 | 0 | 0 | 0 | 0 | 0 | 0 | 0 | 0 | 0 | 0 | 0 | 0 | 0 | 0 | 0 | 0 | 0 | 0 | 0 | 0 | 2020
Vintage0 | petroleum | TRUE | 10071.6474.HI.ST | 6474 | N | . | Port Allen (HI) | Kauai Island Utility Cooperative | 10071 | HI | PACN |  |  | 22 | 1 | Electric Utility | ST | WO | WOO |  | M | barrels | 0 | 0 | 0 | 0 | 0 | 0 | 0 | 0 | 0 | 0 | 0 | 0 | 0 | 0 | 0 | 0 | 0 | 0 | 0 | 0 | 0 | 0 | 0 | 0 | 0 | 0 | 0 | 0 | 0 | 0 | 0 | 0 | 0 | 0 | 0 | 0 | 0 | 0 | 0 | 0 | 0 | 0 | 0 | 0 | 0 | 0 | 0 | 0 | 0 | 0 | 0 | 0 | 0 | 0 | 0 | 0 | 0 | 0 | 0 | 0 | 0 | 0 | 0 | 0 | 0 | 0 | 0 | 0 | 0 | 0 | 0 | 0 | 0 | 0 | 0 | 0 | 0 | 2020
Vintage1928 | hydro | TRUE | 7601.6475.VT.HY | 6475 | N | . | Gorge 18 | Green Mountain Power Corp | 7601 | VT | NEW | NPCC |  | 22 | 1 | Electric Utility | HY | WAT | HYC | ISNE | A |  | 0 | 0 | 0 | 0 | 0 | 0 | 0 | 0 | 0 | 0 | 0 | 0 | 0 | 0 | 0 | 0 | 0 | 0 | 0 | 0 | 0 | 0 | 0 | 0 | 0 | 0 | 0 | 0 | 0 | 0 | 0 | 0 | 0 | 0 | 0 | 0 | 5090 | 4338 | 5919 | 6387 | 5756 | 1905 | 2420 | 1308 | 745 | 2770 | 3266 | 4405 | 5090 | 4338 | 5919 | 6387 | 5756 | 1905 | 2420 | 1308 | 745 | 2770 | 3266 | 4405 | 580.556 | 494.785 | 675.198 | 728.501 | 656.509 | 217.296 | 276.004 | 149.223 | 84.946 | 315.939 | 372.543 | 502.5 | 0 | 0 | 44309 | 44309 | 5054 | 2020
Vintage1987 | hydro | TRUE | 11208.6479.CA.HY | 6479 | N | . | San Francisquito 1 | Los Angeles Department of Water & Power | 11208 | CA | PACC | WECC |  | 22 | 1 | Electric Utility | HY | WAT | HYC | LDWP | A |  | 0 | 0 | 0 | 0 | 0 | 0 | 0 | 0 | 0 | 0 | 0 | 0 | 0 | 0 | 0 | 0 | 0 | 0 | 0 | 0 | 0 | 0 | 0 | 0 | 0 | 0 | 0 | 0 | 0 | 0 | 0 | 0 | 0 | 0 | 0 | 0 | 96966 | 72342 | 76588 | 112423 | 153976 | 143870 | 152111 | 153276 | 106751 | 87790 | 66397 | 54694 | 96966 | 72342 | 76588 | 112423 | 153976 | 143870 | 152111 | 153276 | 106751 | 87790 | 66397 | 54694 | 11060.36 | 8251.658 | 8735.893 | 12823.42 | 17563.182 | 16410.41 | 17350.455 | 17483.263 | 12176.441 | 10013.719 | 7573.552 | 6238.647 | 0 | 0 | 1277184 | 1277184 | 145681 | 2020
Vintage1932 | hydro | TRUE | 11208.6480.CA.HY | 6480 | N | . | San Francisquito 2 | Los Angeles Department of Water & Power | 11208 | CA | PACC | WECC |  | 22 | 1 | Electric Utility | HY | WAT | HYC | LDWP | A |  | 0 | 0 | 0 | 0 | 0 | 0 | 0 | 0 | 0 | 0 | 0 | 0 | 0 | 0 | 0 | 0 | 0 | 0 | 0 | 0 | 0 | 0 | 0 | 0 | 0 | 0 | 0 | 0 | 0 | 0 | 0 | 0 | 0 | 0 | 0 | 0 | 3228 | 2408 | 2549 | 3742 | 5125 | 4789 | 5063 | 5102 | 3553 | 2922 | 2210 | 1821 | 3228 | 2408 | 2549 | 3742 | 5125 | 4789 | 5063 | 5102 | 3553 | 2922 | 2210 | 1821 | 368.145 | 274.657 | 290.775 | 426.828 | 584.591 | 546.221 | 577.511 | 581.931 | 405.294 | 333.307 | 252.086 | 207.654 | 0 | 0 | 42512 | 42512 | 4849 | 2020
Vintage1987 | hard coal | TRUE | 11208.6481.UT.ST | 6481 | N | . | Intermountain Power Project | Los Angeles Department of Water & Power | 11208 | UT | MTN | WECC |  | 22 | 1 | Electric Utility | ST | BIT | COL | LDWP | M | short tons | 230337 | 181659 | 144780 | 83329 | 160125 | 178927 | 209542 | 309836 | 241482 | 265959 | 260527 | 224602 | 230337 | 181659 | 144780 | 83329 | 160125 | 178927 | 209542 | 309836 | 241482 | 265959 | 260527 | 224602 | 22.32 | 22.22 | 22.38 | 22.49 | 22.38 | 22.93 | 22.85 | 22.81 | 22.81 | 22.66 | 22.53 | 22.6 | 5141122 | 4036463 | 3240176 | 1874069 | 3583598 | 4102796 | 4788035 | 7067359 | 5508204 | 6026631 | 5869673 | 5076005 | 5141122 | 4036463 | 3240176 | 1874069 | 3583598 | 4102796 | 4788035 | 7067359 | 5508204 | 6026631 | 5869673 | 5076005 | 502908.36 | 390402.65 | 314674.1 | 185669.12 | 350908.16 | 392211.64 | 475248.34 | 716737.11 | 559007.24 | 610521.02 | 594533.16 | 506234.4 | 2491105 | 2491105 | 56314131 | 56314131 | 5599055.3 | 2020
Vintage1987 | petroleum | TRUE | 11208.6481.UT.ST | 6481 | N | . | Intermountain Power Project | Los Angeles Department of Water & Power | 11208 | UT | MTN | WECC |  | 22 | 1 | Electric Utility | ST | DFO | DFO | LDWP | M | barrels | 2124 | 1712 | 1593 | 5279 | 947 | 1265 | 3110 | 3327 | 3812 | 3816 | 3035 | 2884 | 2124 | 1712 | 1593 | 5279 | 947 | 1265 | 3110 | 3327 | 3812 | 3816 | 3035 | 2884 | 5.86 | 5.85 | 5.86 | 5.84 | 5.83 | 5.84 | 5.84 | 5.84 | 5.84 | 5.855 | 5.83 | 5.83 | 12447 | 10015 | 9335 | 30829 | 5521 | 7388 | 18162 | 19430 | 22262 | 22343 | 17694 | 16814 | 12447 | 10015 | 9335 | 30829 | 5521 | 7388 | 18162 | 19430 | 22262 | 22343 | 17694 | 16814 | 1217.54 | 968.66 | 906.579 | 3054.348 | 540.621 | 706.226 | 1802.754 | 1970.463 | 2259.296 | 2263.4 | 1792.212 | 1676.847 | 32904 | 32904 | 192240 | 192240 | 19158.946 | 2020
Vintage1987 | hard coal | TRUE | 11208.6481.UT.ST | 6481 | N | . | Intermountain Power Project | Los Angeles Department of Water & Power | 11208 | UT | MTN | WECC |  | 22 | 1 | Electric Utility | ST | SUB | COL | LDWP | M | short tons | 19598 | 37539 | 48339 | 52030 | 53488 | 42612 | 61755 | 53686 | 53261 | 54216 | 44829 | 47693 | 19598 | 37539 | 48339 | 52030 | 53488 | 42612 | 61755 | 53686 | 53261 | 54216 | 44829 | 47693 | 19.49 | 19.87 | 20.15 | 20.1 | 20.07 | 20.52 | 20.64 | 20.74 | 20.615 | 20.03 | 19.95 | 20.15 | 381965 | 745900 | 974031 | 1045803 | 1073504 | 874398 | 1274623 | 1113448 | 1097976 | 1085946 | 894339 | 961014 | 381965 | 745900 | 974031 | 1045803 | 1073504 | 874398 | 1274623 | 1113448 | 1097976 | 1085946 | 894339 | 961014 | 37364.102 | 72142.692 | 94594.32 | 103610.54 | 105118.22 | 83589.133 | 126515.91 | 112920.43 | 111429.46 | 110010.58 | 90586.63 | 95842.754 | 569046 | 569046 | 11522947 | 11522947 | 1143724.8 | 2020
Vintage1931 | hydro | TRUE | 61122.6483.VT.HY | 6483 | N | . | Mcindoes | Great River Hydro, LLC | 61122 | VT | NEW | NPCC |  | 22 | 2 | NAICS-22 Non-Cogen | HY | WAT | HYC | ISNE | A |  | 0 | 0 | 0 | 0 | 0 | 0 | 0 | 0 | 0 | 0 | 0 | 0 | 0 | 0 | 0 | 0 | 0 | 0 | 0 | 0 | 0 | 0 | 0 | 0 | 0 | 0 | 0 | 0 | 0 | 0 | 0 | 0 | 0 | 0 | 0 | 0 | 44681 | 38080 | 51965 | 56067 | 50526 | 16724 | 21242 | 11485 | 6538 | 24315 | 28672 | 38673 | 44681 | 38080 | 51965 | 56067 | 50526 | 16724 | 21242 | 11485 | 6538 | 24315 | 28672 | 38673 | 5096.466 | 4343.513 | 5927.286 | 6395.211 | 5763.223 | 1907.553 | 2422.922 | 1309.972 | 745.71 | 2773.503 | 3270.402 | 4411.239 | 0 | 0 | 388968 | 388968 | 44367 | 2020
Vintage1917 | hydro | TRUE | 14354.6484.OR.HY | 6484 | N | . | Bend | PacifiCorp | 14354 | OR | PACC | WECC |  | 22 | 1 | Electric Utility | HY | WAT | HYC | PACW | A |  | 0 | 0 | 0 | 0 | 0 | 0 | 0 | 0 | 0 | 0 | 0 | 0 | 0 | 0 | 0 | 0 | 0 | 0 | 0 | 0 | 0 | 0 | 0 | 0 | 0 | 0 | 0 | 0 | 0 | 0 | 0 | 0 | 0 | 0 | 0 | 0 | 233 | 252 | 202 | 180 | 309 | 310 | 284 | 229 | 174 | 171 | 206 | 212 | 233 | 252 | 202 | 180 | 309 | 310 | 284 | 229 | 174 | 171 | 206 | 212 | 26.566 | 28.772 | 23.089 | 20.532 | 35.208 | 35.355 | 32.414 | 26.065 | 19.807 | 19.508 | 23.538 | 24.146 | 0 | 0 | 2762 | 2762 | 315 | 2020
Vintage1984 | hydro | TRUE | 13511.6486.NY.HY | 6486 | N | . | Mill C | New York State Elec & Gas Corp | 13511 | NY | MAT | NPCC |  | 22 | 1 | Electric Utility | HY | WAT | HYC | NYIS | A |  | 0 | 0 | 0 | 0 | 0 | 0 | 0 | 0 | 0 | 0 | 0 | 0 | 0 | 0 | 0 | 0 | 0 | 0 | 0 | 0 | 0 | 0 | 0 | 0 | 0 | 0 | 0 | 0 | 0 | 0 | 0 | 0 | 0 | 0 | 0 | 0 | 13351 | 12458 | 13230 | 12974 | 13552 | 12679 | 13304 | 13047 | 12393 | 12455 | 12317 | 13011 | 13351 | 12458 | 13230 | 12974 | 13552 | 12679 | 13304 | 13047 | 12393 | 12455 | 12317 | 13011 | 1522.863 | 1421.008 | 1509.109 | 1479.874 | 1545.811 | 1446.164 | 1517.557 | 1488.251 | 1413.639 | 1420.619 | 1404.962 | 1484.143 | 0 | 0 | 154771 | 154771 | 17654 | 2020
Vintage2006 | petroleum | TRUE | 11843.6504.HI.CA | 6504 | N | . | Maalaea | Maui Electric Co Ltd | 11843 | HI | PACN |  |  | 22 | 1 | Electric Utility | CA | DFO | DFO |  | M | barrels | 0 | 0 | 0 | 0 | 0 | 0 | 0 | 0 | 0 | 0 | 0 | 0 | 0 | 0 | 0 | 0 | 0 | 0 | 0 | 0 | 0 | 0 | 0 | 0 | 0 | 0 | 0 | 0 | 0 | 0 | 0 | 0 | 0 | 0 | 0 | 0 | 0 | 0 | 0 | 0 | 0 | 0 | 0 | 0 | 0 | 0 | 0 | 0 | 0 | 0 | 0 | 0 | 0 | 0 | 0 | 0 | 0 | 0 | 0 | 0 | 9195 | 9070 | 9080 | 7108 | 6206 | 6492 | 6906 | 6987 | 8191 | 10996 | 8439 | 6182 | 0 | 0 | 0 | 0 | 94852 | 2020
Vintage2000 | petroleum | TRUE | 11843.6504.HI.CT | 6504 | N | . | Maalaea | Maui Electric Co Ltd | 11843 | HI | PACN |  |  | 22 | 1 | Electric Utility | CT | DFO | DFO |  | M | barrels | 58195 | 58554 | 56602 | 40372 | 35549 | 37237 | 44223 | 47860 | 54325 | 70983 | 57660 | 45812 | 58195 | 58554 | 56602 | 40372 | 35549 | 37237 | 44223 | 47860 | 54325 | 70983 | 57660 | 45812 | 5.757 | 5.804 | 5.795 | 5.544 | 5.743 | 5.797 | 5.787 | 5.727 | 5.762 | 5.765 | 5.772 | 5.795 | 335029 | 339847 | 328009 | 223822 | 204158 | 215863 | 255919 | 274094 | 313021 | 409217 | 332814 | 265481 | 335029 | 339847 | 328009 | 223822 | 204158 | 215863 | 255919 | 274094 | 313021 | 409217 | 332814 | 265481 | 27829 | 27855 | 26816 | 19126 | 16379 | 17053 | 20838 | 22824 | 25242 | 34331 | 27347 | 22088 | 607372 | 607372 | 3497274 | 3497274 | 287728 | 2020
Vintage1989 | petroleum | TRUE | 11843.6504.HI.IC | 6504 | N | . | Maalaea | Maui Electric Co Ltd | 11843 | HI | PACN |  |  | 22 | 1 | Electric Utility | IC | DFO | DFO |  | M | barrels | 27950 | 23077 | 21749 | 22984 | 23314 | 22274 | 20887 | 17780 | 21367 | 31001 | 21538 | 34950 | 27950 | 23077 | 21749 | 22984 | 23314 | 22274 | 20887 | 17780 | 21367 | 31001 | 21538 | 34950 | 5.819 | 5.813 | 5.805 | 5.785 | 5.827 | 5.815 | 5.802 | 5.738 | 5.776 | 5.772 | 5.78 | 5.806 | 162641 | 134147 | 126253 | 132962 | 135851 | 129523 | 121186 | 102022 | 123416 | 178938 | 124490 | 202920 | 162641 | 134147 | 126253 | 132962 | 135851 | 129523 | 121186 | 102022 | 123416 | 178938 | 124490 | 202920 | 16241 | 13388 | 12570 | 13352 | 13642 | 12983 | 12129 | 10098 | 12160 | 17900 | 12216 | 20461 | 288871 | 288871 | 1674349 | 1674349 | 167140 | 2020
Vintage1931 | hydro | TRUE | 15248.6505.OR.HY | 6505 | N | . | Oak Grove | Portland General Electric Co | 15248 | OR | PACC | WECC |  | 22 | 1 | Electric Utility | HY | WAT | HYC | PGE | A |  | 0 | 0 | 0 | 0 | 0 | 0 | 0 | 0 | 0 | 0 | 0 | 0 | 0 | 0 | 0 | 0 | 0 | 0 | 0 | 0 | 0 | 0 | 0 | 0 | 0 | 0 | 0 | 0 | 0 | 0 | 0 | 0 | 0 | 0 | 0 | 0 | 79337 | 85922 | 68951 | 61317 | 105143 | 105581 | 96799 | 77839 | 59151 | 58257 | 70294 | 72108 | 79337 | 85922 | 68951 | 61317 | 105143 | 105581 | 96799 | 77839 | 59151 | 58257 | 70294 | 72108 | 9049.529 | 9800.605 | 7864.842 | 6994.036 | 11993.03 | 12043.032 | 11041.24 | 8878.689 | 6746.975 | 6645.065 | 8017.998 | 8224.959 | 0 | 0 | 940699 | 940699 | 107300 | 2020
Vintage1982 | hydro | TRUE | 1956.6506.ID.HY | 6506 | N | . | Moyie Springs | City of Bonners Ferry | 1956 | ID | MTN | WECC |  | 22 | 1 | Electric Utility | HY | WAT | HYC | BPAT | A |  | 0 | 0 | 0 | 0 | 0 | 0 | 0 | 0 | 0 | 0 | 0 | 0 | 0 | 0 | 0 | 0 | 0 | 0 | 0 | 0 | 0 | 0 | 0 | 0 | 0 | 0 | 0 | 0 | 0 | 0 | 0 | 0 | 0 | 0 | 0 | 0 | 16150 | 17010 | 17697 | 19909 | 22647 | 22060 | 22352 | 22504 | 16346 | 17883 | 17432 | 16188 | 16150 | 17010 | 17697 | 19909 | 22647 | 22060 | 22352 | 22504 | 16346 | 17883 | 17432 | 16188 | 1842.174 | 1940.266 | 2018.595 | 2270.942 | 2583.219 | 2516.259 | 2549.57 | 2566.87 | 1864.529 | 2039.816 | 1988.354 | 1846.506 | 0 | 0 | 228178 | 228178 | 26027.1 | 2020
Vintage1942 | hydro | TRUE | 56621.6507.WA.HY | 6507 | N | . | Drop 2 (WA) | Yakama Power | 56621 | WA | PACC | WECC |  | 22 | 1 | Electric Utility | HY | WAT | HYC | BPAT | A |  | 0 | 0 | 0 | 0 | 0 | 0 | 0 | 0 | 0 | 0 | 0 | 0 | 0 | 0 | 0 | 0 | 0 | 0 | 0 | 0 | 0 | 0 | 0 | 0 | 0 | 0 | 0 | 0 | 0 | 0 | 0 | 0 | 0 | 0 | 0 | 0 | 0 | 0 | 0 | 0 | 0 | 0 | 0 | 0 | 0 | 0 | 0 | 0 | 0 | 0 | 0 | 0 | 0 | 0 | 0 | 0 | 0 | 0 | 0 | 0 | 0 | 0 | 0 | 0 | 0 | 0 | 0 | 0 | 0 | 0 | 0 | 0 | 0 | 0 | 0 | 0 | 0 | 2020
Vintage1914 | hydro | TRUE | 56369.6513.NV.HY | 6513 | N | . | Fleish | Truckee Meadows Water Authority | 56369 | NV | MTN | WECC |  | 22 | 2 | NAICS-22 Non-Cogen | HY | WAT | HYC | NEVP | M |  | 0 | 0 | 0 | 0 | 0 | 0 | 0 | 0 | 0 | 0 | 0 | 0 | 0 | 0 | 0 | 0 | 0 | 0 | 0 | 0 | 0 | 0 | 0 | 0 | 0 | 0 | 0 | 0 | 0 | 0 | 0 | 0 | 0 | 0 | 0 | 0 | 9705 | 9574 | 14395 | 15430 | 15369 | 15386 | 16315 | 16201 | 15702 | 16079 | 7320 | 10494 | 9705 | 9574 | 14395 | 15430 | 15369 | 15386 | 16315 | 16201 | 15702 | 16079 | 7320 | 10494 | 1107 | 1092 | 1642 | 1760 | 1753 | 1755 | 1861 | 1848 | 1791 | 1834 | 835 | 1197 | 0 | 0 | 161970 | 161970 | 18475 | 2020
Vintage2006 | petroleum | TRUE | 19728.6515.AZ.GT | 6515 | N | . | Valencia | UNS Electric, Inc | 19728 | AZ | MTN | WECC |  | 22 | 1 | Electric Utility | GT | DFO | DFO | TEPC | A | barrels | 0 | 0 | 0 | 0 | 0 | 0 | 0 | 0 | 0 | 0 | 0 | 0 | 0 | 0 | 0 | 0 | 0 | 0 | 0 | 0 | 0 | 0 | 0 | 0 | 0 | 0 | 0 | 0 | 0 | 0 | 0 | 0 | 0 | 0 | 0 | 0 | 0 | 0 | 0 | 0 | 0 | 0 | 0 | 0 | 0 | 0 | 0 | 0 | 0 | 0 | 0 | 0 | 0 | 0 | 0 | 0 | 0 | 0 | 0 | 0 | 0 | 0 | 0 | 0 | 0 | 0 | 0 | 0 | 0 | 0 | 0 | 0 | 0 | 0 | 0 | 0 | 0 | 2020
Vintage2006 | natural gas peaker | TRUE | 19728.6515.AZ.GT | 6515 | N | . | Valencia | UNS Electric, Inc | 19728 | AZ | MTN | WECC |  | 22 | 1 | Electric Utility | GT | NG | NG | TEPC | A | mcf | 6105 | 5791 | 4604 | 5679 | 7354 | 7871 | 9897 | 9868 | 8681 | 8049 | 6322 | 6797 | 6105 | 5791 | 4604 | 5679 | 7354 | 7871 | 9897 | 9868 | 8681 | 8049 | 6322 | 6797 | 1.019 | 1.019 | 1.019 | 1.019 | 1.019 | 1.019 | 1.019 | 1.019 | 1.019 | 1.019 | 1.019 | 1.019 | 6221 | 5901 | 4691 | 5787 | 7494 | 8021 | 10085 | 10055 | 8846 | 8202 | 6442 | 6926 | 6221 | 5901 | 4691 | 5787 | 7494 | 8021 | 10085 | 10055 | 8846 | 8202 | 6442 | 6926 | 576.223 | 546.469 | 434.49 | 535.958 | 693.994 | 742.78 | 933.963 | 931.269 | 819.263 | 759.573 | 596.612 | 641.406 | 87018 | 87018 | 88671 | 88671 | 8212 | 2020
Vintage1964 | petroleum | TRUE | 56146.6516.CO.IC | 6516 | N | . | Rocky Ford | Black Hills Colorado Electric, LLC | 56146 | CO | MTN | WECC |  | 22 | 1 | Electric Utility | IC | DFO | DFO | PSCO | A | barrels | 15 | 11 | 10 | 14 | 10 | 12 | 11 | 13 | 15 | 13 | 17 | 15 | 15 | 11 | 10 | 14 | 10 | 12 | 11 | 13 | 15 | 13 | 17 | 15 | 5.7 | 5.7 | 5.7 | 5.7 | 5.7 | 5.7 | 5.7 | 5.7 | 5.7 | 5.7 | 5.7 | 5.7 | 86 | 63 | 57 | 80 | 57 | 68 | 63 | 74 | 86 | 74 | 97 | 86 | 86 | 63 | 57 | 80 | 57 | 68 | 63 | 74 | 86 | 74 | 97 | 86 | -25.986 | -20.724 | -19.119 | -25.596 | -17.465 | -22.105 | -20.827 | -23.109 | -27.751 | -23.593 | -30.67 | -28.055 | 156 | 156 | 891 | 891 | -285 | 2020
Vintage1971 | hydro | TRUE | 5416.6517.SC.HY | 6517 | N | . | Keowee | Duke Energy Carolinas, LLC | 5416 | SC | SAT | SERC |  | 22 | 1 | Electric Utility | HY | WAT | HYC | DUK | A |  | 0 | 0 | 0 | 0 | 0 | 0 | 0 | 0 | 0 | 0 | 0 | 0 | 0 | 0 | 0 | 0 | 0 | 0 | 0 | 0 | 0 | 0 | 0 | 0 | 0 | 0 | 0 | 0 | 0 | 0 | 0 | 0 | 0 | 0 | 0 | 0 | 106224 | 118506 | 135449 | 112472 | 103366 | 68250 | 54208 | 57997 | 48478 | 40211 | 56084 | 74190 | 106224 | 118506 | 135449 | 112472 | 103366 | 68250 | 54208 | 57997 | 48478 | 40211 | 56084 | 74190 | 12116.373 | 13517.261 | 15449.917 | 12829.026 | 11790.337 | 7784.883 | 6183.181 | 6615.332 | 5529.614 | 4586.584 | 6397.122 | 8462.37 | 0 | 0 | 975435 | 975435 | 111262 | 2020
Vintage2008 | petroleum | TRUE | 57222.6518.CA.IC | 6518 | N | . | Kings Beach | Liberty Utilities (CalPeco Electric) LLC | 57222 | CA | PACC | WECC |  | 22 | 1 | Electric Utility | IC | DFO | DFO | NEVP | A | barrels | 6 | 5 | 4 | 3 | 5 | 4 | 6 | 6 | 5 | 6 | 5 | 4 | 6 | 5 | 4 | 3 | 5 | 4 | 6 | 6 | 5 | 6 | 5 | 4 | 5.8 | 5.8 | 5.8 | 5.8 | 5.8 | 5.8 | 5.8 | 5.8 | 5.8 | 5.8 | 5.8 | 5.8 | 35 | 29 | 23 | 17 | 29 | 23 | 35 | 35 | 29 | 35 | 29 | 23 | 35 | 29 | 23 | 17 | 29 | 23 | 35 | 35 | 29 | 35 | 29 | 23 | 0.798 | 0.769 | 0.745 | 0.59 | 0.859 | 0.743 | 1.04 | 0.995 | 0.86 | 0.933 | 0.922 | 0.746 | 59 | 59 | 342 | 342 | 10 | 2020
Vintage1943 | hydro | TRUE | 7601.6519.VT.HY | 6519 | N | . | Vergennes 9 | Green Mountain Power Corp | 7601 | VT | NEW | NPCC |  | 22 | 1 | Electric Utility | HY | WAT | HYC | ISNE | A |  | 0 | 0 | 0 | 0 | 0 | 0 | 0 | 0 | 0 | 0 | 0 | 0 | 0 | 0 | 0 | 0 | 0 | 0 | 0 | 0 | 0 | 0 | 0 | 0 | 0 | 0 | 0 | 0 | 0 | 0 | 0 | 0 | 0 | 0 | 0 | 0 | 4467 | 3807 | 5196 | 5606 | 5052 | 1672 | 2124 | 1148 | 654 | 2431 | 2867 | 3867 | 4467 | 3807 | 5196 | 5606 | 5052 | 1672 | 2124 | 1148 | 654 | 2431 | 2867 | 3867 | 509.567 | 434.283 | 592.635 | 639.42 | 576.231 | 190.725 | 242.254 | 130.976 | 74.559 | 277.307 | 326.989 | 441.054 | 0 | 0 | 38891 | 38891 | 4436 | 2020
Vintage1964 | petroleum | TRUE | 7601.6519.VT.IC | 6519 | N | . | Vergennes 9 | Green Mountain Power Corp | 7601 | VT | NEW | NPCC |  | 22 | 1 | Electric Utility | IC | DFO | DFO | ISNE | A | barrels | 12 | 12 | 10 | 11 | 7 | 7 | 9 | 8 | 9 | 14 | 14 | 81 | 12 | 12 | 10 | 11 | 7 | 7 | 9 | 8 | 9 | 14 | 14 | 81 | 5.6 | 5.6 | 5.6 | 5.6 | 5.6 | 5.6 | 5.6 | 5.6 | 5.6 | 5.6 | 5.6 | 5.6 | 67 | 67 | 56 | 62 | 39 | 39 | 50 | 45 | 50 | 78 | 78 | 454 | 67 | 67 | 56 | 62 | 39 | 39 | 50 | 45 | 50 | 78 | 78 | 454 | 5.626 | 6.005 | 4.666 | 5.184 | 3.627 | 3.523 | 4.186 | 3.949 | 4.478 | 7.03 | 7.079 | 39.647 | 194 | 194 | 1085 | 1085 | 95 | 2020
Vintage1953 | hydro | TRUE | 7601.6520.VT.HY | 6520 | N | . | Waterbury 22 | Green Mountain Power Corp | 7601 | VT | NEW | NPCC |  | 22 | 1 | Electric Utility | HY | WAT | HYC | ISNE | A |  | 0 | 0 | 0 | 0 | 0 | 0 | 0 | 0 | 0 | 0 | 0 | 0 | 0 | 0 | 0 | 0 | 0 | 0 | 0 | 0 | 0 | 0 | 0 | 0 | 0 | 0 | 0 | 0 | 0 | 0 | 0 | 0 | 0 | 0 | 0 | 0 | 14107 | 12023 | 16407 | 17702 | 15953 | 5280 | 6707 | 3626 | 2064 | 7677 | 9052 | 12210 | 14107 | 12023 | 16407 | 17702 | 15953 | 5280 | 6707 | 3626 | 2064 | 7677 | 9052 | 12210 | 1609.108 | 1371.378 | 1871.423 | 2019.161 | 1819.623 | 602.272 | 764.99 | 413.598 | 235.443 | 875.679 | 1032.564 | 1392.761 | 0 | 0 | 122808 | 122808 | 14008 | 2020
Vintage1911 | hydro | TRUE | 40444.6521.NV.HY | 6521 | N | . | Lahontan | Truckee-Carson Irrigation District | 40444 | NV | MTN | WECC |  | 22 | 2 | NAICS-22 Non-Cogen | HY | WAT | HYC | NEVP | A |  | 0 | 0 | 0 | 0 | 0 | 0 | 0 | 0 | 0 | 0 | 0 | 0 | 0 | 0 | 0 | 0 | 0 | 0 | 0 | 0 | 0 | 0 | 0 | 0 | 0 | 0 | 0 | 0 | 0 | 0 | 0 | 0 | 0 | 0 | 0 | 0 | 3023 | 3183 | 3312 | 3726 | 4238 | 4129 | 4183 | 4212 | 3059 | 3347 | 3262 | 3030 | 3023 | 3183 | 3312 | 3726 | 4238 | 4129 | 4183 | 4212 | 3059 | 3347 | 3262 | 3030 | 344.764 | 363.123 | 377.782 | 425.009 | 483.452 | 470.921 | 477.155 | 480.392 | 348.949 | 381.754 | 372.123 | 345.576 | 0 | 0 | 42704 | 42704 | 4871 | 2020
Vintage1965 | other | TRUE | 9726.6522.NJ.PS | 6522 | N | . | Yards Creek | Jersey Central Power & Lt Co | 9726 | NJ | MAT | RFC |  | 22 | 1 | Electric Utility | PS | WAT | HPS | PJM | M | megawatthours | 38250 | 25582 | 18285 | 41386 | 18378 | 41216 | 76588 | 47342 | 8301 | 582 | 17323 | 27135 | 38250 | 25582 | 18285 | 41386 | 18378 | 41216 | 76588 | 47342 | 8301 | 582 | 17323 | 27135 | 0 | 0 | 0 | 0 | 0 | 0 | 0 | 0 | 0 | 0 | 0 | 0 | 0 | 0 | 0 | 0 | 0 | 0 | 0 | 0 | 0 | 0 | 0 | 0 | 0 | 0 | 0 | 0 | 0 | 0 | 0 | 0 | 0 | 0 | 0 | 0 | -9015 | -8191 | -5571 | -23229 | -5696 | -9968 | -20526 | -14656 | 368 | -582 | -6908 | -5931 | 360368 | 360368 | 0 | 0 | -109905 | 2020
Vintage1927 | hydro | TRUE | 13511.6526.NY.HY | 6526 | N | . | Rainbow Falls Auscble | New York State Elec & Gas Corp | 13511 | NY | MAT | NPCC |  | 22 | 1 | Electric Utility | HY | WAT | HYC | NYIS | A |  | 0 | 0 | 0 | 0 | 0 | 0 | 0 | 0 | 0 | 0 | 0 | 0 | 0 | 0 | 0 | 0 | 0 | 0 | 0 | 0 | 0 | 0 | 0 | 0 | 0 | 0 | 0 | 0 | 0 | 0 | 0 | 0 | 0 | 0 | 0 | 0 | 1224 | 1142 | 1213 | 1189 | 1242 | 1162 | 1219 | 1196 | 1136 | 1141 | 1129 | 1193 | 1224 | 1142 | 1213 | 1189 | 1242 | 1162 | 1219 | 1196 | 1136 | 1141 | 1129 | 1193 | 139.57 | 130.236 | 138.311 | 135.631 | 141.675 | 132.542 | 139.085 | 136.399 | 129.561 | 130.201 | 128.766 | 136.023 | 0 | 0 | 14186 | 14186 | 1618 | 2020
Vintage1930 | hydro | TRUE | 5914.6527.NY.HY | 6527 | N | . | E J West | Erie Boulevard Hydropower LP | 5914 | NY | MAT | NPCC |  | 22 | 2 | NAICS-22 Non-Cogen | HY | WAT | HYC | NYIS | A |  | 0 | 0 | 0 | 0 | 0 | 0 | 0 | 0 | 0 | 0 | 0 | 0 | 0 | 0 | 0 | 0 | 0 | 0 | 0 | 0 | 0 | 0 | 0 | 0 | 0 | 0 | 0 | 0 | 0 | 0 | 0 | 0 | 0 | 0 | 0 | 0 | 47230 | 44071 | 46804 | 45897 | 47942 | 44852 | 47066 | 46157 | 43843 | 44059 | 43574 | 46030 | 47230 | 44071 | 46804 | 45897 | 47942 | 44852 | 47066 | 46157 | 43843 | 44059 | 43574 | 46030 | 5387.295 | 5026.975 | 5338.641 | 5235.221 | 5468.479 | 5115.967 | 5368.528 | 5264.853 | 5000.908 | 5025.6 | 4970.209 | 5250.324 | 0 | 0 | 547525 | 547525 | 62453 | 2020
Vintage1922 | hydro | TRUE | 61122.6529.VT.HY | 6529 | N | . | Searsburg | Great River Hydro, LLC | 61122 | VT | NEW | NPCC |  | 22 | 2 | NAICS-22 Non-Cogen | HY | WAT | HYC | ISNE | A |  | 0 | 0 | 0 | 0 | 0 | 0 | 0 | 0 | 0 | 0 | 0 | 0 | 0 | 0 | 0 | 0 | 0 | 0 | 0 | 0 | 0 | 0 | 0 | 0 | 0 | 0 | 0 | 0 | 0 | 0 | 0 | 0 | 0 | 0 | 0 | 0 | 18095 | 15422 | 21045 | 22706 | 20462 | 6773 | 8603 | 4651 | 2648 | 9847 | 11612 | 15662 | 18095 | 15422 | 21045 | 22706 | 20462 | 6773 | 8603 | 4651 | 2648 | 9847 | 11612 | 15662 | 2063.994 | 1759.061 | 2400.466 | 2589.969 | 2334.023 | 772.532 | 981.249 | 530.52 | 302.002 | 1123.229 | 1324.466 | 1786.489 | 0 | 0 | 157526 | 157526 | 17968 | 2020
Vintage1911 | hydro | TRUE | 56369.6531.NV.HY | 6531 | N | . | Verdi | Truckee Meadows Water Authority | 56369 | NV | MTN | WECC |  | 22 | 2 | NAICS-22 Non-Cogen | HY | WAT | HYC | NEVP | M |  | 0 | 0 | 0 | 0 | 0 | 0 | 0 | 0 | 0 | 0 | 0 | 0 | 0 | 0 | 0 | 0 | 0 | 0 | 0 | 0 | 0 | 0 | 0 | 0 | 0 | 0 | 0 | 0 | 0 | 0 | 0 | 0 | 0 | 0 | 0 | 0 | 8250 | 6619 | 11441 | 13598 | 14281 | 13913 | 14992 | 14492 | 13966 | 14825 | 4471 | 7391 | 8250 | 6619 | 11441 | 13598 | 14281 | 13913 | 14992 | 14492 | 13966 | 14825 | 4471 | 7391 | 941 | 755 | 1305 | 1551 | 1629 | 1587 | 1710 | 1653 | 1593 | 1691 | 510 | 843 | 0 | 0 | 138239 | 138239 | 15768 | 2020
Vintage1904 | hydro | TRUE | 56369.6532.NV.HY | 6532 | N | . | Washoe | Truckee Meadows Water Authority | 56369 | NV | MTN | WECC |  | 22 | 2 | NAICS-22 Non-Cogen | HY | WAT | HYC | NEVP | A |  | 0 | 0 | 0 | 0 | 0 | 0 | 0 | 0 | 0 | 0 | 0 | 0 | 0 | 0 | 0 | 0 | 0 | 0 | 0 | 0 | 0 | 0 | 0 | 0 | 0 | 0 | 0 | 0 | 0 | 0 | 0 | 0 | 0 | 0 | 0 | 0 | 2006 | 2113 | 2198 | 2473 | 2813 | 2740 | 2777 | 2795 | 2030 | 2221 | 2165 | 2011 | 2006 | 2113 | 2198 | 2473 | 2813 | 2740 | 2777 | 2795 | 2030 | 2221 | 2165 | 2011 | 228.829 | 241.013 | 250.743 | 282.089 | 320.879 | 312.561 | 316.699 | 318.848 | 231.606 | 253.379 | 246.987 | 229.367 | 0 | 0 | 28342 | 28342 | 3233 | 2020
Vintage1983 | hydro | TRUE | 13137.6537.UT.HY | 6537 | N | . | Little Cottonwood | City of Murray - (UT) | 13137 | UT | MTN | WECC |  | 22 | 1 | Electric Utility | HY | WAT | HYC | PACE | A |  | 0 | 0 | 0 | 0 | 0 | 0 | 0 | 0 | 0 | 0 | 0 | 0 | 0 | 0 | 0 | 0 | 0 | 0 | 0 | 0 | 0 | 0 | 0 | 0 | 0 | 0 | 0 | 0 | 0 | 0 | 0 | 0 | 0 | 0 | 0 | 0 | 2407 | 2535 | 2638 | 2967 | 3375 | 3288 | 3331 | 3354 | 2436 | 2665 | 2598 | 2413 | 2407 | 2535 | 2638 | 2967 | 3375 | 3288 | 3331 | 3354 | 2436 | 2665 | 2598 | 2413 | 274.553 | 289.171 | 300.845 | 338.454 | 384.995 | 375.016 | 379.98 | 382.558 | 277.884 | 304.008 | 296.338 | 275.198 | 0 | 0 | 34007 | 34007 | 3879 | 2020
Vintage1991 | hydro | TRUE | 59927.6543.WV.HY | 6543 | N | . | Dam No. 4 Hydro Station | PE Hydro Generation, LLC | 59927 | WV | SAT | RFC |  | 22 | 2 | NAICS-22 Non-Cogen | HY | WAT | HYC | PJM | A |  | 0 | 0 | 0 | 0 | 0 | 0 | 0 | 0 | 0 | 0 | 0 | 0 | 0 | 0 | 0 | 0 | 0 | 0 | 0 | 0 | 0 | 0 | 0 | 0 | 0 | 0 | 0 | 0 | 0 | 0 | 0 | 0 | 0 | 0 | 0 | 0 | 8884 | 9911 | 11328 | 9406 | 8645 | 5708 | 4533 | 4850 | 4054 | 3363 | 4690 | 6205 | 8884 | 9911 | 11328 | 9406 | 8645 | 5708 | 4533 | 4850 | 4054 | 3363 | 4690 | 6205 | 1013.309 | 1130.468 | 1292.099 | 1072.91 | 986.043 | 651.061 | 517.108 | 553.25 | 462.449 | 383.583 | 535 | 707.72 | 0 | 0 | 81577 | 81577 | 9305 | 2020
Vintage1919 | hydro | TRUE | 59927.6544.WV.HY | 6544 | N | . | Dam No. 5 Hydro Station | PE Hydro Generation, LLC | 59927 | WV | SAT | RFC |  | 22 | 2 | NAICS-22 Non-Cogen | HY | WAT | HYC | PJM | A |  | 0 | 0 | 0 | 0 | 0 | 0 | 0 | 0 | 0 | 0 | 0 | 0 | 0 | 0 | 0 | 0 | 0 | 0 | 0 | 0 | 0 | 0 | 0 | 0 | 0 | 0 | 0 | 0 | 0 | 0 | 0 | 0 | 0 | 0 | 0 | 0 | 5599 | 6246 | 7139 | 5928 | 5448 | 3597 | 2857 | 3057 | 2555 | 2119 | 2956 | 3910 | 5599 | 6246 | 7139 | 5928 | 5448 | 3597 | 2857 | 3057 | 2555 | 2119 | 2956 | 3910 | 638.588 | 712.419 | 814.279 | 676.146 | 621.403 | 410.298 | 325.881 | 348.657 | 291.435 | 241.733 | 337.157 | 446.004 | 0 | 0 | 51411 | 51411 | 5864 | 2020
Vintage1939 | hydro | TRUE | 59927.6546.WV.HY | 6546 | N | . | Millville Hydro Station | PE Hydro Generation, LLC | 59927 | WV | SAT | RFC |  | 22 | 2 | NAICS-22 Non-Cogen | HY | WAT | HYC | PJM | A |  | 0 | 0 | 0 | 0 | 0 | 0 | 0 | 0 | 0 | 0 | 0 | 0 | 0 | 0 | 0 | 0 | 0 | 0 | 0 | 0 | 0 | 0 | 0 | 0 | 0 | 0 | 0 | 0 | 0 | 0 | 0 | 0 | 0 | 0 | 0 | 0 | 10508 | 11723 | 13399 | 11126 | 10225 | 6751 | 5362 | 5737 | 4795 | 3978 | 5548 | 7339 | 10508 | 11723 | 13399 | 11126 | 10225 | 6751 | 5362 | 5737 | 4795 | 3978 | 5548 | 7339 | 1198.548 | 1337.123 | 1528.301 | 1269.043 | 1166.296 | 770.078 | 611.638 | 654.386 | 546.988 | 453.703 | 632.801 | 837.095 | 0 | 0 | 96491 | 96491 | 11006 | 2020
Vintage1968 | hydro | TRUE | 19400.6552.OR.HY | 6552 | N | . | Foster | USACE Northwestern Division | 19400 | OR | PACC | WECC |  | 22 | 1 | Electric Utility | HY | WAT | HYC | BPAT | A |  | 0 | 0 | 0 | 0 | 0 | 0 | 0 | 0 | 0 | 0 | 0 | 0 | 0 | 0 | 0 | 0 | 0 | 0 | 0 | 0 | 0 | 0 | 0 | 0 | 0 | 0 | 0 | 0 | 0 | 0 | 0 | 0 | 0 | 0 | 0 | 0 | 52925 | 57318 | 45997 | 40904 | 70140 | 70432 | 64574 | 51926 | 39459 | 38863 | 46892 | 48103 | 52925 | 57318 | 45997 | 40904 | 70140 | 70432 | 64574 | 51926 | 39459 | 38863 | 46892 | 48103 | 6036.87 | 6537.908 | 5246.575 | 4665.667 | 8000.458 | 8033.813 | 7365.526 | 5922.905 | 4500.855 | 4432.872 | 5348.745 | 5486.806 | 0 | 0 | 627533 | 627533 | 71579 | 2020
Vintage2015 | petroleum | TRUE | 20214.6554.IA.IC | 6554 | N | . | Waverly Municipal Electric North Plant | Waverly Municipal Elec Utility | 20214 | IA | WNC | MRO |  | 22 | 1 | Electric Utility | IC | DFO | DFO | MISO | A | barrels | 18 | 18 | 16 | 18 | 20 | 24 | 12 | 20 | 16 | 19 | 26 | 21 | 18 | 18 | 16 | 18 | 20 | 24 | 12 | 20 | 16 | 19 | 26 | 21 | 5.885 | 5.885 | 5.885 | 5.885 | 5.885 | 5.885 | 5.885 | 5.885 | 5.885 | 5.885 | 5.885 | 5.885 | 106 | 106 | 94 | 106 | 118 | 141 | 71 | 118 | 94 | 112 | 153 | 124 | 106 | 106 | 94 | 106 | 118 | 141 | 71 | 118 | 94 | 112 | 153 | 124 | 9.924 | 10.316 | 8.814 | 9.996 | 11.52 | 13.888 | 7.086 | 11.486 | 8.797 | 10.976 | 14.742 | 11.753 | 228 | 228 | 1343 | 1343 | 129.298 | 2020
Vintage2015 | natural gas peaker | TRUE | 20214.6554.IA.IC | 6554 | N | . | Waverly Municipal Electric North Plant | Waverly Municipal Elec Utility | 20214 | IA | WNC | MRO |  | 22 | 1 | Electric Utility | IC | NG | NG | MISO | A | mcf | 68 | 82 | 34 | 43 | 64 | 71 | 116 | 65 | 51 | 53 | 43 | 73 | 68 | 82 | 34 | 43 | 64 | 71 | 116 | 65 | 51 | 53 | 43 | 73 | 1.016 | 1.016 | 1.016 | 1.016 | 1.016 | 1.016 | 1.016 | 1.016 | 1.016 | 1.016 | 1.016 | 1.016 | 69 | 83 | 35 | 44 | 65 | 72 | 118 | 66 | 52 | 54 | 44 | 74 | 69 | 83 | 35 | 44 | 65 | 72 | 118 | 66 | 52 | 54 | 44 | 74 | 6.72 | 7.982 | 3.351 | 4.185 | 6.224 | 6.934 | 11.358 | 6.399 | 4.98 | 5.178 | 4.197 | 7.194 | 763 | 763 | 776 | 776 | 74.702 | 2020
Vintage2011 | petroleum | TRUE | 12119.6555.AK.IC | 6555 | N | . | McGrath | McGrath Light & Power Co | 12119 | AK | PACN |  |  | 22 | 1 | Electric Utility | IC | DFO | DFO |  | A | barrels | 477 | 309 | 312 | 299 | 253 | 319 | 416 | 426 | 271 | 324 | 251 | 249 | 477 | 309 | 312 | 299 | 253 | 319 | 416 | 426 | 271 | 324 | 251 | 249 | 5.5 | 5.5 | 5.5 | 5.5 | 5.5 | 5.5 | 5.5 | 5.5 | 5.5 | 5.5 | 5.5 | 5.5 | 2624 | 1700 | 1716 | 1645 | 1392 | 1755 | 2288 | 2343 | 1491 | 1782 | 1381 | 1370 | 2624 | 1700 | 1716 | 1645 | 1392 | 1755 | 2288 | 2343 | 1491 | 1782 | 1381 | 1370 | 260.374 | 168.8 | 170.421 | 163.536 | 138.472 | 174.342 | 227.259 | 232.852 | 148.065 | 177.218 | 137.43 | 136.231 | 3906 | 3906 | 21487 | 21487 | 2135 | 2020
Vintage2016 | petroleum | TRUE | 298.6558.LA.IC | 6558 | N | . | D G Hunter | City of Alexandria - (LA) | 298 | LA | WSC | SERC |  | 22 | 1 | Electric Utility | IC | DFO | DFO | MISO | A | barrels | 0 | 0 | 0 | 0 | 0 | 0 | 0 | 0 | 0 | 0 | 0 | 0 | 0 | 0 | 0 | 0 | 0 | 0 | 0 | 0 | 0 | 0 | 0 | 0 | 0 | 0 | 0 | 0 | 0 | 0 | 0 | 0 | 0 | 0 | 0 | 0 | 0 | 0 | 0 | 0 | 0 | 0 | 0 | 0 | 0 | 0 | 0 | 0 | 0 | 0 | 0 | 0 | 0 | 0 | 0 | 0 | 0 | 0 | 0 | 0 | 0 | 0 | 0 | 0 | 0 | 0 | 0 | 0 | 0 | 0 | 0 | 0 | 0 | 0 | 0 | 0 | 0 | 2020
Vintage2016 | natural gas peaker | TRUE | 298.6558.LA.IC | 6558 | N | . | D G Hunter | City of Alexandria - (LA) | 298 | LA | WSC | SERC |  | 22 | 1 | Electric Utility | IC | NG | NG | MISO | A | mcf | 43828 | 43598 | 45775 | 42090 | 44141 | 48735 | 56838 | 51535 | 43298 | 46710 | 43652 | 45806 | 43828 | 43598 | 45775 | 42090 | 44141 | 48735 | 56838 | 51535 | 43298 | 46710 | 43652 | 45806 | 1.004 | 1.004 | 1.004 | 1.004 | 1.004 | 1.004 | 1.004 | 1.004 | 1.004 | 1.004 | 1.004 | 1.004 | 44003 | 43772 | 45958 | 42258 | 44318 | 48930 | 57065 | 51741 | 43471 | 46897 | 43827 | 45989 | 44003 | 43772 | 45958 | 42258 | 44318 | 48930 | 57065 | 51741 | 43471 | 46897 | 43827 | 45989 | 4882.092 | 4856.492 | 5098.973 | 4688.529 | 4916.957 | 5428.703 | 6331.333 | 5740.666 | 4823.116 | 5203.107 | 4862.542 | 5102.51 | 556006 | 556006 | 558229 | 558229 | 61935.02 | 2020
Vintage2017 | petroleum | TRUE | 3522.6559.AK.CA | 6559 | N | . | George M Sullivan Generation Plant 2 | Chugach Electric Assn Inc | 3522 | AK | PACN |  |  | 22 | 1 | Electric Utility | CA | DFO | DFO |  | A | barrels | 0 | 0 | 0 | 0 | 0 | 0 | 0 | 0 | 0 | 0 | 0 | 0 | 0 | 0 | 0 | 0 | 0 | 0 | 0 | 0 | 0 | 0 | 0 | 0 | 0 | 0 | 0 | 0 | 0 | 0 | 0 | 0 | 0 | 0 | 0 | 0 | 0 | 0 | 0 | 0 | 0 | 0 | 0 | 0 | 0 | 0 | 0 | 0 | 0 | 0 | 0 | 0 | 0 | 0 | 0 | 0 | 0 | 0 | 0 | 0 | 0 | 0 | 0 | 0 | 0 | 0 | 0 | 0 | 0 | 0 | 0 | 0 | 0 | 0 | 0 | 0 | 0 | 2020
Vintage2017 | natural gas combined cycle | TRUE | 3522.6559.AK.CA | 6559 | N | . | George M Sullivan Generation Plant 2 | Chugach Electric Assn Inc | 3522 | AK | PACN |  |  | 22 | 1 | Electric Utility | CA | NG | NG |  | AM | mcf | 0 | 0 | 0 | 0 | 0 | 0 | 0 | 0 | 0 | 0 | 0 | 0 | 0 | 0 | 0 | 0 | 0 | 0 | 0 | 0 | 0 | 0 | 0 | 0 | 0 | 0 | 0 | 0 | 0 | 0 | 0 | 0 | 0 | 0 | 0 | 0 | 0 | 0 | 0 | 0 | 0 | 0 | 0 | 0 | 0 | 0 | 0 | 0 | 0 | 0 | 0 | 0 | 0 | 0 | 0 | 0 | 0 | 0 | 0 | 0 | 13255 | 7853 | 4338 | 5326 | 5363 | 9360 | 6572 | 5387 | 3824 | 1848 | 12580 | 15370 | 0 | 0 | 0 | 0 | 91076 | 2020
Vintage2017 | petroleum | TRUE | 3522.6559.AK.CT | 6559 | N | . | George M Sullivan Generation Plant 2 | Chugach Electric Assn Inc | 3522 | AK | PACN |  |  | 22 | 1 | Electric Utility | CT | DFO | DFO |  | AM | barrels | 0 | 0 | 0 | 0 | 0 | 0 | 0 | 0 | 0 | 0 | 0 | 0 | 0 | 0 | 0 | 0 | 0 | 0 | 0 | 0 | 0 | 0 | 0 | 0 | 0 | 0 | 0 | 0 | 0 | 0 | 0 | 0 | 0 | 0 | 0 | 0 | 0 | 0 | 0 | 0 | 0 | 0 | 0 | 0 | 0 | 0 | 0 | 0 | 0 | 0 | 0 | 0 | 0 | 0 | 0 | 0 | 0 | 0 | 0 | 0 | 0 | 0 | 0 | 0 | 0 | 0 | 0 | 0 | 0 | 0 | 0 | 0 | 0 | 0 | 0 | 0 | 0 | 2020
Vintage2017 | natural gas combined cycle | TRUE | 3522.6559.AK.CT | 6559 | N | . | George M Sullivan Generation Plant 2 | Chugach Electric Assn Inc | 3522 | AK | PACN |  |  | 22 | 1 | Electric Utility | CT | NG | NG |  | AM | mcf | 503224 | 362490 | 305430 | 233550 | 231301 | 355511 | 269177 | 231686 | 220629 | 260323 | 452672 | 537081 | 503224 | 362490 | 305430 | 233550 | 231301 | 355511 | 269177 | 231686 | 220629 | 260323 | 452672 | 537081 | 1.01 | 1.01 | 1.01 | 1.01 | 1.01 | 1.01 | 1.01 | 1.01 | 1.01 | 1.01 | 1.01 | 1.01 | 508256 | 366115 | 308484 | 235886 | 233614 | 359066 | 271869 | 234003 | 222835 | 262926 | 457199 | 542452 | 508256 | 366115 | 308484 | 235886 | 233614 | 359066 | 271869 | 234003 | 222835 | 262926 | 457199 | 542452 | 46226 | 32561 | 24294 | 19981 | 19528 | 33019 | 24100 | 20176 | 18840 | 23327 | 43400 | 51485 | 3963074 | 3963074 | 4002705 | 4002705 | 356937 | 2020
Vintage1984 | natural gas peaker | TRUE | 3522.6559.AK.GT | 6559 | N | . | George M Sullivan Generation Plant 2 | Chugach Electric Assn Inc | 3522 | AK | PACN |  |  | 22 | 1 | Electric Utility | GT | NG | NG |  | A | mcf | 1193 | 983 | 941 | 806 | 832 | 825 | 861 | 830 | 759 | 645 | 1180 | 1335 | 1193 | 983 | 941 | 806 | 832 | 825 | 861 | 830 | 759 | 645 | 1180 | 1335 | 1.01 | 1.01 | 1.01 | 1.01 | 1.01 | 1.01 | 1.01 | 1.01 | 1.01 | 1.01 | 1.01 | 1.01 | 1205 | 993 | 950 | 814 | 840 | 833 | 870 | 838 | 767 | 651 | 1192 | 1348 | 1205 | 993 | 950 | 814 | 840 | 833 | 870 | 838 | 767 | 651 | 1192 | 1348 | -55.491 | -45.663 | -43.708 | -37.446 | -38.662 | -38.337 | -40.028 | -38.552 | -35.274 | -29.993 | -54.819 | -62.027 | 11190 | 11190 | 11301 | 11301 | -520 | 2020
Vintage1935 | hydro | TRUE | 733.6560.WV.HY | 6560 | N | . | London | Appalachian Power Co | 733 | WV | SAT | RFC |  | 22 | 1 | Electric Utility | HY | WAT | HYC | PJM | A |  | 0 | 0 | 0 | 0 | 0 | 0 | 0 | 0 | 0 | 0 | 0 | 0 | 0 | 0 | 0 | 0 | 0 | 0 | 0 | 0 | 0 | 0 | 0 | 0 | 0 | 0 | 0 | 0 | 0 | 0 | 0 | 0 | 0 | 0 | 0 | 0 | 64931 | 72438 | 82795 | 68750 | 63183 | 41719 | 33135 | 35451 | 29633 | 24579 | 34282 | 45349 | 64931 | 72438 | 82795 | 68750 | 63183 | 41719 | 33135 | 35451 | 29633 | 24579 | 34282 | 45349 | 7406.255 | 8262.56 | 9443.915 | 7841.869 | 7206.96 | 4758.587 | 3779.53 | 4043.687 | 3380.031 | 2803.595 | 3910.304 | 5172.707 | 0 | 0 | 596245 | 596245 | 68010 | 2020
Vintage1935 | hydro | TRUE | 733.6561.WV.HY | 6561 | N | . | Marmet | Appalachian Power Co | 733 | WV | SAT | RFC |  | 22 | 1 | Electric Utility | HY | WAT | HYC | PJM | A |  | 0 | 0 | 0 | 0 | 0 | 0 | 0 | 0 | 0 | 0 | 0 | 0 | 0 | 0 | 0 | 0 | 0 | 0 | 0 | 0 | 0 | 0 | 0 | 0 | 0 | 0 | 0 | 0 | 0 | 0 | 0 | 0 | 0 | 0 | 0 | 0 | 71993 | 80316 | 91800 | 76227 | 70055 | 46256 | 36739 | 39307 | 32856 | 27252 | 38010 | 50281 | 71993 | 80316 | 91800 | 76227 | 70055 | 46256 | 36739 | 39307 | 32856 | 27252 | 38010 | 50281 | 8211.783 | 9161.224 | 10471.067 | 8694.778 | 7990.814 | 5276.147 | 4190.605 | 4483.492 | 3747.655 | 3108.524 | 4335.602 | 5735.309 | 0 | 0 | 661092 | 661092 | 75407 | 2020
Vintage1938 | hydro | TRUE | 733.6562.WV.HY | 6562 | N | . | Winfield | Appalachian Power Co | 733 | WV | SAT | RFC |  | 22 | 1 | Electric Utility | HY | WAT | HYC | PJM | A |  | 0 | 0 | 0 | 0 | 0 | 0 | 0 | 0 | 0 | 0 | 0 | 0 | 0 | 0 | 0 | 0 | 0 | 0 | 0 | 0 | 0 | 0 | 0 | 0 | 0 | 0 | 0 | 0 | 0 | 0 | 0 | 0 | 0 | 0 | 0 | 0 | 97147 | 108379 | 123874 | 102861 | 94533 | 62418 | 49576 | 53040 | 44335 | 36774 | 51291 | 67850 | 97147 | 108379 | 123874 | 102861 | 94533 | 62418 | 49576 | 53040 | 44335 | 36774 | 51291 | 67850 | 11080.961 | 12362.13 | 14129.629 | 11732.709 | 10782.782 | 7119.618 | 5654.791 | 6050.012 | 5057.075 | 4194.633 | 5850.45 | 7739.21 | 0 | 0 | 892078 | 892078 | 101754 | 2020
Vintage2020 | petroleum | TRUE | 1615.6565.MD.IC | 6565 | N | . | Berlin | Town of Berlin - (MD) | 1615 | MD | SAT | RFC |  | 22 | 1 | Electric Utility | IC | DFO | DFO | PJM | A | barrels | 63 | 15 | 27 | 23 | 5 | 104 | 131 | 49 | 51 | 8 | 11 | 27 | 63 | 15 | 27 | 23 | 5 | 104 | 131 | 49 | 51 | 8 | 11 | 27 | 5.8 | 5.8 | 5.8 | 5.8 | 5.8 | 5.8 | 5.8 | 5.8 | 5.8 | 5.8 | 5.8 | 5.8 | 365 | 87 | 157 | 133 | 29 | 603 | 760 | 284 | 296 | 46 | 64 | 157 | 365 | 87 | 157 | 133 | 29 | 603 | 760 | 284 | 296 | 46 | 64 | 157 | 13.479 | 3.196 | 5.853 | 5.046 | 1.13 | 22.634 | 28.402 | 10.573 | 11.083 | 1.683 | 2.396 | 5.893 | 514 | 514 | 2981 | 2981 | 111.368 | 2020
Vintage2020 | natural gas peaker | TRUE | 1615.6565.MD.IC | 6565 | N | . | Berlin | Town of Berlin - (MD) | 1615 | MD | SAT | RFC |  | 22 | 1 | Electric Utility | IC | NG | NG | PJM | A | mcf | 61 | 89 | 83 | 72 | 55 | 75 | 104 | 82 | 65 | 88 | 68 | 52 | 61 | 89 | 83 | 72 | 55 | 75 | 104 | 82 | 65 | 88 | 68 | 52 | 1.037 | 1.037 | 1.037 | 1.037 | 1.037 | 1.037 | 1.037 | 1.037 | 1.037 | 1.037 | 1.037 | 1.037 | 63 | 92 | 86 | 75 | 57 | 78 | 108 | 85 | 67 | 91 | 71 | 54 | 63 | 92 | 86 | 75 | 57 | 78 | 108 | 85 | 67 | 91 | 71 | 54 | 2.381 | 3.438 | 3.223 | 2.797 | 2.114 | 2.895 | 4.022 | 3.18 | 2.527 | 3.399 | 2.631 | 2.025 | 894 | 894 | 927 | 927 | 34.632 | 2020
Vintage1992 | petroleum | TRUE | 221.6566.AK.IC | 6566 | N | . | Bethel | Alaska Village Elec Coop, Inc | 221 | AK | PACN |  |  | 22 | 1 | Electric Utility | IC | DFO | DFO |  | A | barrels | 8899 | 5769 | 5824 | 5589 | 4732 | 5958 | 7767 | 7958 | 5060 | 6057 | 4697 | 4656 | 8899 | 5769 | 5824 | 5589 | 4732 | 5958 | 7767 | 7958 | 5060 | 6057 | 4697 | 4656 | 5.61 | 5.61 | 5.61 | 5.61 | 5.61 | 5.61 | 5.61 | 5.61 | 5.61 | 5.61 | 5.61 | 5.61 | 49923 | 32364 | 32673 | 31354 | 26547 | 33424 | 43573 | 44644 | 28387 | 33980 | 26350 | 26120 | 49923 | 32364 | 32673 | 31354 | 26547 | 33424 | 43573 | 44644 | 28387 | 33980 | 26350 | 26120 | 5248.851 | 3402.805 | 3435.473 | 3296.692 | 2791.423 | 3514.525 | 4581.262 | 4694.003 | 2984.801 | 3572.494 | 2770.424 | 2746.247 | 72966 | 72966 | 409339 | 409339 | 43039 | 2020
Vintage2018 | petroleum | TRUE | 1857.6567.RI.IC | 6567 | N | . | Block Island | Block Island Utility District | 1857 | RI | NEW | NPCC |  | 22 | 1 | Electric Utility | IC | DFO | DFO | NA | M | barrels | 0 | 0 | 0 | 0 | 0 | 4 | 0 | 1 | 3 | 0 | 0 | 0 | 0 | 0 | 0 | 0 | 0 | 4 | 0 | 1 | 3 | 0 | 0 | 0 | 0 | 0 | 0 | 0 | 0 | 5.9 | 0 | 5.9 | 5.9 | 0 | 0 | 0 | 0 | 0 | 0 | 0 | 0 | 24 | 0 | 6 | 18 | 0 | 0 | 0 | 0 | 0 | 0 | 0 | 0 | 24 | 0 | 6 | 18 | 0 | 0 | 0 | 0 | 0 | 0 | 0 | 0 | 2 | 0 | 0 | 2 | 0 | 0 | 0 | 8 | 8 | 48 | 48 | 4 | 2020
Vintage2017 | petroleum | TRUE | 9776.6579.KS.IC | 6579 | N | . | Johnson | City of Johnson - (KS) | 9776 | KS | WNC | MRO |  | 22 | 1 | Electric Utility | IC | DFO | DFO | SWPP | A | barrels | 5 | 6 | 5 | 5 | 6 | 7 | 4 | 6 | 5 | 6 | 8 | 6 | 5 | 6 | 5 | 5 | 6 | 7 | 4 | 6 | 5 | 6 | 8 | 6 | 5.9 | 5.9 | 5.9 | 5.9 | 5.9 | 5.9 | 5.9 | 5.9 | 5.9 | 5.9 | 5.9 | 5.9 | 30 | 35 | 30 | 30 | 35 | 41 | 24 | 35 | 30 | 35 | 47 | 35 | 30 | 35 | 30 | 30 | 35 | 41 | 24 | 35 | 30 | 35 | 47 | 35 | 2.456 | 2.553 | 2.181 | 2.474 | 2.851 | 3.437 | 1.754 | 2.843 | 2.177 | 2.716 | 3.649 | 2.909 | 69 | 69 | 407 | 407 | 32 | 2020
Vintage2017 | natural gas peaker | TRUE | 9776.6579.KS.IC | 6579 | N | . | Johnson | City of Johnson - (KS) | 9776 | KS | WNC | MRO |  | 22 | 1 | Electric Utility | IC | NG | NG | SWPP | A | mcf | 0 | 0 | 0 | 0 | 0 | 0 | 0 | 0 | 0 | 0 | 0 | 0 | 0 | 0 | 0 | 0 | 0 | 0 | 0 | 0 | 0 | 0 | 0 | 0 | 0 | 0 | 0 | 0 | 0 | 0 | 0 | 0 | 0 | 0 | 0 | 0 | 0 | 0 | 0 | 0 | 0 | 0 | 0 | 0 | 0 | 0 | 0 | 0 | 0 | 0 | 0 | 0 | 0 | 0 | 0 | 0 | 0 | 0 | 0 | 0 | 0 | 0 | 0 | 0 | 0 | 0 | 0 | 0 | 0 | 0 | 0 | 0 | 0 | 0 | 0 | 0 | 0 | 2020
Vintage1954 | hydro | TRUE | 10210.6580.AK.HY | 6580 | N | . | Beaver Falls | Ketchikan Public Utilities | 10210 | AK | PACN |  |  | 22 | 1 | Electric Utility | HY | WAT | HYC |  | A |  | 0 | 0 | 0 | 0 | 0 | 0 | 0 | 0 | 0 | 0 | 0 | 0 | 0 | 0 | 0 | 0 | 0 | 0 | 0 | 0 | 0 | 0 | 0 | 0 | 0 | 0 | 0 | 0 | 0 | 0 | 0 | 0 | 0 | 0 | 0 | 0 | 34023 | 35528 | 31168 | 28805 | 42254 | 41161 | 38739 | 32820 | 26296 | 26152 | 30094 | 31300 | 34023 | 35528 | 31168 | 28805 | 42254 | 41161 | 38739 | 32820 | 26296 | 26152 | 30094 | 31300 | 3880.773 | 4052.439 | 3555.145 | 3285.565 | 4819.641 | 4694.942 | 4418.676 | 3743.62 | 2999.384 | 2982.966 | 3432.627 | 3570.222 | 0 | 0 | 398340 | 398340 | 45436 | 2020
Vintage1968 | hydro | TRUE | 10210.6581.AK.HY | 6581 | N | . | Silvis | Ketchikan Public Utilities | 10210 | AK | PACN |  |  | 22 | 1 | Electric Utility | HY | WAT | HYC |  | A |  | 0 | 0 | 0 | 0 | 0 | 0 | 0 | 0 | 0 | 0 | 0 | 0 | 0 | 0 | 0 | 0 | 0 | 0 | 0 | 0 | 0 | 0 | 0 | 0 | 0 | 0 | 0 | 0 | 0 | 0 | 0 | 0 | 0 | 0 | 0 | 0 | 10194 | 10645 | 9339 | 8631 | 12661 | 12333 | 11607 | 9834 | 7879 | 7836 | 9017 | 9378 | 10194 | 10645 | 9339 | 8631 | 12661 | 12333 | 11607 | 9834 | 7879 | 7836 | 9017 | 9378 | 1162.796 | 1214.233 | 1065.229 | 984.455 | 1444.11 | 1406.747 | 1323.969 | 1121.702 | 898.706 | 893.787 | 1028.519 | 1069.747 | 0 | 0 | 119354 | 119354 | 13614 | 2020
Vintage2006 | petroleum | TRUE | 50079.6584.FL.GT | 6584 | N | . | Stock Island | Utility Board of Key West City | 50079 | FL | SAT | SERC |  | 22 | 1 | Electric Utility | GT | DFO | DFO | FPL | A | barrels | 897 | 694 | 374 | 376 | 656 | 701 | 601 | 512 | 470 | 624 | 315 | 564 | 897 | 694 | 374 | 376 | 656 | 701 | 601 | 512 | 470 | 624 | 315 | 564 | 5.804 | 5.804 | 5.804 | 5.804 | 5.804 | 5.804 | 5.804 | 5.804 | 5.804 | 5.804 | 5.804 | 5.804 | 5206 | 4028 | 2171 | 2182 | 3807 | 4069 | 3488 | 2972 | 2728 | 3622 | 1828 | 3273 | 5206 | 4028 | 2171 | 2182 | 3807 | 4069 | 3488 | 2972 | 2728 | 3622 | 1828 | 3273 | 405.287 | 313.989 | 169.142 | 170.208 | 296.766 | 317.025 | 271.705 | 231.719 | 212.543 | 282.181 | 142.413 | 255.022 | 6784 | 6784 | 39374 | 39374 | 3068 | 2020
Vintage2012 | petroleum | TRUE | 50079.6584.FL.IC | 6584 | N | . | Stock Island | Utility Board of Key West City | 50079 | FL | SAT | SERC |  | 22 | 1 | Electric Utility | IC | DFO | DFO | FPL | A | barrels | 77 | 60 | 32 | 32 | 57 | 60 | 52 | 44 | 41 | 54 | 27 | 49 | 77 | 60 | 32 | 32 | 57 | 60 | 52 | 44 | 41 | 54 | 27 | 49 | 5.804 | 5.804 | 5.804 | 5.804 | 5.804 | 5.804 | 5.804 | 5.804 | 5.804 | 5.804 | 5.804 | 5.804 | 447 | 348 | 186 | 186 | 331 | 348 | 302 | 255 | 238 | 313 | 157 | 284 | 447 | 348 | 186 | 186 | 331 | 348 | 302 | 255 | 238 | 313 | 157 | 284 | 21.401 | 16.58 | 8.931 | 8.987 | 15.67 | 16.74 | 14.347 | 12.235 | 11.223 | 14.9 | 7.52 | 13.466 | 585 | 585 | 3395 | 3395 | 162 | 2020
Vintage1975 | petroleum | TRUE | 11624.6586.MA.IC | 6586 | N | . | Wilkins Station | Town of Marblehead - (MA) | 11624 | MA | NEW | NPCC |  | 22 | 1 | Electric Utility | IC | DFO | DFO | ISNE | A | barrels | 3 | 3 | 3 | 3 | 2 | 2 | 2 | 2 | 2 | 4 | 4 | 22 | 3 | 3 | 3 | 3 | 2 | 2 | 2 | 2 | 2 | 4 | 4 | 22 | 5.8 | 5.8 | 5.8 | 5.8 | 5.8 | 5.8 | 5.8 | 5.8 | 5.8 | 5.8 | 5.8 | 5.8 | 17 | 17 | 17 | 17 | 12 | 12 | 12 | 12 | 12 | 23 | 23 | 128 | 17 | 17 | 17 | 17 | 12 | 12 | 12 | 12 | 12 | 23 | 23 | 128 | 1.659 | 1.77 | 1.375 | 1.528 | 1.069 | 1.038 | 1.234 | 1.164 | 1.32 | 2.072 | 2.086 | 11.685 | 52 | 52 | 302 | 302 | 28 | 2020
Vintage1969 | hydro | TRUE | 55937.6595.TX.HY | 6595 | N | . | Toledo Bend | Entergy Texas Inc. | 55937 | TX | WSC | SERC |  | 22 | 1 | Electric Utility | HY | WAT | HYC | MISO | A |  | 0 | 0 | 0 | 0 | 0 | 0 | 0 | 0 | 0 | 0 | 0 | 0 | 0 | 0 | 0 | 0 | 0 | 0 | 0 | 0 | 0 | 0 | 0 | 0 | 0 | 0 | 0 | 0 | 0 | 0 | 0 | 0 | 0 | 0 | 0 | 0 | 119976 | 252534 | 233341 | 285156 | 311251 | 139766 | 194025 | 152390 | 199774 | 195303 | 120781 | 131864 | 119976 | 252534 | 233341 | 285156 | 311251 | 139766 | 194025 | 152390 | 199774 | 195303 | 120781 | 131864 | 13684.93 | 28805.044 | 26615.835 | 32526.065 | 35502.565 | 15942.255 | 22131.284 | 17382.19 | 22787.096 | 22277.02 | 13776.807 | 15040.909 | 0 | 0 | 2336161 | 2336161 | 266472 | 2020
Vintage1963 | hydro | TRUE | 16534.6612.CA.HY | 6612 | N | . | Union Valley | Sacramento Municipal Util Dist | 16534 | CA | PACC | WECC |  | 22 | 1 | Electric Utility | HY | WAT | HYC | BANC | A |  | 0 | 0 | 0 | 0 | 0 | 0 | 0 | 0 | 0 | 0 | 0 | 0 | 0 | 0 | 0 | 0 | 0 | 0 | 0 | 0 | 0 | 0 | 0 | 0 | 0 | 0 | 0 | 0 | 0 | 0 | 0 | 0 | 0 | 0 | 0 | 0 | 33141 | 24725 | 26176 | 38424 | 52626 | 49172 | 51989 | 52387 | 36485 | 30005 | 22693 | 18693 | 33141 | 24725 | 26176 | 38424 | 52626 | 49172 | 51989 | 52387 | 36485 | 30005 | 22693 | 18693 | 3780.223 | 2820.26 | 2985.762 | 4382.801 | 6002.762 | 5608.767 | 5930.056 | 5975.447 | 4161.676 | 3422.499 | 2588.496 | 2132.251 | 0 | 0 | 436516 | 436516 | 49791 | 2020
Vintage2012 | hydro | TRUE | 18371.6618.VT.HY | 6618 | N | . | Highgate Falls | Village of Swanton - (VT) | 18371 | VT | NEW | NPCC |  | 22 | 1 | Electric Utility | HY | WAT | HYC | ISNE | A |  | 0 | 0 | 0 | 0 | 0 | 0 | 0 | 0 | 0 | 0 | 0 | 0 | 0 | 0 | 0 | 0 | 0 | 0 | 0 | 0 | 0 | 0 | 0 | 0 | 0 | 0 | 0 | 0 | 0 | 0 | 0 | 0 | 0 | 0 | 0 | 0 | 41063 | 34997 | 47757 | 51528 | 46436 | 15370 | 19522 | 10555 | 6008 | 22347 | 26350 | 35542 | 41063 | 34997 | 47757 | 51528 | 46436 | 15370 | 19522 | 10555 | 6008 | 22347 | 26350 | 35542 | 4683.85 | 3991.858 | 5447.407 | 5877.447 | 5296.626 | 1753.116 | 2226.76 | 1203.915 | 685.336 | 2548.958 | 3005.626 | 4054.101 | 0 | 0 | 357475 | 357475 | 40775 | 2020
Vintage1977 | petroleum | TRUE | 30151.6619.CO.GT | 6619 | N | . | Burlington (CO) | Tri-State G & T Assn, Inc | 30151 | CO | MTN | WECC |  | 22 | 1 | Electric Utility | GT | DFO | DFO | WACM | M | barrels | 0 | 0 | 370 | 682 | 0 | 2849 | 1153 | 655 | 142 | 575 | 616 | 1028 | 0 | 0 | 370 | 682 | 0 | 2849 | 1153 | 655 | 142 | 575 | 616 | 1028 | 0 | 0 | 5.5 | 5.5 | 0 | 5.5 | 5.5 | 5.5 | 5.5 | 5.5 | 5.5 | 5.5 | 0 | 0 | 2035 | 3751 | 0 | 15670 | 6342 | 3603 | 781 | 3163 | 3388 | 5654 | 0 | 0 | 2035 | 3751 | 0 | 15670 | 6342 | 3603 | 781 | 3163 | 3388 | 5654 | 0 | 0 | 165 | 302 | 0 | 1181 | 484 | 296 | 56 | 253 | 268 | 459 | 8070 | 8070 | 44387 | 44387 | 3464 | 2020
Vintage1961 | hydro | TRUE | 19635.6623.MT.HY | 6623 | N | . | Fort Peck | USACE-Omaha | 19635 | MT | MTN | WECC |  | 22 | 1 | Electric Utility | HY | WAT | HYC | WAUW | A |  | 0 | 0 | 0 | 0 | 0 | 0 | 0 | 0 | 0 | 0 | 0 | 0 | 0 | 0 | 0 | 0 | 0 | 0 | 0 | 0 | 0 | 0 | 0 | 0 | 0 | 0 | 0 | 0 | 0 | 0 | 0 | 0 | 0 | 0 | 0 | 0 | 686082 | 722615 | 751787 | 845769 | 962070 | 937133 | 949539 | 955981 | 694408 | 759691 | 740524 | 687696 | 686082 | 722615 | 751787 | 845769 | 962070 | 937133 | 949539 | 955981 | 694408 | 759691 | 740524 | 687696 | 78257.337 | 82424.425 | 85751.932 | 96471.848 | 109737.7 | 106893.19 | 108308.26 | 109043.17 | 79207.047 | 86653.425 | 84467.249 | 78441.407 | 0 | 0 | 9693295 | 9693295 | 1105657 | 2020
Vintage1957 | hydro | TRUE | 19635.6624.NE.HY | 6624 | N | . | Gavins Point | USACE-Omaha | 19635 | NE | WNC | MRO |  | 22 | 1 | Electric Utility | HY | WAT | HYC | SWPP | A |  | 0 | 0 | 0 | 0 | 0 | 0 | 0 | 0 | 0 | 0 | 0 | 0 | 0 | 0 | 0 | 0 | 0 | 0 | 0 | 0 | 0 | 0 | 0 | 0 | 0 | 0 | 0 | 0 | 0 | 0 | 0 | 0 | 0 | 0 | 0 | 0 | 756660 | 685937 | 558002 | 741181 | 563262 | 596656 | 500021 | 394022 | 246633 | 276094 | 369308 | 379356 | 756660 | 685937 | 558002 | 741181 | 563262 | 596656 | 500021 | 394022 | 246633 | 276094 | 369308 | 379356 | 86307.721 | 78240.759 | 63648.043 | 84542.159 | 64247.944 | 68057.072 | 57034.499 | 44943.81 | 28131.947 | 31492.369 | 42124.762 | 43270.915 | 0 | 0 | 6067132 | 6067132 | 692042 | 2020
Vintage2007 | petroleum | TRUE | 4180.6635.CT.GT | 6635 | N | . | A L Pierce | Connecticut Mun Elec Engy Coop | 4180 | CT | NEW | NPCC |  | 22 | 1 | Electric Utility | GT | DFO | DFO | ISNE | M | barrels | 0 | 17 | 0 | 0 | 0 | 0 | 0 | 0 | 0 | 0 | 178 | 87 | 0 | 17 | 0 | 0 | 0 | 0 | 0 | 0 | 0 | 0 | 178 | 87 | 0 | 5.82 | 0 | 0 | 0 | 0 | 0 | 0 | 0 | 0 | 5.82 | 5.82 | 0 | 99 | 0 | 0 | 0 | 0 | 0 | 0 | 0 | 0 | 1036 | 506 | 0 | 99 | 0 | 0 | 0 | 0 | 0 | 0 | 0 | 0 | 1036 | 506 | 0 | 12.75 | 0 | 0 | 0 | 0 | 0 | 0 | 0 | 0 | 88.345 | 34.519 | 282 | 282 | 1641 | 1641 | 135.614 | 2020
Vintage2007 | biomass | TRUE | 4180.6635.CT.GT | 6635 | N | . | A L Pierce | Connecticut Mun Elec Engy Coop | 4180 | CT | NEW | NPCC |  | 22 | 1 | Electric Utility | GT | LFG | MLG | ISNE | M | mcf | 0 | 0 | 0 | 0 | 0 | 0 | 0 | 0 | 0 | 0 | 0 | 0 | 0 | 0 | 0 | 0 | 0 | 0 | 0 | 0 | 0 | 0 | 0 | 0 | 0 | 0 | 0 | 0 | 0 | 0 | 0 | 0 | 0 | 0 | 0 | 0 | 0 | 0 | 0 | 0 | 0 | 0 | 0 | 0 | 0 | 0 | 0 | 0 | 0 | 0 | 0 | 0 | 0 | 0 | 0 | 0 | 0 | 0 | 0 | 0 | 0 | 0 | 0 | 0 | 0 | 0 | 0 | 0 | 0 | 0 | 0 | 0 | 0 | 0 | 0 | 0 | 0 | 2020
Vintage2007 | natural gas peaker | TRUE | 4180.6635.CT.GT | 6635 | N | . | A L Pierce | Connecticut Mun Elec Engy Coop | 4180 | CT | NEW | NPCC |  | 22 | 1 | Electric Utility | GT | NG | NG | ISNE | M | mcf | 0 | 17 | 0 | 0 | 2801 | 3350 | 191 | 4841 | 0 | 708 | 8354 | 64 | 0 | 17 | 0 | 0 | 2801 | 3350 | 191 | 4841 | 0 | 708 | 8354 | 64 | 0 | 1.027 | 0 | 0 | 1.027 | 1.027 | 1.027 | 1.027 | 0 | 1.027 | 1.027 | 1.027 | 0 | 17 | 0 | 0 | 2877 | 3440 | 196 | 4972 | 0 | 727 | 8580 | 66 | 0 | 17 | 0 | 0 | 2877 | 3440 | 196 | 4972 | 0 | 727 | 8580 | 66 | 0 | 2.25 | 0 | 0 | 201 | 254 | 1 | 397 | 0 | 61 | 731.655 | 4.481 | 20326 | 20326 | 20875 | 20875 | 1652.386 | 2020
Vintage1929 | hydro | TRUE | 59926.6636.PA.HY | 6636 | N | . | Lake Lynn Hydro Station | Lake Lynn Generation, LLC | 59926 | PA | MAT | RFC |  | 22 | 2 | NAICS-22 Non-Cogen | HY | WAT | HYC | PJM | A |  | 0 | 0 | 0 | 0 | 0 | 0 | 0 | 0 | 0 | 0 | 0 | 0 | 0 | 0 | 0 | 0 | 0 | 0 | 0 | 0 | 0 | 0 | 0 | 0 | 0 | 0 | 0 | 0 | 0 | 0 | 0 | 0 | 0 | 0 | 0 | 0 | 85375 | 79665 | 84604 | 82965 | 86662 | 81075 | 85078 | 83435 | 79252 | 79643 | 78765 | 83205 | 85375 | 79665 | 84604 | 82965 | 86662 | 81075 | 85078 | 83435 | 79252 | 79643 | 78765 | 83205 | 9738.245 | 9086.917 | 9650.295 | 9463.349 | 9884.995 | 9247.782 | 9704.32 | 9516.913 | 9039.798 | 9084.431 | 8984.306 | 9490.649 | 0 | 0 | 989724 | 989724 | 112892 | 2020
Vintage2012 | petroleum | TRUE | 221.6637.AK.IC | 6637 | N | . | Yakutat | Alaska Village Elec Coop, Inc | 221 | AK | PACN |  |  | 22 | 1 | Electric Utility | IC | DFO | DFO |  | A | barrels | 1193 | 773 | 781 | 749 | 634 | 798 | 1041 | 1066 | 678 | 812 | 629 | 624 | 1193 | 773 | 781 | 749 | 634 | 798 | 1041 | 1066 | 678 | 812 | 629 | 624 | 5.61 | 5.61 | 5.61 | 5.61 | 5.61 | 5.61 | 5.61 | 5.61 | 5.61 | 5.61 | 5.61 | 5.61 | 6693 | 4337 | 4381 | 4202 | 3557 | 4477 | 5840 | 5980 | 3804 | 4555 | 3529 | 3501 | 6693 | 4337 | 4381 | 4202 | 3557 | 4477 | 5840 | 5980 | 3804 | 4555 | 3529 | 3501 | 724.54 | 469.715 | 474.224 | 455.067 | 385.321 | 485.137 | 632.386 | 647.949 | 412.015 | 493.138 | 382.423 | 379.085 | 9778 | 9778 | 54856 | 54856 | 5941 | 2020
Vintage1981 | hard coal | TRUE | 1692.6639.KY.ST | 6639 | N | . | R D Green | Big Rivers Electric Corp | 1692 | KY | ESC | SERC |  | 22 | 1 | Electric Utility | ST | BIT | COL | MISO | M | short tons | 19520 | 40300 | 35956 | 0 | 10984 | 74763 | 104424 | 96984 | 38819 | 53304 | 48805 | 50178 | 19520 | 40300 | 35956 | 0 | 10984 | 74763 | 104424 | 96984 | 38819 | 53304 | 48805 | 50178 | 23.07 | 23.07 | 23.09 | 0 | 23.089 | 23.1 | 23.16 | 23.2 | 23.22 | 23.22 | 23.24 | 23.23 | 450326 | 929721 | 830224 | 0 | 253610 | 1727025 | 2418460 | 2250029 | 901377 | 1237719 | 1134228 | 1165635 | 450326 | 929721 | 830224 | 0 | 253610 | 1727025 | 2418460 | 2250029 | 901377 | 1237719 | 1134228 | 1165635 | 35444.433 | 76741.495 | 69807.265 | -2770.019 | 19225.519 | 143052.46 | 207160.77 | 193679.9 | 75445.484 | 105425.66 | 93400.474 | 88718.403 | 574037 | 574037 | 13298354 | 13298354 | 1105331.8 | 2020
Vintage1981 | petroleum | TRUE | 1692.6639.KY.ST | 6639 | N | . | R D Green | Big Rivers Electric Corp | 1692 | KY | ESC | SERC |  | 22 | 1 | Electric Utility | ST | DFO | DFO | MISO | M | barrels | 1493 | 682 | 549 | 0 | 1136 | 3165 | 1184 | 1208 | 1237 | 1367 | 2545 | 3286 | 1493 | 682 | 549 | 0 | 1136 | 3165 | 1184 | 1208 | 1237 | 1367 | 2545 | 3286 | 5.8 | 5.8 | 5.8 | 0 | 5.8 | 5.8 | 5.8 | 5.8 | 5.8 | 5.8 | 5.8 | 5.8 | 8659 | 3956 | 3184 | 0 | 6589 | 18357 | 6867 | 7006 | 7175 | 7929 | 14761 | 19059 | 8659 | 3956 | 3184 | 0 | 6589 | 18357 | 6867 | 7006 | 7175 | 7929 | 14761 | 19059 | 681.567 | 326.505 | 267.735 | -13.981 | 499.481 | 1520.542 | 588.232 | 603.103 | 600.516 | 675.337 | 1215.526 | 1450.597 | 17852 | 17852 | 103542 | 103542 | 8415.16 | 2020
Vintage1981 | petroleum | TRUE | 1692.6639.KY.ST | 6639 | N | . | R D Green | Big Rivers Electric Corp | 1692 | KY | ESC | SERC |  | 22 | 1 | Electric Utility | ST | PC | PC | MISO | M | short tons | 0 | 0 | 0 | 0 | 0 | 0 | 0 | 0 | 0 | 0 | 0 | 0 | 0 | 0 | 0 | 0 | 0 | 0 | 0 | 0 | 0 | 0 | 0 | 0 | 0 | 0 | 0 | 0 | 0 | 0 | 0 | 0 | 0 | 0 | 0 | 0 | 0 | 0 | 0 | 0 | 0 | 0 | 0 | 0 | 0 | 0 | 0 | 0 | 0 | 0 | 0 | 0 | 0 | 0 | 0 | 0 | 0 | 0 | 0 | 0 | 0 | 0 | 0 | 0 | 0 | 0 | 0 | 0 | 0 | 0 | 0 | 0 | 0 | 0 | 0 | 0 | 0 | 2020
Vintage1984 | petroleum | TRUE | 814.6641.AR.ST | 6641 | N | . | Independence Steam Electric Station | Entergy Arkansas LLC | 814 | AR | WSC | SERC |  | 22 | 1 | Electric Utility | ST | DFO | DFO | MISO | M | barrels | 2531 | 1756 | 1173 | 5726 | 1608 | 2892 | 4236 | 2144 | 3098 | 130 | 3775 | 3362 | 2531 | 1756 | 1173 | 5726 | 1608 | 2892 | 4236 | 2144 | 3098 | 130 | 3775 | 3362 | 5.9 | 5.9 | 5.9 | 5.9 | 5.9 | 5.9 | 5.9 | 5.9 | 5.9 | 5.9 | 5.9 | 5.9 | 14933 | 10360 | 6921 | 33783 | 9487 | 17063 | 24992 | 12650 | 18278 | 767 | 22273 | 19836 | 14933 | 10360 | 6921 | 33783 | 9487 | 17063 | 24992 | 12650 | 18278 | 767 | 22273 | 19836 | 1124.828 | 939.516 | 653 | 3036.346 | -3760 | 1568.595 | 2301.546 | 1184.153 | 1715.364 | 0 | 2152.253 | 1898.229 | 32431 | 32431 | 191343 | 191343 | 12813.83 | 2020
Vintage1984 | hard coal | TRUE | 814.6641.AR.ST | 6641 | N | . | Independence Steam Electric Station | Entergy Arkansas LLC | 814 | AR | WSC | SERC |  | 22 | 1 | Electric Utility | ST | SUB | COL | MISO | M | short tons | 38684 | 73166 | 250173 | 81743 | 0 | 154874 | 393415 | 448443 | 206155 | 0 | 146337 | 37045 | 38684 | 73166 | 250173 | 81743 | 0 | 154874 | 393415 | 448443 | 206155 | 0 | 146337 | 37045 | 17.36 | 17.3 | 17.28 | 17.32 | 0 | 17.21 | 16.85 | 16.97 | 16.56 | 0 | 17.26 | 17.29 | 671554 | 1265772 | 4322989 | 1415789 | 0 | 2665382 | 6629043 | 7610078 | 3413927 | 0 | 2525777 | 640508 | 671554 | 1265772 | 4322989 | 1415789 | 0 | 2665382 | 6629043 | 7610078 | 3413927 | 0 | 2525777 | 640508 | 50585.172 | 114784.48 | 407894 | 127246.65 | 0 | 245030.41 | 610467.45 | 712393.85 | 320388.64 | 0 | 244072.75 | 61294.771 | 1830035 | 1830035 | 31160819 | 31160819 | 2894158.2 | 2020
Vintage1980 | hydro | TRUE | 12397.6644.CA.HY | 6644 | N | . | Lake Mathews | Metropolitan Water District of S CA | 12397 | CA | PACC | WECC |  | 22 | 1 | Electric Utility | HY | WAT | HYC | CISO | A |  | 0 | 0 | 0 | 0 | 0 | 0 | 0 | 0 | 0 | 0 | 0 | 0 | 0 | 0 | 0 | 0 | 0 | 0 | 0 | 0 | 0 | 0 | 0 | 0 | 0 | 0 | 0 | 0 | 0 | 0 | 0 | 0 | 0 | 0 | 0 | 0 | 13867 | 10346 | 10953 | 16078 | 22020 | 20575 | 21754 | 21920 | 15267 | 12555 | 9496 | 7822 | 13867 | 10346 | 10953 | 16078 | 22020 | 20575 | 21754 | 21920 | 15267 | 12555 | 9496 | 7822 | 1581.753 | 1180.079 | 1249.33 | 1833.891 | 2511.73 | 2346.871 | 2481.308 | 2500.301 | 1741.366 | 1432.073 | 1083.102 | 892.196 | 0 | 0 | 182653 | 182653 | 20834 | 2020
Vintage1981 | hydro | TRUE | 12397.6645.CA.HY | 6645 | N | . | Foothill Feeder | Metropolitan Water District of S CA | 12397 | CA | PACC | WECC |  | 22 | 1 | Electric Utility | HY | WAT | HYC | CISO | A |  | 0 | 0 | 0 | 0 | 0 | 0 | 0 | 0 | 0 | 0 | 0 | 0 | 0 | 0 | 0 | 0 | 0 | 0 | 0 | 0 | 0 | 0 | 0 | 0 | 0 | 0 | 0 | 0 | 0 | 0 | 0 | 0 | 0 | 0 | 0 | 0 | 33937 | 25319 | 26805 | 39347 | 53890 | 50353 | 53238 | 53645 | 37362 | 30726 | 23238 | 19142 | 33937 | 25319 | 26805 | 39347 | 53890 | 50353 | 53238 | 53645 | 37362 | 30726 | 23238 | 19142 | 3871.022 | 2888.004 | 3057.482 | 4488.078 | 6146.951 | 5743.492 | 6072.498 | 6118.98 | 4261.642 | 3504.709 | 2650.673 | 2183.469 | 0 | 0 | 447002 | 447002 | 50987 | 2020
Vintage1981 | hydro | TRUE | 12397.6646.CA.HY | 6646 | N | . | San Dimas | Metropolitan Water District of S CA | 12397 | CA | PACC | WECC |  | 22 | 1 | Electric Utility | HY | WAT | HYC | CISO | A |  | 0 | 0 | 0 | 0 | 0 | 0 | 0 | 0 | 0 | 0 | 0 | 0 | 0 | 0 | 0 | 0 | 0 | 0 | 0 | 0 | 0 | 0 | 0 | 0 | 0 | 0 | 0 | 0 | 0 | 0 | 0 | 0 | 0 | 0 | 0 | 0 | 3377 | 2520 | 2668 | 3916 | 5363 | 5011 | 5298 | 5339 | 3718 | 3058 | 2313 | 1905 | 3377 | 2520 | 2668 | 3916 | 5363 | 5011 | 5298 | 5339 | 3718 | 3058 | 2313 | 1905 | 385.227 | 287.401 | 304.267 | 446.634 | 611.717 | 571.567 | 604.308 | 608.934 | 424.1 | 348.773 | 263.783 | 217.289 | 0 | 0 | 44486 | 44486 | 5074 | 2020
Vintage1981 | hydro | TRUE | 12397.6647.CA.HY | 6647 | N | . | Yorba Linda | Metropolitan Water District of S CA | 12397 | CA | PACC | WECC |  | 22 | 1 | Electric Utility | HY | WAT | HYC | CISO | A |  | 0 | 0 | 0 | 0 | 0 | 0 | 0 | 0 | 0 | 0 | 0 | 0 | 0 | 0 | 0 | 0 | 0 | 0 | 0 | 0 | 0 | 0 | 0 | 0 | 0 | 0 | 0 | 0 | 0 | 0 | 0 | 0 | 0 | 0 | 0 | 0 | 10915 | 8143 | 8621 | 12655 | 17333 | 16195 | 17123 | 17254 | 12017 | 9882 | 7474 | 6157 | 10915 | 8143 | 8621 | 12655 | 17333 | 16195 | 17123 | 17254 | 12017 | 9882 | 7474 | 6157 | 1245.04 | 928.872 | 983.381 | 1443.505 | 1977.05 | 1847.285 | 1953.104 | 1968.054 | 1370.676 | 1127.223 | 852.539 | 702.271 | 0 | 0 | 143769 | 143769 | 16399 | 2020
Vintage1978 | petroleum | TRUE | 19436.6650.MO.GT | 6650 | N | . | Mexico | Union Electric Co - (MO) | 19436 | MO | WNC | SERC |  | 22 | 1 | Electric Utility | GT | DFO | DFO | MISO | A | barrels | 69 | 71 | 60 | 68 | 79 | 95 | 48 | 79 | 60 | 75 | 101 | 80 | 69 | 71 | 60 | 68 | 79 | 95 | 48 | 79 | 60 | 75 | 101 | 80 | 5.754 | 5.754 | 5.754 | 5.754 | 5.754 | 5.754 | 5.754 | 5.754 | 5.754 | 5.754 | 5.754 | 5.754 | 397 | 409 | 345 | 391 | 455 | 547 | 276 | 455 | 345 | 432 | 581 | 460 | 397 | 409 | 345 | 391 | 455 | 547 | 276 | 455 | 345 | 432 | 581 | 460 | 4.297 | 4.468 | 3.818 | 4.329 | 4.99 | 6.015 | 3.069 | 4.975 | 3.81 | 4.754 | 6.385 | 5.09 | 885 | 885 | 5093 | 5093 | 56 | 2020
Vintage1978 | petroleum | TRUE | 19436.6651.MO.GT | 6651 | N | . | Moberly | Union Electric Co - (MO) | 19436 | MO | WNC | SERC |  | 22 | 1 | Electric Utility | GT | DFO | DFO | MISO | A | barrels | 57 | 59 | 51 | 57 | 66 | 80 | 41 | 66 | 50 | 63 | 84 | 67 | 57 | 59 | 51 | 57 | 66 | 80 | 41 | 66 | 50 | 63 | 84 | 67 | 5.754 | 5.754 | 5.754 | 5.754 | 5.754 | 5.754 | 5.754 | 5.754 | 5.754 | 5.754 | 5.754 | 5.754 | 328 | 339 | 293 | 328 | 380 | 460 | 236 | 380 | 288 | 363 | 483 | 386 | 328 | 339 | 293 | 328 | 380 | 460 | 236 | 380 | 288 | 363 | 483 | 386 | 26.782 | 27.846 | 23.791 | 26.981 | 31.096 | 37.486 | 19.126 | 31.004 | 23.746 | 29.627 | 39.793 | 31.722 | 741 | 741 | 4264 | 4264 | 349 | 2020
Vintage1978 | petroleum | TRUE | 19436.6652.MO.GT | 6652 | N | . | Moreau | Union Electric Co - (MO) | 19436 | MO | WNC | SERC |  | 22 | 1 | Electric Utility | GT | DFO | DFO | MISO | A | barrels | 111 | 116 | 99 | 112 | 129 | 156 | 79 | 129 | 99 | 123 | 165 | 132 | 111 | 116 | 99 | 112 | 129 | 156 | 79 | 129 | 99 | 123 | 165 | 132 | 5.754 | 5.754 | 5.754 | 5.754 | 5.754 | 5.754 | 5.754 | 5.754 | 5.754 | 5.754 | 5.754 | 5.754 | 639 | 667 | 570 | 644 | 742 | 898 | 455 | 742 | 570 | 708 | 949 | 760 | 639 | 667 | 570 | 644 | 742 | 898 | 455 | 742 | 570 | 708 | 949 | 760 | 22.561 | 23.458 | 20.042 | 22.729 | 26.195 | 31.578 | 16.112 | 26.118 | 20.004 | 24.958 | 33.522 | 26.723 | 1450 | 1450 | 8344 | 8344 | 294 | 2020
Vintage1983 | petroleum | TRUE | 12341.6664.IA.ST | 6664 | N | . | Louisa | MidAmerican Energy Co | 12341 | IA | WNC | MRO |  | 22 | 1 | Electric Utility | ST | DFO | DFO | MISO | M | barrels | 2 | 1 | 1 | 0 | 0 | 2 | 1 | 0 | 0 | 0 | 8 | 2 | 2 | 1 | 1 | 0 | 0 | 2 | 1 | 0 | 0 | 0 | 8 | 2 | 5.712 | 5.778 | 5.778 | 0 | 0 | 5.796 | 5.796 | 0 | 0 | 0 | 5.796 | 5.796 | 11 | 6 | 6 | 0 | 0 | 12 | 6 | 0 | 0 | 0 | 46 | 12 | 11 | 6 | 6 | 0 | 0 | 12 | 6 | 0 | 0 | 0 | 46 | 12 | 0.977 | 0.468 | 0.477 | 0 | 0 | 0.908 | 0.517 | 0 | 0 | 0 | 3.983 | 1.09 | 17 | 17 | 99 | 99 | 8.42 | 2020
Vintage1983 | natural gas steam turbine | TRUE | 12341.6664.IA.ST | 6664 | N | . | Louisa | MidAmerican Energy Co | 12341 | IA | WNC | MRO |  | 22 | 1 | Electric Utility | ST | NG | NG | MISO | M | mcf | 33820 | 57900 | 47750 | 32430 | 19620 | 39820 | 19670 | 29370 | 16750 | 30820 | 15850 | 31640 | 33820 | 57900 | 47750 | 32430 | 19620 | 39820 | 19670 | 29370 | 16750 | 30820 | 15850 | 31640 | 1.062 | 1.063 | 1.056 | 1.054 | 1.072 | 1.066 | 1.055 | 1.061 | 1.055 | 1.049 | 1.042 | 1.055 | 35917 | 61548 | 50424 | 34181 | 21033 | 42448 | 20752 | 31162 | 17671 | 32330 | 16516 | 33380 | 35917 | 61548 | 50424 | 34181 | 21033 | 42448 | 20752 | 31162 | 17671 | 32330 | 16516 | 33380 | 3070.851 | 4980.118 | 4159.587 | 2219.237 | 1169.509 | 3324.571 | 1849.869 | 2840.245 | 1589.738 | 2955.942 | 1418.667 | 3138.014 | 375440 | 375440 | 397362 | 397362 | 32716.348 | 2020
Vintage1983 | hard coal | TRUE | 12341.6664.IA.ST | 6664 | N | . | Louisa | MidAmerican Energy Co | 12341 | IA | WNC | MRO |  | 22 | 1 | Electric Utility | ST | RC | COL | MISO | M | short tons | 78873 | 72762 | 55757 | 20843 | 11395 | 60793 | 180005 | 176104 | 138025 | 119056 | 30790 | 212173 | 78873 | 72762 | 55757 | 20843 | 11395 | 60793 | 180005 | 176104 | 138025 | 119056 | 30790 | 212173 | 17.56 | 17.554 | 17.498 | 17.554 | 17.596 | 17.48 | 17.572 | 17.286 | 17.542 | 17.698 | 17.61 | 17.432 | 1385010 | 1277264 | 975636 | 365878 | 200506 | 1062662 | 3163048 | 3044134 | 2421235 | 2107053 | 542212 | 3698600 | 1385010 | 1277264 | 975636 | 365878 | 200506 | 1062662 | 3163048 | 3044134 | 2421235 | 2107053 | 542212 | 3698600 | 118416.84 | 103349.54 | 80482.375 | 23754.854 | 11149.06 | 83228.521 | 281961.61 | 277459.88 | 217818.74 | 192647.42 | 46574.956 | 347698.9 | 1156576 | 1156576 | 20243238 | 20243238 | 1784542.7 | 2020
Vintage1983 | hard coal | TRUE | 12341.6664.IA.ST | 6664 | N | . | Louisa | MidAmerican Energy Co | 12341 | IA | WNC | MRO |  | 22 | 1 | Electric Utility | ST | SUB | COL | MISO | M | short tons | 3180 | 3851 | 2784 | 1796 | 397 | 0 | 0 | 5 | 634 | 6579 | 2084 | 2054 | 3180 | 3851 | 2784 | 1796 | 397 | 0 | 0 | 5 | 634 | 6579 | 2084 | 2054 | 17.56 | 17.554 | 17.498 | 17.554 | 17.596 | 0 | 0 | 17.286 | 17.542 | 17.698 | 17.61 | 17.432 | 55841 | 67600 | 48714 | 31527 | 6986 | 0 | 0 | 86 | 11122 | 116435 | 36699 | 35805 | 55841 | 67600 | 48714 | 31527 | 6986 | 0 | 0 | 86 | 11122 | 116435 | 36699 | 35805 | 4774.328 | 5469.875 | 4018.561 | 2046.909 | 388.431 | 0 | 0 | 7.878 | 1000.522 | 10645.64 | 3152.394 | 3365.996 | 23364 | 23364 | 410815 | 410815 | 34870.534 | 2020
Vintage1984 | hydro | TRUE | 29297.6702.AK.HY | 6702 | N | . | Pelican | Pelican Utility | 29297 | AK | PACN |  |  | 22 | 1 | Electric Utility | HY | WAT | HYC |  | A |  | 0 | 0 | 0 | 0 | 0 | 0 | 0 | 0 | 0 | 0 | 0 | 0 | 0 | 0 | 0 | 0 | 0 | 0 | 0 | 0 | 0 | 0 | 0 | 0 | 0 | 0 | 0 | 0 | 0 | 0 | 0 | 0 | 0 | 0 | 0 | 0 | 196 | 205 | 180 | 166 | 244 | 237 | 223 | 189 | 152 | 151 | 174 | 180 | 196 | 205 | 180 | 166 | 244 | 237 | 223 | 189 | 152 | 151 | 174 | 180 | 22.376 | 23.368 | 20.5 | 18.946 | 27.792 | 27.073 | 25.48 | 21.587 | 17.296 | 17.201 | 19.794 | 20.587 | 0 | 0 | 2297 | 2297 | 262 | 2020
Vintage2008 | petroleum | TRUE | 29297.6702.AK.IC | 6702 | N | . | Pelican | Pelican Utility | 29297 | AK | PACN |  |  | 22 | 1 | Electric Utility | IC | DFO | DFO |  | A | barrels | 197 | 128 | 130 | 124 | 105 | 133 | 173 | 177 | 113 | 135 | 105 | 104 | 197 | 128 | 130 | 124 | 105 | 133 | 173 | 177 | 113 | 135 | 105 | 104 | 6.2 | 6.2 | 6.2 | 6.2 | 6.2 | 6.2 | 6.2 | 6.2 | 6.2 | 6.2 | 6.2 | 6.2 | 1221 | 794 | 806 | 769 | 651 | 825 | 1073 | 1097 | 701 | 837 | 651 | 645 | 1221 | 794 | 806 | 769 | 651 | 825 | 1073 | 1097 | 701 | 837 | 651 | 645 | 102.809 | 66.65 | 67.29 | 64.572 | 54.675 | 68.839 | 89.733 | 91.941 | 58.463 | 69.974 | 54.264 | 53.79 | 1624 | 1624 | 10070 | 10070 | 843 | 2020
Vintage2012 | other | TRUE | 17609.6704.CA.BA | 6704 | N | . | Pebbly Beach Generating Station Hybrid | Southern California Edison Co | 17609 | CA | PACC | WECC |  | 22 | 1 | Electric Utility | BA | MWH | OTH | CISO | M | megawatthours | 0 | 0 | 0 | 0 | 0 | 0 | 0 | 0 | 0 | 0 | 0 | 0 | 0 | 0 | 0 | 0 | 0 | 0 | 0 | 0 | 0 | 0 | 0 | 0 | 0 | 0 | 0 | 0 | 0 | 0 | 0 | 0 | 0 | 0 | 0 | 0 | 0 | 0 | 0 | 0 | 0 | 0 | 0 | 0 | 0 | 0 | 0 | 0 | 0 | 0 | 0 | 0 | 0 | 0 | 0 | 0 | 0 | 0 | 0 | 0 | 0 | 0 | 0 | 0 | 0 | 0 | 0 | 0 | 0 | 0 | 0 | 0 | 0 | 0 | 0 | 0 | 0 | 2020
Vintage2011 | other | TRUE | 17609.6704.CA.GT | 6704 | N | . | Pebbly Beach Generating Station Hybrid | Southern California Edison Co | 17609 | CA | PACC | WECC |  | 22 | 1 | Electric Utility | GT | PG | WOO | CISO | M | mcf | 1134 | 963 | 690 | 130 | 354 | 1388 | 182 | 783 | 490 | 74 | 76 | 404 | 1134 | 963 | 690 | 130 | 354 | 1388 | 182 | 783 | 490 | 74 | 76 | 404 | 2.514 | 2.514 | 2.514 | 2.514 | 2.514 | 2.514 | 2.514 | 2.514 | 2.514 | 2.514 | 2.514 | 2.514 | 2851 | 2421 | 1735 | 327 | 890 | 3489 | 458 | 1968 | 1232 | 186 | 191 | 1016 | 2851 | 2421 | 1735 | 327 | 890 | 3489 | 458 | 1968 | 1232 | 186 | 191 | 1016 | 183 | 152 | 139 | 23 | 44 | 141 | 21 | 81 | 56 | 14 | 11 | 62 | 6668 | 6668 | 16764 | 16764 | 927 | 2020
Vintage1995 | petroleum | TRUE | 17609.6704.CA.IC | 6704 | N | . | Pebbly Beach Generating Station Hybrid | Southern California Edison Co | 17609 | CA | PACC | WECC |  | 22 | 1 | Electric Utility | IC | DFO | DFO | CISO | M | barrels | 4192 | 3563 | 3514 | 3345 | 3233 | 3255 | 4703 | 3876 | 4268 | 3883 | 5821 | 3631 | 4192 | 3563 | 3514 | 3345 | 3233 | 3255 | 4703 | 3876 | 4268 | 3883 | 5821 | 3631 | 5.589 | 5.735 | 5.75 | 5.908 | 5.96 | 5.721 | 5.747 | 5.744 | 5.75 | 5.659 | 5.732 | 5.764 | 23429 | 20434 | 20206 | 19762 | 19269 | 18622 | 27028 | 22264 | 24541 | 21974 | 33366 | 20929 | 23429 | 20434 | 20206 | 19762 | 19269 | 18622 | 27028 | 22264 | 24541 | 21974 | 33366 | 20929 | 2313 | 2160 | 2081 | 1845 | 1875 | 1960 | 2406 | 2553 | 2418 | 2398 | 2296 | 2185 | 47284 | 47284 | 271824 | 271824 | 26490 | 2020
Vintage1970 | hard coal | TRUE | 261.6705.IN.ST | 6705 | Y | . | Warrick | AGC Division of APG Inc | 261 | IN | ENC | RFC |  | 22 | 3 | NAICS-22 Cogen | ST | BIT | COL | MISO | M | short tons | 211345 | 199784 | 187617 | 178600 | 182712 | 189417 | 209644 | 198746 | 192960 | 208672 | 188183 | 207292 | 201147 | 188552 | 175779 | 168960 | 175765 | 180466 | 198242 | 188629 | 183907 | 199287 | 179994 | 196432 | 22.633 | 22.719 | 22.647 | 22.632 | 22.588 | 22.704 | 22.678 | 22.816 | 22.844 | 22.837 | 22.83 | 22.818 | 4783371 | 4538893 | 4248962 | 4042075 | 4127099 | 4300524 | 4754307 | 4534589 | 4407978 | 4765442 | 4296218 | 4729989 | 4552559 | 4283723 | 3980872 | 3823911 | 3970186 | 4097300 | 4495731 | 4303751 | 4201181 | 4551114 | 4109259 | 4482184 | 421245.27 | 397150.23 | 369718.54 | 352398.22 | 367056.74 | 378569.48 | 415826.75 | 396953.94 | 388216.66 | 421283.83 | 379308.57 | 415362.05 | 2354972 | 2237160 | 53529447 | 50851771 | 4703090.3 | 2020
Vintage1970 | natural gas steam turbine | TRUE | 261.6705.IN.ST | 6705 | Y | . | Warrick | AGC Division of APG Inc | 261 | IN | ENC | RFC |  | 22 | 3 | NAICS-22 Cogen | ST | NG | NG | MISO | M | mcf | 9539 | 8644 | 9226 | 18839 | 12845 | 10337 | 29360 | 11591 | 8749 | 16248 | 12423 | 17850 | 9079 | 8158 | 8644 | 17822 | 12356 | 9848 | 27763 | 11001 | 8339 | 15517 | 11882 | 16914 | 1.027 | 1.027 | 1.027 | 1.027 | 1.027 | 1.027 | 1.027 | 1.027 | 1.027 | 1.027 | 1.027 | 1.029 | 9797 | 8877 | 9475 | 19348 | 13192 | 10616 | 30153 | 11904 | 8985 | 16687 | 12758 | 18368 | 9324 | 8378 | 8877 | 18303 | 12690 | 10114 | 28513 | 11298 | 8564 | 15936 | 12203 | 17405 | 862.729 | 776.766 | 824.465 | 1686.777 | 1173.256 | 934.521 | 2637.253 | 1042.062 | 791.341 | 1475.169 | 1126.428 | 1612.948 | 165651 | 157323 | 170160 | 161605 | 14943.715 | 2020
Vintage1978 | petroleum | TRUE | 7570.6741.MN.GT | 6741 | N | . | Rock Lake CT | Great River Energy | 7570 | MN | WNC | MRO |  | 22 | 1 | Electric Utility | GT | DFO | DFO | MISO | A | barrels | 48 | 63 | 6 | 26 | 166 | 110 | 46 | 195 | 48 | 59 | 34 | 120 | 48 | 63 | 6 | 26 | 166 | 110 | 46 | 195 | 48 | 59 | 34 | 120 | 5.7 | 5.7 | 5.7 | 5.7 | 5.7 | 5.7 | 5.7 | 5.7 | 5.7 | 5.7 | 5.7 | 5.7 | 274 | 359 | 34 | 148 | 946 | 627 | 262 | 1112 | 274 | 336 | 194 | 684 | 274 | 359 | 34 | 148 | 946 | 627 | 262 | 1112 | 274 | 336 | 194 | 684 | 18.352 | 24.118 | 2.169 | 9.966 | 63.425 | 42.021 | 17.566 | 74.147 | 18.291 | 22.516 | 12.859 | 45.57 | 921 | 921 | 5250 | 5250 | 351 | 2020
Vintage2008 | natural gas peaker | TRUE | 15143.6761.CO.GT | 6761 | N | . | Rawhide | Platte River Power Authority | 15143 | CO | MTN | WECC |  | 22 | 1 | Electric Utility | GT | NG | NG | PSCO | M | mcf | 1225 | 7946 | 35720 | 0 | 11585 | 104176 | 404703 | 763457 | 189890 | 41383 | 49288 | 3637 | 1225 | 7946 | 35720 | 0 | 11585 | 104176 | 404703 | 763457 | 189890 | 41383 | 49288 | 3637 | 1.109 | 1.109 | 1.115 | 0 | 1.002 | 1.105 | 1.108 | 1.108 | 1.104 | 1.101 | 1.101 | 1.097 | 1359 | 8812 | 39828 | 0 | 11608 | 115114 | 448411 | 845910 | 209639 | 45563 | 54266 | 3990 | 1359 | 8812 | 39828 | 0 | 11608 | 115114 | 448411 | 845910 | 209639 | 45563 | 54266 | 3990 | 100 | 582 | 3374 | 0 | 944 | 9283 | 36059 | 70220 | 16539 | 3970 | 4187 | 327 | 1613010 | 1613010 | 1784500 | 1784500 | 145585 | 2020
Vintage1984 | petroleum | TRUE | 15143.6761.CO.ST | 6761 | N | . | Rawhide | Platte River Power Authority | 15143 | CO | MTN | WECC |  | 22 | 1 | Electric Utility | ST | DFO | DFO | PSCO | M | barrels | 0 | 0 | 0 | 0 | 0 | 0 | 0 | 468 | 0 | 27 | 402 | 209 | 0 | 0 | 0 | 0 | 0 | 0 | 0 | 468 | 0 | 27 | 402 | 209 | 0 | 0 | 0 | 0 | 0 | 0 | 0 | 5.73 | 0 | 5.73 | 5.73 | 5.73 | 0 | 0 | 0 | 0 | 0 | 0 | 0 | 2682 | 0 | 155 | 2303 | 1198 | 0 | 0 | 0 | 0 | 0 | 0 | 0 | 2682 | 0 | 155 | 2303 | 1198 | 0 | 0 | 0 | 0 | 0 | 0 | 0 | 263.718 | 0 | 15.29 | 223.865 | 117.088 | 1106 | 1106 | 6338 | 6338 | 619.961 | 2020
Vintage1984 | hard coal | TRUE | 15143.6761.CO.ST | 6761 | N | . | Rawhide | Platte River Power Authority | 15143 | CO | MTN | WECC |  | 22 | 1 | Electric Utility | ST | SUB | COL | PSCO | M | short tons | 96275 | 95194 | 101376 | 89493 | 90909 | 85725 | 97797 | 95967 | 89692 | 87921 | 50192 | 97641 | 96275 | 95194 | 101376 | 89493 | 90909 | 85725 | 97797 | 95967 | 89692 | 87921 | 50192 | 97641 | 17.757 | 17.754 | 17.841 | 17.793 | 17.75 | 17.793 | 17.784 | 17.881 | 17.699 | 17.75 | 17.669 | 17.782 | 1709555 | 1690074 | 1808649 | 1592349 | 1613635 | 1525305 | 1739222 | 1715986 | 1587459 | 1560598 | 886842 | 1736252 | 1709555 | 1690074 | 1808649 | 1592349 | 1613635 | 1525305 | 1739222 | 1715986 | 1587459 | 1560598 | 886842 | 1736252 | 169685 | 166931 | 179062 | 156914 | 158312 | 149791 | 170710 | 168753.28 | 155778 | 154233.71 | 86189.135 | 169755.91 | 1078182 | 1078182 | 19165926 | 19165926 | 1886115 | 2020
Vintage1981 | petroleum | TRUE | 17177.6768.MO.ST | 6768 | N | . | Sikeston Power Station | City of Sikeston - (MO) | 17177 | MO | WNC | SERC |  | 22 | 1 | Electric Utility | ST | DFO | DFO | SPA | M | barrels | 27 | 21 | 112 | 842 | 0 | 56 | 570 | 0 | 40 | 40 | 418 | 48 | 27 | 21 | 112 | 842 | 0 | 56 | 570 | 0 | 40 | 40 | 418 | 48 | 5.922 | 5.922 | 5.922 | 5.922 | 0 | 5.922 | 5.922 | 0 | 5.922 | 5.922 | 5.922 | 5.922 | 160 | 124 | 663 | 4986 | 0 | 332 | 3376 | 0 | 237 | 237 | 2475 | 284 | 160 | 124 | 663 | 4986 | 0 | 332 | 3376 | 0 | 237 | 237 | 2475 | 284 | 15.356 | 12.349 | 64.599 | 472.535 | 0 | 32.003 | 324.501 | 0 | 23.652 | 22.952 | 238.273 | 27.153 | 2174 | 2174 | 12874 | 12874 | 1233.373 | 2020
Vintage1981 | hard coal | TRUE | 17177.6768.MO.ST | 6768 | N | . | Sikeston Power Station | City of Sikeston - (MO) | 17177 | MO | WNC | SERC |  | 22 | 1 | Electric Utility | ST | SUB | COL | SPA | M | short tons | 98599 | 89688 | 57793 | 31138 | 90094 | 82426 | 74530 | 91217 | 86979 | 98054 | 78028 | 98452 | 98599 | 89688 | 57793 | 31138 | 90094 | 82426 | 74530 | 91217 | 86979 | 98054 | 78028 | 98452 | 17.54 | 16.93 | 17.05 | 17.156 | 17.973 | 17.48 | 17.4 | 17.47 | 17.41 | 17.31 | 17.14 | 17.279 | 1729426 | 1518418 | 985371 | 534204 | 1619259 | 1440806 | 1296822 | 1593561 | 1514304 | 1697315 | 1337400 | 1701152 | 1729426 | 1518418 | 985371 | 534204 | 1619259 | 1440806 | 1296822 | 1593561 | 1514304 | 1697315 | 1337400 | 1701152 | 166086.64 | 150780.65 | 95970.401 | 50624.465 | 150905 | 139041 | 124667.5 | 153246 | 151199.35 | 164459.05 | 128733.73 | 162498.85 | 976998 | 976998 | 16968038 | 16968038 | 1638212.6 | 2020
Vintage1982 | petroleum | TRUE | 20447.6772.OK.ST | 6772 | N | . | Hugo | Western Farmers Elec Coop, Inc | 20447 | OK | WSC | MRO |  | 22 | 1 | Electric Utility | ST | DFO | DFO | SWPP | M | barrels | 0 | 0 | 0 | 0 | 1916 | 334 | 1409 | 70 | 0 | 0 | 0 | 3052 | 0 | 0 | 0 | 0 | 1916 | 334 | 1409 | 70 | 0 | 0 | 0 | 3052 | 0 | 0 | 0 | 0 | 5.8 | 5.8 | 5.8 | 5.8 | 0 | 0 | 0 | 5.8 | 0 | 0 | 0 | 0 | 11113 | 1937 | 8172 | 406 | 0 | 0 | 0 | 17702 | 0 | 0 | 0 | 0 | 11113 | 1937 | 8172 | 406 | 0 | 0 | 0 | 17702 | 0 | 0 | 0 | 0 | 698.478 | 147.913 | 675.825 | 33.603 | 0 | 0 | 0 | 1453.665 | 6781 | 6781 | 39330 | 39330 | 3009.484 | 2020
Vintage1982 | hard coal | TRUE | 20447.6772.OK.ST | 6772 | N | . | Hugo | Western Farmers Elec Coop, Inc | 20447 | OK | WSC | MRO |  | 22 | 1 | Electric Utility | ST | SUB | COL | SWPP | M | short tons | 0 | 0 | 0 | 0 | 2745 | 754 | 67226 | 43345 | 0 | 0 | 0 | 28452 | 0 | 0 | 0 | 0 | 2745 | 754 | 67226 | 43345 | 0 | 0 | 0 | 28452 | 0 | 0 | 0 | 0 | 17.42 | 17.354 | 17.376 | 17.396 | 0 | 0 | 0 | 17.826 | 0 | 0 | 0 | 0 | 47818 | 13085 | 1168119 | 754030 | 0 | 0 | 0 | 507185 | 0 | 0 | 0 | 0 | 47818 | 13085 | 1168119 | 754030 | 0 | 0 | 0 | 507185 | 0 | 0 | 0 | 0 | 3005.522 | 999.087 | 96601.175 | 62408.397 | 0 | 0 | 0 | 41650.335 | 142522 | 142522 | 2490237 | 2490237 | 204664.52 | 2020
Vintage1972 | petroleum | TRUE | 19856.6776.NJ.GT | 6776 | N | . | West Station (NJ) | City of Vineland - (NJ) | 19856 | NJ | MAT | RFC |  | 22 | 1 | Electric Utility | GT | DFO | DFO | PJM | M | barrels | 197 | 0 | 0 | 0 | 0 | 0 | 38 | 144 | 0 | 0 | 0 | 0 | 197 | 0 | 0 | 0 | 0 | 0 | 38 | 144 | 0 | 0 | 0 | 0 | 5.764 | 0 | 0 | 0 | 0 | 0 | 5.764 | 5.764 | 0 | 0 | 0 | 0 | 1136 | 0 | 0 | 0 | 0 | 0 | 219 | 830 | 0 | 0 | 0 | 0 | 1136 | 0 | 0 | 0 | 0 | 0 | 219 | 830 | 0 | 0 | 0 | 0 | 69 | 0 | 0 | 0 | 0 | 0 | 1 | 32 | 0 | 0 | 0 | 0 | 379 | 379 | 2185 | 2185 | 102 | 2020
Vintage1985 | hydro | TRUE | 50118.6789.SC.HY | 6789 | N | . | St Stephen | US Army Corps of Engineers | 50118 | SC | SAT | SERC |  | 22 | 1 | Electric Utility | HY | WAT | HYC | SC | A |  | 0 | 0 | 0 | 0 | 0 | 0 | 0 | 0 | 0 | 0 | 0 | 0 | 0 | 0 | 0 | 0 | 0 | 0 | 0 | 0 | 0 | 0 | 0 | 0 | 0 | 0 | 0 | 0 | 0 | 0 | 0 | 0 | 0 | 0 | 0 | 0 | 467429 | 521473 | 596031 | 494922 | 454851 | 300327 | 238536 | 255208 | 213323 | 176943 | 246790 | 326464 | 467429 | 521473 | 596031 | 494922 | 454851 | 300327 | 238536 | 255208 | 213323 | 176943 | 246790 | 326464 | 53316.863 | 59481.317 | 67985.772 | 56452.811 | 51882.165 | 34256.576 | 27208.452 | 29110.089 | 24332.496 | 20182.793 | 28149.877 | 37237.789 | 0 | 0 | 4292297 | 4292297 | 489597 | 2020
Vintage2005 | petroleum | TRUE | 998.6791.KS.IC | 6791 | N | . | Augusta Electric Plant No 2 | City of Augusta - (KS) | 998 | KS | WNC | MRO |  | 22 | 1 | Electric Utility | IC | DFO | DFO | SWPP | A | barrels | 15 | 13 | 12 | 13 | 15 | 18 | 9 | 15 | 11 | 14 | 19 | 15 | 15 | 13 | 12 | 13 | 15 | 18 | 9 | 15 | 11 | 14 | 19 | 15 | 5.583 | 5.583 | 5.583 | 5.583 | 5.583 | 5.583 | 5.583 | 5.583 | 5.583 | 5.583 | 5.583 | 5.583 | 84 | 73 | 67 | 73 | 84 | 100 | 50 | 84 | 61 | 78 | 106 | 84 | 84 | 73 | 67 | 73 | 84 | 100 | 50 | 84 | 61 | 78 | 106 | 84 | 2.292 | 2.384 | 2.037 | 2.31 | 2.662 | 3.209 | 1.637 | 2.654 | 2.033 | 2.536 | 3.406 | 2.716 | 169 | 169 | 944 | 944 | 29.876 | 2020
Vintage2005 | natural gas peaker | TRUE | 998.6791.KS.IC | 6791 | N | . | Augusta Electric Plant No 2 | City of Augusta - (KS) | 998 | KS | WNC | MRO |  | 22 | 1 | Electric Utility | IC | NG | NG | SWPP | A | mcf | 1091 | 921 | 791 | 680 | 629 | 970 | 1415 | 991 | 670 | 744 | 577 | 888 | 1091 | 921 | 791 | 680 | 629 | 970 | 1415 | 991 | 670 | 744 | 577 | 888 | 1.027 | 1.027 | 1.027 | 1.027 | 1.027 | 1.027 | 1.027 | 1.027 | 1.027 | 1.027 | 1.027 | 1.027 | 1120 | 946 | 812 | 698 | 646 | 996 | 1453 | 1018 | 688 | 764 | 593 | 912 | 1120 | 946 | 812 | 698 | 646 | 996 | 1453 | 1018 | 688 | 764 | 593 | 912 | 35.485 | 29.936 | 25.725 | 22.119 | 20.439 | 31.552 | 46.016 | 32.24 | 21.778 | 24.203 | 18.754 | 28.877 | 10367 | 10367 | 10646 | 10646 | 337.124 | 2020
Vintage1984 | hard coal | TRUE | 1692.6823.KY.ST | 6823 | N | . | D B Wilson | Big Rivers Electric Corp | 1692 | KY | ESC | SERC |  | 22 | 1 | Electric Utility | ST | BIT | COL | MISO | M | short tons | 92107 | 102902 | 16092 | 52590 | 85318 | 101822 | 104084 | 118003 | 105304 | 116097 | 73323 | 126093 | 92107 | 102902 | 16092 | 52590 | 85318 | 101822 | 104084 | 118003 | 105304 | 116097 | 73323 | 126093 | 23.33 | 23.33 | 23.32 | 23.33 | 23.343 | 23.35 | 23.38 | 23.41 | 23.42 | 23.42 | 23.45 | 23.45 | 2148856 | 2400704 | 375265 | 1226925 | 1991578 | 2377544 | 2433484 | 2762450 | 2466220 | 2718992 | 1719424 | 2956881 | 2148856 | 2400704 | 375265 | 1226925 | 1991578 | 2377544 | 2433484 | 2762450 | 2466220 | 2718992 | 1719424 | 2956881 | 196580.61 | 216072.87 | 29331.938 | 107008.03 | 175420.14 | 213136.66 | 220450.36 | 251480.28 | 223099.91 | 247264.94 | 154499.24 | 273023.18 | 1093735 | 1093735 | 25578323 | 25578323 | 2307368.2 | 2020
Vintage1984 | petroleum | TRUE | 1692.6823.KY.ST | 6823 | N | . | D B Wilson | Big Rivers Electric Corp | 1692 | KY | ESC | SERC |  | 22 | 1 | Electric Utility | ST | DFO | DFO | MISO | M | barrels | 3216 | 755 | 631 | 3325 | 2057 | 1095 | 1107 | 865 | 976 | 1350 | 1170 | 1275 | 3216 | 755 | 631 | 3325 | 2057 | 1095 | 1107 | 865 | 976 | 1350 | 1170 | 1275 | 5.8 | 5.8 | 5.8 | 5.8 | 5.8 | 5.8 | 5.8 | 5.8 | 5.8 | 5.8 | 5.8 | 5.8 | 18653 | 4379 | 3660 | 19285 | 11931 | 6351 | 6421 | 5017 | 5661 | 7830 | 6786 | 7395 | 18653 | 4379 | 3660 | 19285 | 11931 | 6351 | 6421 | 5017 | 5661 | 7830 | 6786 | 7395 | 1706.386 | 394.127 | 286.062 | 1681.969 | 1050.859 | 569.34 | 581.645 | 456.724 | 512.089 | 712.06 | 609.757 | 682.816 | 17822 | 17822 | 103369 | 103369 | 9243.834 | 2020
Vintage1984 | petroleum | TRUE | 1692.6823.KY.ST | 6823 | N | . | D B Wilson | Big Rivers Electric Corp | 1692 | KY | ESC | SERC |  | 22 | 1 | Electric Utility | ST | PC | PC | MISO | M | short tons | 0 | 0 | 0 | 0 | 0 | 0 | 0 | 0 | 0 | 0 | 0 | 0 | 0 | 0 | 0 | 0 | 0 | 0 | 0 | 0 | 0 | 0 | 0 | 0 | 0 | 0 | 0 | 0 | 0 | 0 | 0 | 0 | 0 | 0 | 0 | 0 | 0 | 0 | 0 | 0 | 0 | 0 | 0 | 0 | 0 | 0 | 0 | 0 | 0 | 0 | 0 | 0 | 0 | 0 | 0 | 0 | 0 | 0 | 0 | 0 | 0 | 0 | 0 | 0 | 0 | 0 | 0 | 0 | 0 | 0 | 0 | 0 | 0 | 0 | 0 | 0 | 0 | 2020
Vintage1978 | petroleum | TRUE | 7570.6824.MN.GT | 6824 | N | . | St Bonifacius | Great River Energy | 7570 | MN | WNC | MRO |  | 22 | 1 | Electric Utility | GT | DFO | DFO | MISO | A | barrels | 91 | 119 | 11 | 49 | 314 | 208 | 87 | 367 | 91 | 111 | 64 | 226 | 91 | 119 | 11 | 49 | 314 | 208 | 87 | 367 | 91 | 111 | 64 | 226 | 5.7 | 5.7 | 5.7 | 5.7 | 5.7 | 5.7 | 5.7 | 5.7 | 5.7 | 5.7 | 5.7 | 5.7 | 519 | 678 | 63 | 279 | 1790 | 1186 | 496 | 2092 | 519 | 633 | 365 | 1288 | 519 | 678 | 63 | 279 | 1790 | 1186 | 496 | 2092 | 519 | 633 | 365 | 1288 | 26.979 | 35.455 | 3.189 | 14.651 | 93.24 | 61.774 | 25.823 | 109.003 | 26.89 | 33.1 | 18.904 | 66.992 | 1738 | 1738 | 9908 | 9908 | 516 | 2020
Vintage1998 | petroleum | TRUE | 9011.7011.KS.IC | 7011 | N | . | Hugoton 2 | City of Hugoton - (KS) | 9011 | KS | WNC | MRO |  | 22 | 1 | Electric Utility | IC | DFO | DFO | SWPP | A | barrels | 2 | 2 | 2 | 2 | 2 | 3 | 1 | 2 | 2 | 2 | 3 | 2 | 2 | 2 | 2 | 2 | 2 | 3 | 1 | 2 | 2 | 2 | 3 | 2 | 5.82 | 5.82 | 5.82 | 5.82 | 5.82 | 5.82 | 5.82 | 5.82 | 5.82 | 5.82 | 5.82 | 5.82 | 12 | 12 | 12 | 12 | 12 | 17 | 6 | 12 | 12 | 12 | 17 | 12 | 12 | 12 | 12 | 12 | 12 | 17 | 6 | 12 | 12 | 12 | 17 | 12 | 0.951 | 0.989 | 0.845 | 0.958 | 1.104 | 1.331 | 0.679 | 1.101 | 0.843 | 1.052 | 1.413 | 1.126 | 25 | 25 | 148 | 148 | 12.392 | 2020
Vintage1998 | natural gas peaker | TRUE | 9011.7011.KS.IC | 7011 | N | . | Hugoton 2 | City of Hugoton - (KS) | 9011 | KS | WNC | MRO |  | 22 | 1 | Electric Utility | IC | NG | NG | SWPP | A | mcf | 56 | 48 | 41 | 35 | 33 | 50 | 74 | 52 | 35 | 39 | 30 | 46 | 56 | 48 | 41 | 35 | 33 | 50 | 74 | 52 | 35 | 39 | 30 | 46 | 1.075 | 1.075 | 1.075 | 1.075 | 1.075 | 1.075 | 1.075 | 1.075 | 1.075 | 1.075 | 1.075 | 1.075 | 60 | 52 | 44 | 38 | 35 | 54 | 80 | 56 | 38 | 42 | 32 | 49 | 60 | 52 | 44 | 38 | 35 | 54 | 80 | 56 | 38 | 42 | 32 | 49 | 5.193 | 4.382 | 3.766 | 3.238 | 2.992 | 4.619 | 6.736 | 4.719 | 3.188 | 3.543 | 2.745 | 4.227 | 539 | 539 | 580 | 580 | 49.348 | 2020
Vintage1982 | hydro | TRUE | 9187.7012.ID.HY | 7012 | N | . | Lower No 1 | City of Idaho Falls - (ID) | 9187 | ID | MTN | WECC |  | 22 | 1 | Electric Utility | HY | WAT | HYC | PACE | A |  | 0 | 0 | 0 | 0 | 0 | 0 | 0 | 0 | 0 | 0 | 0 | 0 | 0 | 0 | 0 | 0 | 0 | 0 | 0 | 0 | 0 | 0 | 0 | 0 | 0 | 0 | 0 | 0 | 0 | 0 | 0 | 0 | 0 | 0 | 0 | 0 | 25558 | 26919 | 28006 | 31507 | 35839 | 34910 | 35372 | 35612 | 25868 | 28300 | 27586 | 25618 | 25558 | 26919 | 28006 | 31507 | 35839 | 34910 | 35372 | 35612 | 25868 | 28300 | 27586 | 25618 | 2915.245 | 3070.48 | 3194.436 | 3593.775 | 4087.955 | 3981.992 | 4034.706 | 4062.083 | 2950.626 | 3228.019 | 3146.579 | 2922.104 | 0 | 0 | 361095 | 361095 | 41188 | 2020
Vintage2002 | petroleum | TRUE | 20813.7013.KS.IC | 7013 | N | . | East 12th Street | City of Winfield - (KS) | 20813 | KS | WNC | MRO |  | 22 | 1 | Electric Utility | IC | DFO | DFO | SWPP | A | barrels | 0 | 0 | 0 | 0 | 0 | 0 | 0 | 0 | 0 | 0 | 0 | 2 | 0 | 0 | 0 | 0 | 0 | 0 | 0 | 0 | 0 | 0 | 0 | 2 | 0 | 0 | 0 | 0 | 0 | 0 | 0 | 0 | 0 | 0 | 0 | 5.8 | 0 | 0 | 0 | 0 | 0 | 0 | 0 | 0 | 0 | 0 | 0 | 12 | 0 | 0 | 0 | 0 | 0 | 0 | 0 | 0 | 0 | 0 | 0 | 12 | 0 | 0 | 0 | 0 | 0 | 0 | 0 | 0 | 0 | 0 | 0 | 1 | 2 | 2 | 12 | 12 | 1 | 2020
Vintage1970 | natural gas steam turbine | TRUE | 20813.7013.KS.ST | 7013 | N | . | East 12th Street | City of Winfield - (KS) | 20813 | KS | WNC | MRO |  | 22 | 1 | Electric Utility | ST | NG | NG | SWPP | AM | mcf | 0 | 0 | 0 | 0 | 0 | 0 | 22515 | 0 | 9023 | 59441 | 0 | 0 | 0 | 0 | 0 | 0 | 0 | 0 | 22515 | 0 | 9023 | 59441 | 0 | 0 | 0 | 0 | 0 | 0 | 0 | 0 | 1.01 | 0 | 1.01 | 1.01 | 0 | 0 | 0 | 0 | 0 | 0 | 0 | 0 | 22740 | 0 | 9113 | 60035 | 0 | 0 | 0 | 0 | 0 | 0 | 0 | 0 | 22740 | 0 | 9113 | 60035 | 0 | 0 | 0 | 0 | 0 | 0 | 0 | 0 | 1752 | 0 | 595 | 4967 | 0 | 0 | 90979 | 90979 | 91888 | 91888 | 7314 | 2020
Vintage1993 | hydro | TRUE | 13037.7015.UT.HY | 7015 | N | . | Unit 4 | City of Mt Pleasant - (UT) | 13037 | UT | MTN | WECC |  | 22 | 1 | Electric Utility | HY | WAT | HYC | PACE | A |  | 0 | 0 | 0 | 0 | 0 | 0 | 0 | 0 | 0 | 0 | 0 | 0 | 0 | 0 | 0 | 0 | 0 | 0 | 0 | 0 | 0 | 0 | 0 | 0 | 0 | 0 | 0 | 0 | 0 | 0 | 0 | 0 | 0 | 0 | 0 | 0 | 2017 | 2124 | 2210 | 2486 | 2828 | 2755 | 2791 | 2810 | 2041 | 2233 | 2177 | 2021 | 2017 | 2124 | 2210 | 2486 | 2828 | 2755 | 2791 | 2810 | 2041 | 2233 | 2177 | 2021 | 230.032 | 242.281 | 252.062 | 283.572 | 322.566 | 314.205 | 318.364 | 320.525 | 232.823 | 254.712 | 248.285 | 230.573 | 0 | 0 | 28493 | 28493 | 3250 | 2020
Vintage1991 | petroleum | TRUE | 3355.7018.KS.IC | 7018 | N | . | Chanute 3 | City of Chanute | 3355 | KS | WNC | MRO |  | 22 | 1 | Electric Utility | IC | DFO | DFO | SWPP | A | barrels | 485 | 505 | 431 | 489 | 564 | 680 | 347 | 562 | 431 | 537 | 722 | 575 | 485 | 505 | 431 | 489 | 564 | 680 | 347 | 562 | 431 | 537 | 722 | 575 | 6.1 | 6.1 | 6.1 | 6.1 | 6.1 | 6.1 | 6.1 | 6.1 | 6.1 | 6.1 | 6.1 | 6.1 | 2959 | 3081 | 2629 | 2983 | 3440 | 4148 | 2117 | 3428 | 2629 | 3276 | 4404 | 3508 | 2959 | 3081 | 2629 | 2983 | 3440 | 4148 | 2117 | 3428 | 2629 | 3276 | 4404 | 3508 | 32.644 | 33.939 | 28.998 | 32.886 | 37.9 | 45.688 | 23.311 | 37.788 | 28.942 | 36.11 | 48.5 | 38.664 | 6328 | 6328 | 38602 | 38602 | 425.37 | 2020
Vintage1991 | natural gas peaker | TRUE | 3355.7018.KS.IC | 7018 | N | . | Chanute 3 | City of Chanute | 3355 | KS | WNC | MRO |  | 22 | 1 | Electric Utility | IC | NG | NG | SWPP | A | mcf | 475 | 400 | 343 | 295 | 273 | 421 | 614 | 430 | 291 | 323 | 250 | 385 | 475 | 400 | 343 | 295 | 273 | 421 | 614 | 430 | 291 | 323 | 250 | 385 | 0.9 | 0.9 | 0.9 | 0.9 | 0.9 | 0.9 | 0.9 | 0.9 | 0.9 | 0.9 | 0.9 | 0.9 | 428 | 360 | 309 | 266 | 246 | 379 | 553 | 387 | 262 | 291 | 225 | 347 | 428 | 360 | 309 | 266 | 246 | 379 | 553 | 387 | 262 | 291 | 225 | 347 | 4.697 | 3.963 | 3.406 | 2.928 | 2.706 | 4.177 | 6.092 | 4.268 | 2.883 | 3.204 | 2.483 | 3.823 | 4500 | 4500 | 4053 | 4053 | 44.63 | 2020
Vintage2016 | petroleum | TRUE | 17845.7028.UT.IC | 7028 | Y | . | Whitehead | City of Springville - (UT) | 17845 | UT | MTN | WECC |  | 22 | 1 | Electric Utility | IC | DFO | DFO | PACE | A | barrels | 2 | 1 | 1 | 2 | 1 | 1 | 1 | 1 | 2 | 1 | 2 | 2 | 2 | 1 | 1 | 2 | 1 | 1 | 1 | 1 | 2 | 1 | 2 | 2 | 5.874 | 5.874 | 5.874 | 5.874 | 5.874 | 5.874 | 5.874 | 5.874 | 5.874 | 5.874 | 5.874 | 5.874 | 12 | 6 | 6 | 12 | 6 | 6 | 6 | 6 | 12 | 6 | 12 | 12 | 10 | 6 | 6 | 10 | 6 | 6 | 6 | 6 | 11 | 6 | 12 | 11 | 0.834 | 0.665 | 0.613 | 0.821 | 0.56 | 0.709 | 0.668 | 0.741 | 0.89 | 0.757 | 0.984 | 0.9 | 17 | 17 | 102 | 96 | 9.142 | 2020
Vintage2016 | natural gas peaker | TRUE | 17845.7028.UT.IC | 7028 | Y | . | Whitehead | City of Springville - (UT) | 17845 | UT | MTN | WECC |  | 22 | 1 | Electric Utility | IC | NG | NG | PACE | A | mcf | 9658 | 9243 | 6416 | 4891 | 6429 | 8190 | 11233 | 12625 | 10977 | 9057 | 7161 | 10265 | 9658 | 9243 | 6416 | 4891 | 6429 | 8190 | 11233 | 12625 | 10977 | 9057 | 7161 | 10265 | 1.041 | 1.041 | 1.041 | 1.041 | 1.041 | 1.041 | 1.041 | 1.041 | 1.041 | 1.041 | 1.041 | 1.041 | 10054 | 9622 | 6679 | 5092 | 6693 | 8526 | 11694 | 13143 | 11427 | 9428 | 7455 | 10686 | 10054 | 9622 | 6679 | 5092 | 6693 | 8526 | 11694 | 13143 | 11427 | 9428 | 7455 | 10686 | 920.455 | 880.864 | 611.451 | 466.111 | 612.714 | 780.564 | 1070.539 | 1203.153 | 1046.091 | 863.165 | 682.476 | 978.275 | 106145 | 106145 | 110499 | 110499 | 10115.858 | 2020
Vintage1991 | lignite | TRUE | 56598.7030.TX.ST | 7030 | N | . | Major Oak Power | Major Oak Power, LLC | 56598 | TX | WSC | TRE |  | 22 | 2 | NAICS-22 Non-Cogen | ST | LIG | COL | ERCO | M | short tons | 186435 | 166194 | 93122 | 172039 | 161449 | 169114 | 177511 | 186253 | 160070 | 182399 | 181935 | 189420 | 186435 | 166194 | 93122 | 172039 | 161449 | 169114 | 177511 | 186253 | 160070 | 182399 | 181935 | 189420 | 13.662 | 13.48 | 13.203 | 13.526 | 14.152 | 13.449 | 13.984 | 14.161 | 13.589 | 13.859 | 13.654 | 13.732 | 2547075 | 2240295 | 1229490 | 2327000 | 2284826 | 2274414 | 2482314 | 2637529 | 2175191 | 2527868 | 2484140 | 2601115 | 2547075 | 2240295 | 1229490 | 2327000 | 2284826 | 2274414 | 2482314 | 2637529 | 2175191 | 2527868 | 2484140 | 2601115 | 220075.58 | 189809.2 | 109115.42 | 201294.86 | 193965.56 | 187649.62 | 208690.34 | 227298.9 | 186171.72 | 216580.11 | 215247.83 | 224313.44 | 2025941 | 2025941 | 27811257 | 27811257 | 2380212.6 | 2020
Vintage1991 | natural gas steam turbine | TRUE | 56598.7030.TX.ST | 7030 | N | . | Major Oak Power | Major Oak Power, LLC | 56598 | TX | WSC | TRE |  | 22 | 2 | NAICS-22 Non-Cogen | ST | NG | NG | ERCO | M | mcf | 28 | 3267 | 15511 | 3435 | 6802 | 6780 | 7109 | 36 | 14865 | 3652 | 2 | 308 | 28 | 3267 | 15511 | 3435 | 6802 | 6780 | 7109 | 36 | 14865 | 3652 | 2 | 308 | 1 | 1 | 1 | 1 | 1 | 1 | 1 | 1 | 1 | 1 | 1 | 1 | 28 | 3267 | 15511 | 3435 | 6802 | 6780 | 7109 | 36 | 14865 | 3652 | 2 | 308 | 28 | 3267 | 15511 | 3435 | 6802 | 6780 | 7109 | 36 | 14865 | 3652 | 2 | 308 | 2.419 | 276.797 | 1376.579 | 297.141 | 577.442 | 559.381 | 597.66 | 3.102 | 1272.276 | 312.892 | 0.173 | 26.561 | 61795 | 61795 | 61795 | 61795 | 5302.423 | 2020
Vintage1991 | petroleum | TRUE | 56598.7030.TX.ST | 7030 | N | . | Major Oak Power | Major Oak Power, LLC | 56598 | TX | WSC | TRE |  | 22 | 2 | NAICS-22 Non-Cogen | ST | PC | PC | ERCO | M | short tons | 0 | 0 | 0 | 0 | 0 | 0 | 0 | 0 | 0 | 0 | 0 | 0 | 0 | 0 | 0 | 0 | 0 | 0 | 0 | 0 | 0 | 0 | 0 | 0 | 0 | 0 | 0 | 0 | 0 | 0 | 0 | 0 | 0 | 0 | 0 | 0 | 0 | 0 | 0 | 0 | 0 | 0 | 0 | 0 | 0 | 0 | 0 | 0 | 0 | 0 | 0 | 0 | 0 | 0 | 0 | 0 | 0 | 0 | 0 | 0 | 0 | 0 | 0 | 0 | 0 | 0 | 0 | 0 | 0 | 0 | 0 | 0 | 0 | 0 | 0 | 0 | 0 | 2020
Vintage1991 | hard coal | TRUE | 56598.7030.TX.ST | 7030 | N | . | Major Oak Power | Major Oak Power, LLC | 56598 | TX | WSC | TRE |  | 22 | 2 | NAICS-22 Non-Cogen | ST | SUB | COL | ERCO | M | short tons | 0 | 0 | 0 | 0 | 0 | 0 | 0 | 0 | 0 | 0 | 0 | 0 | 0 | 0 | 0 | 0 | 0 | 0 | 0 | 0 | 0 | 0 | 0 | 0 | 0 | 0 | 0 | 0 | 0 | 0 | 0 | 0 | 0 | 0 | 0 | 0 | 0 | 0 | 0 | 0 | 0 | 0 | 0 | 0 | 0 | 0 | 0 | 0 | 0 | 0 | 0 | 0 | 0 | 0 | 0 | 0 | 0 | 0 | 0 | 0 | 0 | 0 | 0 | 0 | 0 | 0 | 0 | 0 | 0 | 0 | 0 | 0 | 0 | 0 | 0 | 0 | 0 | 2020
Vintage1989 | petroleum | TRUE | 19876.7032.VA.GT | 7032 | N | . | Gravel Neck | Virginia Electric & Power Co | 19876 | VA | SAT | SERC |  | 22 | 1 | Electric Utility | GT | DFO | DFO | PJM | A | barrels | 229 | 128 | 255 | 142 | 358 | 313 | 551 | 532 | 656 | 218 | 453 | 737 | 229 | 128 | 255 | 142 | 358 | 313 | 551 | 532 | 656 | 218 | 453 | 737 | 5.785 | 5.785 | 5.785 | 5.785 | 5.785 | 5.785 | 5.785 | 5.785 | 5.785 | 5.785 | 5.785 | 5.785 | 1325 | 740 | 1475 | 821 | 2071 | 1811 | 3188 | 3078 | 3795 | 1261 | 2621 | 4264 | 1325 | 740 | 1475 | 821 | 2071 | 1811 | 3188 | 3078 | 3795 | 1261 | 2621 | 4264 | 101.351 | 56.302 | 112.578 | 62.447 | 157.754 | 138.185 | 243.293 | 234.834 | 289.341 | 96.04 | 199.919 | 324.942 | 4572 | 4572 | 26450 | 26450 | 2016.986 | 2020
Vintage1989 | natural gas peaker | TRUE | 19876.7032.VA.GT | 7032 | N | . | Gravel Neck | Virginia Electric & Power Co | 19876 | VA | SAT | SERC |  | 22 | 1 | Electric Utility | GT | NG | NG | PJM | A | mcf | 178484 | 153183 | 155954 | 137611 | 143692 | 151979 | 187589 | 179081 | 138735 | 120900 | 107446 | 138223 | 178484 | 153183 | 155954 | 137611 | 143692 | 151979 | 187589 | 179081 | 138735 | 120900 | 107446 | 138223 | 1.064 | 1.064 | 1.064 | 1.064 | 1.064 | 1.064 | 1.064 | 1.064 | 1.064 | 1.064 | 1.064 | 1.064 | 189907 | 162987 | 165935 | 146418 | 152888 | 161706 | 199595 | 190542 | 147614 | 128638 | 114323 | 147069 | 189907 | 162987 | 165935 | 146418 | 152888 | 161706 | 199595 | 190542 | 147614 | 128638 | 114323 | 147069 | 14482.253 | 12429.282 | 12654.079 | 11165.771 | 11659.143 | 12331.579 | 15220.972 | 14530.624 | 11256.94 | 9809.789 | 8718.159 | 11215.423 | 1792877 | 1792877 | 1907622 | 1907622 | 145474.01 | 2020
Vintage1986 | hydro | TRUE | 11135.7034.UT.HY | 7034 | N | . | Hydro II | City of Logan - (UT) | 11135 | UT | MTN | WECC |  | 22 | 1 | Electric Utility | HY | WAT | HYC | PACE | A |  | 0 | 0 | 0 | 0 | 0 | 0 | 0 | 0 | 0 | 0 | 0 | 0 | 0 | 0 | 0 | 0 | 0 | 0 | 0 | 0 | 0 | 0 | 0 | 0 | 0 | 0 | 0 | 0 | 0 | 0 | 0 | 0 | 0 | 0 | 0 | 0 | 9326 | 9822 | 10219 | 11496 | 13077 | 12738 | 12907 | 12994 | 9439 | 10326 | 10066 | 9348 | 9326 | 9822 | 10219 | 11496 | 13077 | 12738 | 12907 | 12994 | 9439 | 10326 | 10066 | 9348 | 1063.738 | 1120.381 | 1165.611 | 1311.325 | 1491.645 | 1452.98 | 1472.215 | 1482.205 | 1076.647 | 1177.865 | 1148.148 | 1066.24 | 0 | 0 | 131758 | 131758 | 15029 | 2020
Vintage1967 | petroleum | TRUE | 13902.7039.WY.IC | 7039 | N | . | Lake (WY) | NorthWestern Energy | 13902 | WY | MTN | WECC |  | 22 | 1 | Electric Utility | IC | DFO | DFO | NWMT | A | barrels | 19 | 17 | 15 | 21 | 14 | 18 | 17 | 19 | 22 | 19 | 25 | 23 | 19 | 17 | 15 | 21 | 14 | 18 | 17 | 19 | 22 | 19 | 25 | 23 | 5.825 | 5.825 | 5.825 | 5.825 | 5.825 | 5.825 | 5.825 | 5.825 | 5.825 | 5.825 | 5.825 | 5.825 | 111 | 99 | 87 | 122 | 82 | 105 | 99 | 111 | 128 | 111 | 146 | 134 | 111 | 99 | 87 | 122 | 82 | 105 | 99 | 111 | 128 | 111 | 146 | 134 | 9.118 | 7.271 | 6.708 | 8.981 | 6.128 | 7.756 | 7.308 | 8.109 | 9.737 | 8.278 | 10.762 | 9.844 | 229 | 229 | 1335 | 1335 | 100 | 2020
Vintage1988 | hydro | TRUE | 807.7040.AR.HY | 7040 | N | . | Ellis Hydro | Arkansas Electric Coop Corp | 807 | AR | WSC | SERC |  | 22 | 1 | Electric Utility | HY | WAT | HYC | SWPP | A |  | 0 | 0 | 0 | 0 | 0 | 0 | 0 | 0 | 0 | 0 | 0 | 0 | 0 | 0 | 0 | 0 | 0 | 0 | 0 | 0 | 0 | 0 | 0 | 0 | 0 | 0 | 0 | 0 | 0 | 0 | 0 | 0 | 0 | 0 | 0 | 0 | 52455 | 110411 | 102020 | 124674 | 136083 | 61107 | 84830 | 66627 | 87344 | 85389 | 52807 | 57652 | 52455 | 110411 | 102020 | 124674 | 136083 | 61107 | 84830 | 66627 | 87344 | 85389 | 52807 | 57652 | 5983.227 | 12593.937 | 11636.787 | 14220.816 | 15522.18 | 6970.16 | 9676.083 | 7599.718 | 9962.813 | 9739.801 | 6023.398 | 6576.08 | 0 | 0 | 1021399 | 1021399 | 116505 | 2020
Vintage1991 | hydro | TRUE | 40215.7042.AK.HY | 7042 | N | . | Humpback Creek | Cordova Electric Coop, Inc | 40215 | AK | PACN |  |  | 22 | 1 | Electric Utility | HY | WAT | HYC |  | A |  | 0 | 0 | 0 | 0 | 0 | 0 | 0 | 0 | 0 | 0 | 0 | 0 | 0 | 0 | 0 | 0 | 0 | 0 | 0 | 0 | 0 | 0 | 0 | 0 | 0 | 0 | 0 | 0 | 0 | 0 | 0 | 0 | 0 | 0 | 0 | 0 | 2154 | 2250 | 1974 | 1824 | 2676 | 2606 | 2453 | 2078 | 1665 | 1656 | 1906 | 1982 | 2154 | 2250 | 1974 | 1824 | 2676 | 2606 | 2453 | 2078 | 1665 | 1656 | 1906 | 1982 | 245.731 | 256.6 | 225.111 | 208.041 | 305.179 | 297.283 | 279.79 | 237.045 | 189.92 | 188.881 | 217.353 | 226.066 | 0 | 0 | 25224 | 25224 | 2877 | 2020
Vintage1985 | hydro | TRUE | 20151.7051.VT.HY | 7051 | N | . | Wrightsville Hydro Plant | Washington Electric Coop - (VT) | 20151 | VT | NEW | NPCC |  | 22 | 1 | Electric Utility | HY | WAT | HYC | ISNE | A |  | 0 | 0 | 0 | 0 | 0 | 0 | 0 | 0 | 0 | 0 | 0 | 0 | 0 | 0 | 0 | 0 | 0 | 0 | 0 | 0 | 0 | 0 | 0 | 0 | 0 | 0 | 0 | 0 | 0 | 0 | 0 | 0 | 0 | 0 | 0 | 0 | 2171 | 1850 | 2525 | 2725 | 2455 | 813 | 1032 | 558 | 318 | 1182 | 1393 | 1879 | 2171 | 1850 | 2525 | 2725 | 2455 | 813 | 1032 | 558 | 318 | 1182 | 1393 | 1879 | 247.66 | 211.072 | 288.035 | 310.773 | 280.062 | 92.697 | 117.741 | 63.658 | 36.238 | 134.777 | 158.924 | 214.363 | 0 | 0 | 18901 | 18901 | 2156 | 2020
Vintage1986 | hydro | TRUE | 7601.7056.VT.HY | 7056 | N | . | Bolton Falls | Green Mountain Power Corp | 7601 | VT | NEW | NPCC |  | 22 | 1 | Electric Utility | HY | WAT | HYC | ISNE | A |  | 0 | 0 | 0 | 0 | 0 | 0 | 0 | 0 | 0 | 0 | 0 | 0 | 0 | 0 | 0 | 0 | 0 | 0 | 0 | 0 | 0 | 0 | 0 | 0 | 0 | 0 | 0 | 0 | 0 | 0 | 0 | 0 | 0 | 0 | 0 | 0 | 22200 | 18920 | 25819 | 27857 | 25104 | 8309 | 10554 | 5706 | 3248 | 12081 | 14246 | 19215 | 22200 | 18920 | 25819 | 27857 | 25104 | 8309 | 10554 | 5706 | 3248 | 12081 | 14246 | 19215 | 2532.209 | 2158.1 | 2945.006 | 3177.497 | 2863.49 | 947.779 | 1203.843 | 650.867 | 370.51 | 1378.031 | 1624.918 | 2191.75 | 0 | 0 | 193259 | 193259 | 22044 | 2020
Vintage1995 | petroleum | TRUE | 4715.7058.WI.IC | 7058 | N | . | Solon Diesel | Dahlberg Light & Power Co | 4715 | WI | ENC | MRO |  | 22 | 1 | Electric Utility | IC | DFO | DFO | MISO | A | barrels | 0 | 0 | 0 | 0 | 0 | 0 | 0 | 0 | 0 | 0 | 0 | 0 | 0 | 0 | 0 | 0 | 0 | 0 | 0 | 0 | 0 | 0 | 0 | 0 | 0 | 0 | 0 | 0 | 0 | 0 | 0 | 0 | 0 | 0 | 0 | 0 | 0 | 0 | 0 | 0 | 0 | 0 | 0 | 0 | 0 | 0 | 0 | 0 | 0 | 0 | 0 | 0 | 0 | 0 | 0 | 0 | 0 | 0 | 0 | 0 | 0 | 0 | 0 | 0 | 0 | 0 | 0 | 0 | 0 | 0 | 0 | 0 | 0 | 0 | 0 | 0 | 0 | 2020
Vintage1987 | petroleum | TRUE | 17141.7060.IA.IC | 7060 | N | . | Sibley No Two | City of Sibley - (IA) | 17141 | IA | WNC | MRO |  | 22 | 1 | Electric Utility | IC | DFO | DFO | MISO | A | barrels | 5 | 4 | 3 | 4 | 4 | 5 | 3 | 4 | 3 | 4 | 6 | 5 | 5 | 4 | 3 | 4 | 4 | 5 | 3 | 4 | 3 | 4 | 6 | 5 | 5.84 | 5.84 | 5.84 | 5.84 | 5.84 | 5.84 | 5.84 | 5.84 | 5.84 | 5.84 | 5.84 | 5.84 | 29 | 23 | 18 | 23 | 23 | 29 | 18 | 23 | 18 | 23 | 35 | 29 | 29 | 23 | 18 | 23 | 23 | 29 | 18 | 23 | 18 | 23 | 35 | 29 | 2.058 | 2.14 | 1.828 | 2.073 | 2.389 | 2.88 | 1.47 | 2.382 | 1.825 | 2.276 | 3.058 | 2.437 | 50 | 50 | 291 | 291 | 26.816 | 2020
Vintage1987 | natural gas peaker | TRUE | 17141.7060.IA.IC | 7060 | N | . | Sibley No Two | City of Sibley - (IA) | 17141 | IA | WNC | MRO |  | 22 | 1 | Electric Utility | IC | NG | NG | MISO | A | mcf | 8 | 11 | 4 | 6 | 8 | 9 | 15 | 9 | 7 | 7 | 6 | 10 | 8 | 11 | 4 | 6 | 8 | 9 | 15 | 9 | 7 | 7 | 6 | 10 | 1 | 1 | 1 | 1 | 1 | 1 | 1 | 1 | 1 | 1 | 1 | 1 | 8 | 11 | 4 | 6 | 8 | 9 | 15 | 9 | 7 | 7 | 6 | 10 | 8 | 11 | 4 | 6 | 8 | 9 | 15 | 9 | 7 | 7 | 6 | 10 | 0.826 | 0.981 | 0.412 | 0.515 | 0.765 | 0.853 | 1.396 | 0.787 | 0.612 | 0.637 | 0.516 | 0.884 | 100 | 100 | 100 | 100 | 9.184 | 2020
Vintage1991 | other | TRUE | 189.7063.AL.CE | 7063 | N | . | McIntosh (AL) | PowerSouth Energy Cooperative | 189 | AL | ESC | SERC |  | 22 | 1 | Electric Utility | CE | NG | NG | AEC | A | mcf | 2395 | 2976 | 3019 | 2066 | 2800 | 3624 | 4294 | 3884 | 3378 | 2840 | 2275 | 3119 | 2395 | 2976 | 3019 | 2066 | 2800 | 3624 | 4294 | 3884 | 3378 | 2840 | 2275 | 3119 | 1.026 | 1.026 | 1.026 | 1.026 | 1.026 | 1.026 | 1.026 | 1.026 | 1.026 | 1.026 | 1.026 | 1.026 | 2457 | 3053 | 3097 | 2120 | 2873 | 3718 | 4406 | 3985 | 3466 | 2914 | 2334 | 3200 | 2457 | 3053 | 3097 | 2120 | 2873 | 3718 | 4406 | 3985 | 3466 | 2914 | 2334 | 3200 | -351.225 | -436.231 | -442.608 | -302.837 | -410.488 | -531.27 | -629.482 | -569.474 | -495.189 | -416.362 | -333.586 | -457.248 | 36670 | 36670 | 37623 | 37623 | -5376 | 2020
Vintage2010 | petroleum | TRUE | 189.7063.AL.GT | 7063 | N | . | McIntosh (AL) | PowerSouth Energy Cooperative | 189 | AL | ESC | SERC |  | 22 | 1 | Electric Utility | GT | DFO | DFO | AEC | A | barrels | 7 | 7 | 7 | 4 | 9 | 7 | 6 | 9 | 5 | 4 | 6 | 10 | 7 | 7 | 7 | 4 | 9 | 7 | 6 | 9 | 5 | 4 | 6 | 10 | 5.5 | 5.5 | 5.5 | 5.5 | 5.5 | 5.5 | 5.5 | 5.5 | 5.5 | 5.5 | 5.5 | 5.5 | 39 | 39 | 39 | 22 | 50 | 39 | 33 | 50 | 28 | 22 | 33 | 55 | 39 | 39 | 39 | 22 | 50 | 39 | 33 | 50 | 28 | 22 | 33 | 55 | 4.28 | 3.447 | 3.382 | 1.869 | 4.474 | 3.413 | 2.995 | 4.267 | 2.239 | 2.115 | 2.92 | 4.769 | 81 | 81 | 449 | 449 | 40.17 | 2020
Vintage2010 | natural gas peaker | TRUE | 189.7063.AL.GT | 7063 | N | . | McIntosh (AL) | PowerSouth Energy Cooperative | 189 | AL | ESC | SERC |  | 22 | 1 | Electric Utility | GT | NG | NG | AEC | A | mcf | 265041 | 329187 | 334000 | 228526 | 309761 | 400905 | 475017 | 429735 | 373678 | 314194 | 251730 | 345047 | 265041 | 329187 | 334000 | 228526 | 309761 | 400905 | 475017 | 429735 | 373678 | 314194 | 251730 | 345047 | 1.026 | 1.026 | 1.026 | 1.026 | 1.026 | 1.026 | 1.026 | 1.026 | 1.026 | 1.026 | 1.026 | 1.026 | 271932 | 337746 | 342684 | 234468 | 317815 | 411329 | 487367 | 440908 | 383394 | 322363 | 258275 | 354018 | 271932 | 337746 | 342684 | 234468 | 317815 | 411329 | 487367 | 440908 | 383394 | 322363 | 258275 | 354018 | 24519.771 | 30454.175 | 30899.417 | 21141.686 | 28657.017 | 37089.056 | 43945.427 | 39756.206 | 34570.187 | 29067.074 | 23288.342 | 31921.472 | 4056821 | 4056821 | 4162299 | 4162299 | 375309.83 | 2020
Vintage1988 | hydro | TRUE | 2518.7066.CA.HY | 7066 | N | . | Stampede | U S Bureau of Reclamation | 2518 | CA | PACC | WECC |  | 22 | 1 | Electric Utility | HY | WAT | HYC | WALC | A |  | 0 | 0 | 0 | 0 | 0 | 0 | 0 | 0 | 0 | 0 | 0 | 0 | 0 | 0 | 0 | 0 | 0 | 0 | 0 | 0 | 0 | 0 | 0 | 0 | 0 | 0 | 0 | 0 | 0 | 0 | 0 | 0 | 0 | 0 | 0 | 0 | 10148 | 7571 | 8016 | 11766 | 16115 | 15057 | 15920 | 16042 | 11173 | 9188 | 6949 | 5724 | 10148 | 7571 | 8016 | 11766 | 16115 | 15057 | 15920 | 16042 | 11173 | 9188 | 6949 | 5724 | 1157.579 | 863.62 | 914.3 | 1342.101 | 1838.166 | 1717.517 | 1815.902 | 1829.801 | 1274.389 | 1048.038 | 792.649 | 652.938 | 0 | 0 | 133669 | 133669 | 15247 | 2020
Vintage1996 | hydro | TRUE | 3255.7072.CA.HY | 7072 | N | . | Mojave Siphon | California Dept. of Water Resources | 3255 | CA | PACC | WECC |  | 22 | 1 | Electric Utility | HY | WAT | HYC | CISO | A |  | 0 | 0 | 0 | 0 | 0 | 0 | 0 | 0 | 0 | 0 | 0 | 0 | 0 | 0 | 0 | 0 | 0 | 0 | 0 | 0 | 0 | 0 | 0 | 0 | 0 | 0 | 0 | 0 | 0 | 0 | 0 | 0 | 0 | 0 | 0 | 0 | 14709 | 10973 | 11617 | 17053 | 23356 | 21823 | 23073 | 23250 | 16193 | 13317 | 10072 | 8296 | 14709 | 10973 | 11617 | 17053 | 23356 | 21823 | 23073 | 23250 | 16193 | 13317 | 10072 | 8296 | 1677.718 | 1251.674 | 1325.127 | 1945.154 | 2664.117 | 2489.256 | 2631.849 | 2651.994 | 1847.015 | 1518.957 | 1148.814 | 946.325 | 0 | 0 | 193732 | 193732 | 22098 | 2020
Vintage1947 | hydro | TRUE | 9191.7079.ID.HY | 7079 | N | . | Upper Salmon B | Idaho Power Co | 9191 | ID | MTN | WECC |  | 22 | 1 | Electric Utility | HY | WAT | HYC | IPCO | A |  | 0 | 0 | 0 | 0 | 0 | 0 | 0 | 0 | 0 | 0 | 0 | 0 | 0 | 0 | 0 | 0 | 0 | 0 | 0 | 0 | 0 | 0 | 0 | 0 | 0 | 0 | 0 | 0 | 0 | 0 | 0 | 0 | 0 | 0 | 0 | 0 | 42604 | 44873 | 46684 | 52520 | 59743 | 58194 | 58964 | 59364 | 43121 | 47175 | 45985 | 42704 | 42604 | 44873 | 46684 | 52520 | 59743 | 58194 | 58964 | 59364 | 43121 | 47175 | 45985 | 42704 | 4859.619 | 5118.385 | 5325.017 | 5990.701 | 6814.483 | 6637.845 | 6725.718 | 6771.354 | 4918.593 | 5380.997 | 5245.24 | 4871.048 | 0 | 0 | 601931 | 601931 | 68659 | 2020
Vintage1987 | petroleum | TRUE | 17874.7080.UT.IC | 7080 | N | . | St George Red Rock | City of St George | 17874 | UT | MTN | WECC |  | 22 | 1 | Electric Utility | IC | DFO | DFO | PACE | A | barrels | 34 | 25 | 23 | 31 | 21 | 27 | 25 | 28 | 34 | 29 | 37 | 34 | 34 | 25 | 23 | 31 | 21 | 27 | 25 | 28 | 34 | 29 | 37 | 34 | 5.5 | 5.5 | 5.5 | 5.5 | 5.5 | 5.5 | 5.5 | 5.5 | 5.5 | 5.5 | 5.5 | 5.5 | 187 | 138 | 127 | 171 | 116 | 149 | 138 | 154 | 187 | 160 | 204 | 187 | 187 | 138 | 127 | 171 | 116 | 149 | 138 | 154 | 187 | 160 | 204 | 187 | 23.525 | 18.76 | 17.308 | 23.171 | 15.81 | 20.011 | 18.853 | 20.92 | 25.122 | 21.358 | 27.765 | 25.397 | 348 | 348 | 1918 | 1918 | 258 | 2020
Vintage1987 | natural gas peaker | TRUE | 17874.7080.UT.IC | 7080 | N | . | St George Red Rock | City of St George | 17874 | UT | MTN | WECC |  | 22 | 1 | Electric Utility | IC | NG | NG | PACE | A | mcf | 0 | 0 | 0 | 0 | 0 | 0 | 0 | 0 | 0 | 0 | 0 | 0 | 0 | 0 | 0 | 0 | 0 | 0 | 0 | 0 | 0 | 0 | 0 | 0 | 0 | 0 | 0 | 0 | 0 | 0 | 0 | 0 | 0 | 0 | 0 | 0 | 0 | 0 | 0 | 0 | 0 | 0 | 0 | 0 | 0 | 0 | 0 | 0 | 0 | 0 | 0 | 0 | 0 | 0 | 0 | 0 | 0 | 0 | 0 | 0 | 0 | 0 | 0 | 0 | 0 | 0 | 0 | 0 | 0 | 0 | 0 | 0 | 0 | 0 | 0 | 0 | 0 | 2020
Vintage2011 | natural gas combined cycle | TRUE | 13407.7082.NV.CA | 7082 | N | . | Harry Allen | Nevada Power Co | 13407 | NV | MTN | WECC |  | 22 | 1 | Electric Utility | CA | NG | NG | NEVP | M | mcf | 14740 | 24800 | 41450 | 19360 | 12200 | 39400 | 37720 | 28420 | 19290 | 17180 | 11920 | 7430 | 14740 | 24800 | 41450 | 19360 | 12200 | 39400 | 37720 | 28420 | 19290 | 17180 | 11920 | 7430 | 1.049 | 1.049 | 1.049 | 1.049 | 1.038 | 1.027 | 1.026 | 1.03 | 1.037 | 1.035 | 1.046 | 1.05 | 15462 | 26015 | 43481 | 20309 | 12664 | 40464 | 38701 | 29273 | 20004 | 17781 | 12468 | 7802 | 15462 | 26015 | 43481 | 20309 | 12664 | 40464 | 38701 | 29273 | 20004 | 17781 | 12468 | 7802 | 113172 | 107278 | 116816 | 92153 | 63636 | 94408 | 111406 | 110461 | 103586 | 109702 | 105772 | 105682 | 273910 | 273910 | 284424 | 284424 | 1234072 | 2020
Vintage2011 | natural gas combined cycle | TRUE | 13407.7082.NV.CT | 7082 | N | . | Harry Allen | Nevada Power Co | 13407 | NV | MTN | WECC |  | 22 | 1 | Electric Utility | CT | NG | NG | NEVP | M | mcf | 2073250 | 1935880 | 2048070 | 1631580 | 1176730 | 1735610 | 2044830 | 2010220 | 1873730 | 1982890 | 1916510 | 1951540 | 2073250 | 1935880 | 2048070 | 1631580 | 1176730 | 1735610 | 2044830 | 2010220 | 1873730 | 1982890 | 1916510 | 1951540 | 1.049 | 1.049 | 1.049 | 1.049 | 1.038 | 1.027 | 1.026 | 1.03 | 1.037 | 1.035 | 1.046 | 1.05 | 2174839 | 2030738 | 2148425 | 1711527 | 1221446 | 1782471 | 2097996 | 2070527 | 1943058 | 2052291 | 2004669 | 2049117 | 2174839 | 2030738 | 2148425 | 1711527 | 1221446 | 1782471 | 2097996 | 2070527 | 1943058 | 2052291 | 2004669 | 2049117 | 198158 | 183945 | 194522 | 148336 | 106060 | 155596 | 184132 | 177362 | 168913 | 179607 | 174994 | 180461 | 22380840 | 22380840 | 23287104 | 23287104 | 2052086 | 2020
Vintage2006 | natural gas peaker | TRUE | 13407.7082.NV.GT | 7082 | N | . | Harry Allen | Nevada Power Co | 13407 | NV | MTN | WECC |  | 22 | 1 | Electric Utility | GT | NG | NG | NEVP | M | mcf | 16300 | 41440 | 14740 | 56960 | 300680 | 177450 | 363120 | 421700 | 154090 | 82190 | 101080 | 38320 | 16300 | 41440 | 14740 | 56960 | 300680 | 177450 | 363120 | 421700 | 154090 | 82190 | 101080 | 38320 | 1.049 | 1.049 | 1.049 | 1.049 | 1.038 | 1.027 | 1.026 | 1.03 | 1.037 | 1.035 | 1.046 | 1.046 | 17099 | 43471 | 15462 | 59751 | 312106 | 182241 | 372561 | 434351 | 159791 | 85067 | 105730 | 40083 | 17099 | 43471 | 15462 | 59751 | 312106 | 182241 | 372561 | 434351 | 159791 | 85067 | 105730 | 40083 | 1453 | 3758 | 1344 | 5105 | 26945 | 15710 | 32259 | 37398 | 13537 | 7179 | 8937 | 3424 | 1768070 | 1768070 | 1827713 | 1827713 | 157049 | 2020
Vintage2010 | natural gas steam turbine | TRUE | 16604.7097.TX.ST | 7097 | N | . | J K Spruce | City of San Antonio - (TX) | 16604 | TX | WSC | TRE |  | 22 | 1 | Electric Utility | ST | NG | NG | ERCO | M | mcf | 109022 | 89298 | 69650 | 55398 | 44987 | 11253 | 20811 | 14872 | 37997 | 16612 | 30429 | 46752 | 109022 | 89298 | 69650 | 55398 | 44987 | 11253 | 20811 | 14872 | 37997 | 16612 | 30429 | 46752 | 1.009 | 1.009 | 1.007 | 1.011 | 1.012 | 1.011 | 1.016 | 1.019 | 1.011 | 1.023 | 1.012 | 1.008 | 110003 | 90102 | 70138 | 56007 | 45527 | 11377 | 21144 | 15155 | 38415 | 16994 | 30794 | 47126 | 110003 | 90102 | 70138 | 56007 | 45527 | 11377 | 21144 | 15155 | 38415 | 16994 | 30794 | 47126 | 9725.474 | 8059.885 | 6908.485 | 5302.151 | 4309.508 | 1075.46 | 2058.016 | 1503.932 | 3759.194 | 1683.956 | 3002.423 | 4689.746 | 547081 | 547081 | 552782 | 552782 | 52078.23 | 2020
Vintage2010 | hard coal | TRUE | 16604.7097.TX.ST | 7097 | N | . | J K Spruce | City of San Antonio - (TX) | 16604 | TX | WSC | TRE |  | 22 | 1 | Electric Utility | ST | SUB | COL | ERCO | M | short tons | 90954 | 104020 | 329360 | 276265 | 265233 | 297544 | 347876 | 386987 | 371674 | 230444 | 162212 | 361307 | 90954 | 104020 | 329360 | 276265 | 265233 | 297544 | 347876 | 386987 | 371674 | 230444 | 162212 | 361307 | 16.93 | 17.044 | 16.806 | 17.009 | 16.808 | 17.038 | 17.011 | 16.882 | 16.895 | 16.835 | 17.099 | 17.04 | 1539851 | 1772917 | 5535224 | 4698991 | 4458036 | 5069555 | 5917719 | 6533115 | 6279432 | 3879525 | 2773663 | 6156671 | 1539851 | 1772917 | 5535224 | 4698991 | 4458036 | 5069555 | 5917719 | 6533115 | 6279432 | 3879525 | 2773663 | 6156671 | 136139.53 | 158593.12 | 545214.52 | 444847.85 | 421991.49 | 479230.54 | 575991.98 | 648343.07 | 614489.81 | 384425.04 | 270431.58 | 612681.25 | 3223876 | 3223876 | 54614699 | 54614699 | 5292379.8 | 2020
Vintage2015 | petroleum | TRUE | 8366.7111.UT.IC | 7111 | N | . | Heber City | Heber Light & Power Company | 8366 | UT | MTN | WECC |  | 22 | 1 | Electric Utility | IC | DFO | DFO | PACE | A | barrels | 0 | 0 | 0 | 0 | 0 | 0 | 0 | 0 | 0 | 0 | 0 | 0 | 0 | 0 | 0 | 0 | 0 | 0 | 0 | 0 | 0 | 0 | 0 | 0 | 0 | 0 | 0 | 0 | 0 | 0 | 0 | 0 | 0 | 0 | 0 | 0 | 0 | 0 | 0 | 0 | 0 | 0 | 0 | 0 | 0 | 0 | 0 | 0 | 0 | 0 | 0 | 0 | 0 | 0 | 0 | 0 | 0 | 0 | 0 | 0 | 0 | 0 | 0 | 0 | 0 | 0 | 0 | 0 | 0 | 0 | 0 | 0 | 0 | 0 | 0 | 0 | 0 | 2020
Vintage2015 | natural gas peaker | TRUE | 8366.7111.UT.IC | 7111 | N | . | Heber City | Heber Light & Power Company | 8366 | UT | MTN | WECC |  | 22 | 1 | Electric Utility | IC | NG | NG | PACE | A | mcf | 15149 | 14496 | 10063 | 7671 | 10083 | 12846 | 17618 | 19800 | 17215 | 14205 | 11231 | 16099 | 15149 | 14496 | 10063 | 7671 | 10083 | 12846 | 17618 | 19800 | 17215 | 14205 | 11231 | 16099 | 1.04 | 1.04 | 1.04 | 1.04 | 1.04 | 1.04 | 1.04 | 1.04 | 1.04 | 1.04 | 1.04 | 1.04 | 15755 | 15076 | 10466 | 7978 | 10486 | 13360 | 18323 | 20592 | 17904 | 14773 | 11680 | 16743 | 15755 | 15076 | 10466 | 7978 | 10486 | 13360 | 18323 | 20592 | 17904 | 14773 | 11680 | 16743 | 1400.619 | 1340.372 | 930.418 | 709.261 | 932.34 | 1187.75 | 1628.992 | 1830.785 | 1591.791 | 1313.441 | 1038.493 | 1488.598 | 166476 | 166476 | 173136 | 173136 | 15392.86 | 2020
Vintage1987 | petroleum | TRUE | 12385.7112.AK.IC | 7112 | N | . | Centennial | Metlakatla Power & Light | 12385 | AK | PACN |  |  | 22 | 1 | Electric Utility | IC | DFO | DFO |  | A | barrels | 263 | 171 | 172 | 165 | 140 | 176 | 230 | 235 | 150 | 179 | 139 | 138 | 263 | 171 | 172 | 165 | 140 | 176 | 230 | 235 | 150 | 179 | 139 | 138 | 5.8 | 5.8 | 5.8 | 5.8 | 5.8 | 5.8 | 5.8 | 5.8 | 5.8 | 5.8 | 5.8 | 5.8 | 1525 | 992 | 998 | 957 | 812 | 1021 | 1334 | 1363 | 870 | 1038 | 806 | 800 | 1525 | 992 | 998 | 957 | 812 | 1021 | 1334 | 1363 | 870 | 1038 | 806 | 800 | 126.224 | 81.831 | 82.616 | 79.279 | 67.128 | 84.517 | 110.17 | 112.881 | 71.778 | 85.911 | 66.623 | 66.042 | 2158 | 2158 | 12516 | 12516 | 1035 | 2020
Vintage1990 | hydro | TRUE | 14624.7113.WA.HY | 7113 | N | . | PEC Headworks | PUD No 2 of Grant County | 14624 | WA | PACC | WECC |  | 22 | 1 | Electric Utility | HY | WAT | HYC | GCPD | A |  | 0 | 0 | 0 | 0 | 0 | 0 | 0 | 0 | 0 | 0 | 0 | 0 | 0 | 0 | 0 | 0 | 0 | 0 | 0 | 0 | 0 | 0 | 0 | 0 | 0 | 0 | 0 | 0 | 0 | 0 | 0 | 0 | 0 | 0 | 0 | 0 | 14043 | 15584 | 12037 | 10584 | 19112 | 19395 | 17985 | 13784 | 9950 | 10177 | 12902 | 13485 | 14043 | 15584 | 12037 | 10584 | 19112 | 19395 | 17985 | 13784 | 9950 | 10177 | 12902 | 13485 | 1601.792 | 1777.599 | 1372.996 | 1207.231 | 2179.947 | 2212.246 | 2051.446 | 1572.247 | 1134.883 | 1160.794 | 1471.638 | 1538.181 | 0 | 0 | 169038 | 169038 | 19281 | 2020
Vintage1988 | hydro | TRUE | 19578.7115.MI.HY | 7115 | N | . | Hoist | Upper Peninsula Power Company | 19578 | MI | ENC | MRO |  | 22 | 1 | Electric Utility | HY | WAT | HYC | MISO | A |  | 0 | 0 | 0 | 0 | 0 | 0 | 0 | 0 | 0 | 0 | 0 | 0 | 0 | 0 | 0 | 0 | 0 | 0 | 0 | 0 | 0 | 0 | 0 | 0 | 0 | 0 | 0 | 0 | 0 | 0 | 0 | 0 | 0 | 0 | 0 | 0 | 13233 | 12816 | 13857 | 13933 | 15448 | 13608 | 14632 | 13052 | 13953 | 13781 | 13681 | 15342 | 13233 | 12816 | 13857 | 13933 | 15448 | 13608 | 14632 | 13052 | 13953 | 13781 | 13681 | 15342 | 1509.458 | 1461.824 | 1580.576 | 1589.202 | 1762.105 | 1552.206 | 1668.944 | 1488.756 | 1591.502 | 1571.95 | 1560.544 | 1749.933 | 0 | 0 | 167336 | 167336 | 19087 | 2020
Vintage1988 | hydro | TRUE | 19578.7116.MI.HY | 7116 | N | . | McClure Dam | Upper Peninsula Power Company | 19578 | MI | ENC | MRO |  | 22 | 1 | Electric Utility | HY | WAT | HYC | MISO | A |  | 0 | 0 | 0 | 0 | 0 | 0 | 0 | 0 | 0 | 0 | 0 | 0 | 0 | 0 | 0 | 0 | 0 | 0 | 0 | 0 | 0 | 0 | 0 | 0 | 0 | 0 | 0 | 0 | 0 | 0 | 0 | 0 | 0 | 0 | 0 | 0 | 36791 | 35630 | 38524 | 38735 | 42949 | 37833 | 40678 | 36286 | 38791 | 38314 | 38036 | 42652 | 36791 | 35630 | 38524 | 38735 | 42949 | 37833 | 40678 | 36286 | 38791 | 38314 | 38036 | 42652 | 4196.544 | 4064.111 | 4394.26 | 4418.242 | 4898.943 | 4315.387 | 4639.94 | 4138.987 | 4424.637 | 4370.278 | 4338.569 | 4865.102 | 0 | 0 | 465219 | 465219 | 53065 | 2020
Vintage1988 | hydro | TRUE | 58149.7118.MI.HY | 7118 | N | . | Cataract (MI) | Renewable World Energies LLC | 58149 | MI | ENC | MRO |  | 22 | 2 | NAICS-22 Non-Cogen | HY | WAT | HYC | MISO | A |  | 0 | 0 | 0 | 0 | 0 | 0 | 0 | 0 | 0 | 0 | 0 | 0 | 0 | 0 | 0 | 0 | 0 | 0 | 0 | 0 | 0 | 0 | 0 | 0 | 0 | 0 | 0 | 0 | 0 | 0 | 0 | 0 | 0 | 0 | 0 | 0 | 5610 | 5433 | 5874 | 5906 | 6549 | 5769 | 6202 | 5533 | 5915 | 5842 | 5800 | 6503 | 5610 | 5433 | 5874 | 5906 | 6549 | 5769 | 6202 | 5533 | 5915 | 5842 | 5800 | 6503 | 639.862 | 619.669 | 670.008 | 673.664 | 746.958 | 657.982 | 707.467 | 631.085 | 674.639 | 666.351 | 661.516 | 741.799 | 0 | 0 | 70936 | 70936 | 8091 | 2020
Vintage1975 | petroleum | TRUE | 19578.7119.MI.GT | 7119 | N | . | Gladstone | Upper Peninsula Power Company | 19578 | MI | ENC | MRO |  | 22 | 1 | Electric Utility | GT | DFO | DFO | MISO | A | barrels | 10 | 4 | 9 | 5 | 11 | 11 | 12 | 18 | 7 | 3 | 4 | 13 | 10 | 4 | 9 | 5 | 11 | 11 | 12 | 18 | 7 | 3 | 4 | 13 | 5.77 | 5.77 | 5.77 | 5.77 | 5.77 | 5.77 | 5.77 | 5.77 | 5.77 | 5.77 | 5.77 | 5.77 | 58 | 23 | 52 | 29 | 63 | 63 | 69 | 104 | 40 | 17 | 23 | 75 | 58 | 23 | 52 | 29 | 63 | 63 | 69 | 104 | 40 | 17 | 23 | 75 | -16.411 | -7.001 | -15.087 | -8.389 | -18.048 | -17.076 | -19.557 | -28.481 | -12.132 | -5.001 | -6.261 | -20.556 | 107 | 107 | 616 | 616 | -174 | 2020
Vintage1991 | other | TRUE | 5416.7125.SC.PS | 7125 | N | . | Bad Creek | Duke Energy Carolinas, LLC | 5416 | SC | SAT | SERC |  | 22 | 1 | Electric Utility | PS | WAT | HPS | DUK | M | megawatthours | 148906 | 170037 | 45913 | 122343 | 164877 | 200450 | 226733 | 230374 | 155440 | 174780 | 161914 | 185025 | 148906 | 170037 | 45913 | 122343 | 164877 | 200450 | 226733 | 230374 | 155440 | 174780 | 161914 | 185025 | 0 | 0 | 0 | 0 | 0 | 0 | 0 | 0 | 0 | 0 | 0 | 0 | 0 | 0 | 0 | 0 | 0 | 0 | 0 | 0 | 0 | 0 | 0 | 0 | 0 | 0 | 0 | 0 | 0 | 0 | 0 | 0 | 0 | 0 | 0 | 0 | -17304 | -45718 | -9702 | -29999 | -24074 | -46543 | -38494 | -60676 | -23672 | -38526 | -36352 | -33760 | 1986792 | 1986792 | 0 | 0 | -404820 | 2020
Vintage1994 | hydro | TRUE | 18429.7127.WA.HY | 7127 | N | . | Wynoochee | City of Tacoma - (WA) | 18429 | WA | PACC | WECC |  | 22 | 1 | Electric Utility | HY | WAT | HYC | TPWR | A |  | 0 | 0 | 0 | 0 | 0 | 0 | 0 | 0 | 0 | 0 | 0 | 0 | 0 | 0 | 0 | 0 | 0 | 0 | 0 | 0 | 0 | 0 | 0 | 0 | 0 | 0 | 0 | 0 | 0 | 0 | 0 | 0 | 0 | 0 | 0 | 0 | 21672 | 24051 | 18577 | 16334 | 29495 | 29932 | 27756 | 21272 | 15355 | 15705 | 19911 | 20812 | 21672 | 24051 | 18577 | 16334 | 29495 | 29932 | 27756 | 21272 | 15355 | 15705 | 19911 | 20812 | 2472.01 | 2743.334 | 2118.919 | 1863.097 | 3364.271 | 3414.118 | 3165.958 | 2426.419 | 1751.444 | 1791.432 | 2271.152 | 2373.846 | 0 | 0 | 260872 | 260872 | 29756 | 2020
Vintage1988 | hydro | TRUE | 332.7128.PA.HY | 7128 | N | . | William F Matson Generating Station | Allegheny Electric Coop Inc | 332 | PA | MAT | RFC |  | 22 | 1 | Electric Utility | HY | WAT | HYC | PJM | M |  | 0 | 0 | 0 | 0 | 0 | 0 | 0 | 0 | 0 | 0 | 0 | 0 | 0 | 0 | 0 | 0 | 0 | 0 | 0 | 0 | 0 | 0 | 0 | 0 | 0 | 0 | 0 | 0 | 0 | 0 | 0 | 0 | 0 | 0 | 0 | 0 | 102697 | 106703 | 99067 | 129567 | 101233 | 32894 | 18761 | 14308 | 15912 | 15930 | 39978 | 77474 | 102697 | 106703 | 99067 | 129567 | 101233 | 32894 | 18761 | 14308 | 15912 | 15930 | 39978 | 77474 | 11714 | 12171 | 11300 | 14779 | 11547 | 3752 | 2140 | 1632 | 1815 | 1817 | 4560 | 8837 | 0 | 0 | 754524 | 754524 | 86064 | 2020
Vintage1987 | hydro | TRUE | 3255.7129.CA.HY | 7129 | N | . | Thermalito Diverson Dam | California Dept. of Water Resources | 3255 | CA | PACC | WECC |  | 22 | 1 | Electric Utility | HY | WAT | HYC | CISO | A |  | 0 | 0 | 0 | 0 | 0 | 0 | 0 | 0 | 0 | 0 | 0 | 0 | 0 | 0 | 0 | 0 | 0 | 0 | 0 | 0 | 0 | 0 | 0 | 0 | 0 | 0 | 0 | 0 | 0 | 0 | 0 | 0 | 0 | 0 | 0 | 0 | 8817 | 6578 | 6964 | 10222 | 14000 | 13081 | 13831 | 13937 | 9706 | 7982 | 6037 | 4973 | 8817 | 6578 | 6964 | 10222 | 14000 | 13081 | 13831 | 13937 | 9706 | 7982 | 6037 | 4973 | 1005.661 | 750.279 | 794.308 | 1165.966 | 1596.927 | 1492.111 | 1577.585 | 1589.66 | 1107.139 | 910.494 | 688.623 | 567.247 | 0 | 0 | 116128 | 116128 | 13246 | 2020
Vintage1992 | petroleum | TRUE | 8287.7130.HI.GT | 7130 | N | . | Puna | Hawaii Electric Light Co Inc | 8287 | HI | PACN |  |  | 22 | 1 | Electric Utility | GT | DFO | DFO |  | A | barrels | 4867 | 4089 | 4051 | 3693 | 3872 | 4307 | 4429 | 4500 | 4451 | 5133 | 4415 | 4446 | 4867 | 4089 | 4051 | 3693 | 3872 | 4307 | 4429 | 4500 | 4451 | 5133 | 4415 | 4446 | 5.794 | 5.794 | 5.794 | 5.794 | 5.794 | 5.794 | 5.794 | 5.794 | 5.794 | 5.794 | 5.794 | 5.794 | 28199 | 23692 | 23471 | 21397 | 22434 | 24955 | 25662 | 26073 | 25789 | 29741 | 25581 | 25760 | 28199 | 23692 | 23471 | 21397 | 22434 | 24955 | 25662 | 26073 | 25789 | 29741 | 25581 | 25760 | 2367.623 | 1988.479 | 1970.113 | 1795.834 | 1883.103 | 2094.489 | 2153.836 | 2188.268 | 2164.71 | 2496.387 | 2147.159 | 2161.999 | 52253 | 52253 | 302754 | 302754 | 25412 | 2020
Vintage1988 | petroleum | TRUE | 8287.7130.HI.ST | 7130 | N | . | Puna | Hawaii Electric Light Co Inc | 8287 | HI | PACN |  |  | 22 | 1 | Electric Utility | ST | DFO | DFO |  | AM | barrels | 0 | 0 | 0 | 0 | 0 | 0 | 0 | 0 | 0 | 0 | 0 | 0 | 0 | 0 | 0 | 0 | 0 | 0 | 0 | 0 | 0 | 0 | 0 | 0 | 0 | 0 | 0 | 0 | 0 | 0 | 0 | 0 | 0 | 0 | 0 | 0 | 0 | 0 | 0 | 0 | 0 | 0 | 0 | 0 | 0 | 0 | 0 | 0 | 0 | 0 | 0 | 0 | 0 | 0 | 0 | 0 | 0 | 0 | 0 | 0 | 0 | 0 | 0 | 0 | 0 | 0 | 0 | 0 | 0 | 0 | 0 | 0 | 0 | 0 | 0 | 0 | 0 | 2020
Vintage1988 | petroleum | TRUE | 8287.7130.HI.ST | 7130 | N | . | Puna | Hawaii Electric Light Co Inc | 8287 | HI | PACN |  |  | 22 | 1 | Electric Utility | ST | RFO | RFO |  | AM | barrels | 8195 | 3869 | 4428 | 4530 | 7416 | 4322 | 5650 | 5785 | 13631 | 5218 | 5515 | 3419 | 8195 | 3869 | 4428 | 4530 | 7416 | 4322 | 5650 | 5785 | 13631 | 5218 | 5515 | 3419 | 6.292 | 6.291 | 6.284 | 6.298 | 6.301 | 6.303 | 6.301 | 6.296 | 6.287 | 6.266 | 6.262 | 6.25 | 51563 | 24340 | 27826 | 28530 | 46728 | 27242 | 35601 | 36422 | 85698 | 32696 | 34535 | 21369 | 51563 | 24340 | 27826 | 28530 | 46728 | 27242 | 35601 | 36422 | 85698 | 32696 | 34535 | 21369 | 3611 | 1550 | 1654 | 1707 | 2834 | 1661 | 2283 | 2353 | 5724 | 2041 | 2019 | 1232 | 71978 | 71978 | 452550 | 452550 | 28669 | 2020
Vintage1990 | natural gas peaker | TRUE | 11292.7131.TX.GT | 7131 | Y | . | Brandon Station | City of Lubbock - (TX) | 11292 | TX | WSC | MRO |  | 22 | 1 | Electric Utility | GT | NG | NG | SWPP | A | mcf | 12493 | 11886 | 11582 | 10313 | 12346 | 14603 | 17767 | 17196 | 14190 | 12271 | 9611 | 10563 | 12096 | 11509 | 11215 | 9986 | 11954 | 14140 | 17203 | 16650 | 13739 | 11881 | 9306 | 10228 | 1.051 | 1.051 | 1.051 | 1.051 | 1.051 | 1.051 | 1.051 | 1.051 | 1.051 | 1.051 | 1.051 | 1.051 | 13130 | 12492 | 12173 | 10839 | 12976 | 15348 | 18673 | 18073 | 14914 | 12897 | 10101 | 11102 | 12713 | 12096 | 11787 | 10495 | 12564 | 14861 | 18080 | 17499 | 14440 | 12487 | 9781 | 10750 | 1241.359 | 1181.049 | 1150.886 | 1024.752 | 1226.816 | 1451.044 | 1765.423 | 1708.697 | 1409.984 | 1219.306 | 955.053 | 1049.631 | 154821 | 149907 | 162718 | 157553 | 15384 | 2020
Vintage1991 | hydro | TRUE | 2010.7132.UT.HY | 7132 | N | . | Pine View Dam | City of Bountiful | 2010 | UT | MTN | WECC |  | 22 | 1 | Electric Utility | HY | WAT | HYC | PACE | A |  | 0 | 0 | 0 | 0 | 0 | 0 | 0 | 0 | 0 | 0 | 0 | 0 | 0 | 0 | 0 | 0 | 0 | 0 | 0 | 0 | 0 | 0 | 0 | 0 | 0 | 0 | 0 | 0 | 0 | 0 | 0 | 0 | 0 | 0 | 0 | 0 | 2797 | 2946 | 3065 | 3448 | 3923 | 3821 | 3871 | 3898 | 2831 | 3097 | 3019 | 2804 | 2797 | 2946 | 3065 | 3448 | 3923 | 3821 | 3871 | 3898 | 2831 | 3097 | 3019 | 2804 | 319.073 | 336.062 | 349.629 | 393.336 | 447.424 | 435.826 | 441.596 | 444.592 | 322.944 | 353.305 | 344.391 | 319.822 | 0 | 0 | 39520 | 39520 | 4508 | 2020
Vintage1993 | hydro | TRUE | 807.7135.AR.HY | 7135 | N | . | Whillock | Arkansas Electric Coop Corp | 807 | AR | WSC | SERC |  | 22 | 1 | Electric Utility | HY | WAT | HYC | MISO | A |  | 0 | 0 | 0 | 0 | 0 | 0 | 0 | 0 | 0 | 0 | 0 | 0 | 0 | 0 | 0 | 0 | 0 | 0 | 0 | 0 | 0 | 0 | 0 | 0 | 0 | 0 | 0 | 0 | 0 | 0 | 0 | 0 | 0 | 0 | 0 | 0 | 59179 | 124565 | 115098 | 140656 | 153528 | 68941 | 95705 | 75168 | 98541 | 96335 | 59577 | 65043 | 59179 | 124565 | 115098 | 140656 | 153528 | 68941 | 95705 | 75168 | 98541 | 96335 | 59577 | 65043 | 6750.23 | 14208.378 | 13128.529 | 16043.809 | 17511.998 | 7863.678 | 10916.479 | 8573.94 | 11239.965 | 10988.365 | 6795.549 | 7419.08 | 0 | 0 | 1152336 | 1152336 | 131440 | 2020
Vintage1989 | petroleum | TRUE | 61358.7138.NJ.GT | 7138 | N | . | Forked River | Forked River Power, LLC | 61358 | NJ | MAT | RFC |  | 22 | 2 | NAICS-22 Non-Cogen | GT | DFO | DFO | PJM | A | barrels | 0 | 0 | 0 | 0 | 0 | 0 | 0 | 0 | 0 | 0 | 0 | 0 | 0 | 0 | 0 | 0 | 0 | 0 | 0 | 0 | 0 | 0 | 0 | 0 | 0 | 0 | 0 | 0 | 0 | 0 | 0 | 0 | 0 | 0 | 0 | 0 | 0 | 0 | 0 | 0 | 0 | 0 | 0 | 0 | 0 | 0 | 0 | 0 | 0 | 0 | 0 | 0 | 0 | 0 | 0 | 0 | 0 | 0 | 0 | 0 | 0 | 0 | 0 | 0 | 0 | 0 | 0 | 0 | 0 | 0 | 0 | 0 | 0 | 0 | 0 | 0 | 0 | 2020
Vintage1989 | natural gas peaker | TRUE | 61358.7138.NJ.GT | 7138 | N | . | Forked River | Forked River Power, LLC | 61358 | NJ | MAT | RFC |  | 22 | 2 | NAICS-22 Non-Cogen | GT | NG | NG | PJM | A | mcf | 5982 | 5245 | 5323 | 4838 | 4088 | 6794 | 10360 | 9074 | 5739 | 6330 | 5560 | 4038 | 5982 | 5245 | 5323 | 4838 | 4088 | 6794 | 10360 | 9074 | 5739 | 6330 | 5560 | 4038 | 1.047 | 1.047 | 1.047 | 1.047 | 1.047 | 1.047 | 1.047 | 1.047 | 1.047 | 1.047 | 1.047 | 1.047 | 6263 | 5492 | 5573 | 5065 | 4280 | 7113 | 10847 | 9500 | 6009 | 6628 | 5821 | 4228 | 6263 | 5492 | 5573 | 5065 | 4280 | 7113 | 10847 | 9500 | 6009 | 6628 | 5821 | 4228 | 424.376 | 372.089 | 377.595 | 343.23 | 289.993 | 481.958 | 734.941 | 643.74 | 407.116 | 449.038 | 394.439 | 286.485 | 73371 | 73371 | 76819 | 76819 | 5205 | 2020
Vintage1994 | petroleum | TRUE | 12341.7145.IA.GT | 7145 | N | . | Pleasant Hill | MidAmerican Energy Co | 12341 | IA | WNC | MRO |  | 22 | 1 | Electric Utility | GT | DFO | DFO | MISO | A | barrels | 0 | 0 | 0 | 0 | 0 | 0 | 0 | 0 | 0 | 0 | 0 | 0 | 0 | 0 | 0 | 0 | 0 | 0 | 0 | 0 | 0 | 0 | 0 | 0 | 0 | 0 | 0 | 0 | 0 | 0 | 0 | 0 | 0 | 0 | 0 | 0 | 0 | 0 | 0 | 0 | 0 | 0 | 0 | 0 | 0 | 0 | 0 | 0 | 0 | 0 | 0 | 0 | 0 | 0 | 0 | 0 | 0 | 0 | 0 | 0 | 0 | 0 | 0 | 0 | 0 | 0 | 0 | 0 | 0 | 0 | 0 | 0 | 0 | 0 | 0 | 0 | 0 | 2020
Vintage1994 | natural gas peaker | TRUE | 12341.7145.IA.GT | 7145 | N | . | Pleasant Hill | MidAmerican Energy Co | 12341 | IA | WNC | MRO |  | 22 | 1 | Electric Utility | GT | NG | NG | MISO | A | mcf | 7580 | 9005 | 3781 | 4721 | 7021 | 7822 | 12812 | 7218 | 5618 | 5841 | 4734 | 8115 | 7580 | 9005 | 3781 | 4721 | 7021 | 7822 | 12812 | 7218 | 5618 | 5841 | 4734 | 8115 | 1.069 | 1.069 | 1.069 | 1.069 | 1.069 | 1.069 | 1.069 | 1.069 | 1.069 | 1.069 | 1.069 | 1.069 | 8103 | 9626 | 4042 | 5047 | 7505 | 8362 | 13696 | 7716 | 6006 | 6244 | 5061 | 8675 | 8103 | 9626 | 4042 | 5047 | 7505 | 8362 | 13696 | 7716 | 6006 | 6244 | 5061 | 8675 | 333.365 | 396.014 | 166.263 | 207.638 | 308.757 | 344.017 | 563.463 | 317.459 | 247.052 | 256.869 | 208.206 | 356.897 | 84268 | 84268 | 90083 | 90083 | 3706 | 2020
Vintage1989 | petroleum | TRUE | 56505.7146.NY.GT | 7146 | N | . | Wading River | National Grid Generation LLC | 56505 | NY | MAT | NPCC |  | 22 | 1 | Electric Utility | GT | DFO | DFO | NYIS | A | barrels | 10085 | 7562 | 6403 | 4550 | 9620 | 3988 | 6632 | 2684 | 6975 | 3988 | 9652 | 11310 | 10085 | 7562 | 6403 | 4550 | 9620 | 3988 | 6632 | 2684 | 6975 | 3988 | 9652 | 11310 | 5.689 | 5.689 | 5.689 | 5.689 | 5.689 | 5.689 | 5.689 | 5.689 | 5.689 | 5.689 | 5.689 | 5.689 | 57374 | 43020 | 36427 | 25885 | 54728 | 22688 | 37729 | 15269 | 39681 | 22688 | 54910 | 64343 | 57374 | 43020 | 36427 | 25885 | 54728 | 22688 | 37729 | 15269 | 39681 | 22688 | 54910 | 64343 | 4409.008 | 3305.844 | 2799.511 | 1989.146 | 4205.644 | 1743.507 | 2899.544 | 1173.442 | 3049.606 | 1743.473 | 4219.54 | 4944.735 | 83449 | 83449 | 474742 | 474742 | 36483 | 2020
Vintage1904 | hydro | TRUE | 17609.7147.CA.HY | 7147 | N | . | Mill Creek 3 | Southern California Edison Co | 17609 | CA | PACC | WECC |  | 22 | 1 | Electric Utility | HY | WAT | HYC | CISO | A |  | 0 | 0 | 0 | 0 | 0 | 0 | 0 | 0 | 0 | 0 | 0 | 0 | 0 | 0 | 0 | 0 | 0 | 0 | 0 | 0 | 0 | 0 | 0 | 0 | 0 | 0 | 0 | 0 | 0 | 0 | 0 | 0 | 0 | 0 | 0 | 0 | 2941 | 2194 | 2323 | 3409 | 4670 | 4363 | 4613 | 4648 | 3237 | 2662 | 2014 | 1659 | 2941 | 2194 | 2323 | 3409 | 4670 | 4363 | 4613 | 4648 | 3237 | 2662 | 2014 | 1659 | 335.423 | 250.244 | 264.929 | 388.89 | 532.63 | 497.671 | 526.179 | 530.207 | 369.269 | 303.681 | 229.68 | 189.197 | 0 | 0 | 38733 | 38733 | 4418 | 2020
Vintage1986 | hydro | TRUE | 16655.7151.CA.HY | 7151 | N | . | Stony Gorge | City of Santa Clara - (CA) | 16655 | CA | PACC | WECC |  | 22 | 1 | Electric Utility | HY | WAT | HYC | CISO | A |  | 0 | 0 | 0 | 0 | 0 | 0 | 0 | 0 | 0 | 0 | 0 | 0 | 0 | 0 | 0 | 0 | 0 | 0 | 0 | 0 | 0 | 0 | 0 | 0 | 0 | 0 | 0 | 0 | 0 | 0 | 0 | 0 | 0 | 0 | 0 | 0 | 3769 | 2812 | 2977 | 4370 | 5985 | 5593 | 5913 | 5958 | 4150 | 3413 | 2581 | 2126 | 3769 | 2812 | 2977 | 4370 | 5985 | 5593 | 5913 | 5958 | 4150 | 3413 | 2581 | 2126 | 429.946 | 320.763 | 339.587 | 498.48 | 682.727 | 637.915 | 674.457 | 679.62 | 473.33 | 389.259 | 294.404 | 242.512 | 0 | 0 | 49647 | 49647 | 5663 | 2020
Vintage2002 | petroleum | TRUE | 56609.7153.DE.CA | 7153 | N | . | Hay Road | Calpine Mid-Atlantic Generation LLC | 56609 | DE | SAT | RFC |  | 22 | 2 | NAICS-22 Non-Cogen | CA | DFO | DFO | PJM | M | barrels | 0 | 0 | 0 | 0 | 0 | 0 | 0 | 0 | 0 | 0 | 0 | 0 | 0 | 0 | 0 | 0 | 0 | 0 | 0 | 0 | 0 | 0 | 0 | 0 | 0 | 0 | 0 | 0 | 0 | 0 | 0 | 0 | 0 | 0 | 0 | 0 | 0 | 0 | 0 | 0 | 0 | 0 | 0 | 0 | 0 | 0 | 0 | 0 | 0 | 0 | 0 | 0 | 0 | 0 | 0 | 0 | 0 | 0 | 0 | 0 | 0 | 0 | 0 | 0 | 0 | 0 | 0 | 0 | 0 | 0 | 0 | 33.555 | 0 | 0 | 0 | 0 | 33.555 | 2020
Vintage2002 | natural gas combined cycle | TRUE | 56609.7153.DE.CA | 7153 | N | . | Hay Road | Calpine Mid-Atlantic Generation LLC | 56609 | DE | SAT | RFC |  | 22 | 2 | NAICS-22 Non-Cogen | CA | NG | NG | PJM | M | mcf | 0 | 0 | 0 | 0 | 0 | 0 | 0 | 0 | 0 | 0 | 0 | 0 | 0 | 0 | 0 | 0 | 0 | 0 | 0 | 0 | 0 | 0 | 0 | 0 | 0 | 0 | 0 | 0 | 0 | 0 | 0 | 0 | 0 | 0 | 0 | 0 | 0 | 0 | 0 | 0 | 0 | 0 | 0 | 0 | 0 | 0 | 0 | 0 | 0 | 0 | 0 | 0 | 0 | 0 | 0 | 0 | 0 | 0 | 0 | 0 | 11574 | 4165 | 8575 | 38439 | 34147 | 82618 | 131509 | 126665 | 62951 | 46922 | 16756 | 8971.445 | 0 | 0 | 0 | 0 | 573292.45 | 2020
Vintage2001 | petroleum | TRUE | 56609.7153.DE.CT | 7153 | N | . | Hay Road | Calpine Mid-Atlantic Generation LLC | 56609 | DE | SAT | RFC |  | 22 | 2 | NAICS-22 Non-Cogen | CT | DFO | DFO | PJM | M | barrels | 0 | 0 | 0 | 0 | 0 | 0 | 0 | 0 | 0 | 0 | 0 | 156 | 0 | 0 | 0 | 0 | 0 | 0 | 0 | 0 | 0 | 0 | 0 | 156 | 0 | 0 | 0 | 0 | 0 | 0 | 0 | 0 | 0 | 0 | 0 | 5.795 | 0 | 0 | 0 | 0 | 0 | 0 | 0 | 0 | 0 | 0 | 0 | 904 | 0 | 0 | 0 | 0 | 0 | 0 | 0 | 0 | 0 | 0 | 0 | 904 | 0 | 0 | 0 | 0 | 0 | 0 | 0 | 0 | 0 | 0 | 0 | 71.817 | 156 | 156 | 904 | 904 | 71.817 | 2020
Vintage2001 | natural gas combined cycle | TRUE | 56609.7153.DE.CT | 7153 | N | . | Hay Road | Calpine Mid-Atlantic Generation LLC | 56609 | DE | SAT | RFC |  | 22 | 2 | NAICS-22 Non-Cogen | CT | NG | NG | PJM | M | mcf | 287371 | 123056 | 256208 | 899917 | 794597 | 2104591 | 3010629 | 2994296 | 1469758 | 1186375 | 443454 | 232630 | 287371 | 123056 | 256208 | 899917 | 794597 | 2104591 | 3010629 | 2994296 | 1469758 | 1186375 | 443454 | 232630 | 1.038 | 1.038 | 1.038 | 1.032 | 1.032 | 1.031 | 1.032 | 1.031 | 1.035 | 1.036 | 1.037 | 1.039 | 298291 | 127732 | 265944 | 928714 | 820024 | 2169833 | 3106969 | 3087119 | 1521200 | 1229085 | 459862 | 241703 | 298291 | 127732 | 265944 | 928714 | 820024 | 2169833 | 3106969 | 3087119 | 1521200 | 1229085 | 459862 | 241703 | 24272 | 9956 | 20984 | 74850 | 64153 | 169538 | 250068 | 237657 | 120824 | 98707 | 35235 | 19201.183 | 13802882 | 13802882 | 14256476 | 14256476 | 1125445.2 | 2020
Vintage1991 | petroleum | TRUE | 9417.7155.IA.GT | 7155 | N | . | Lime Creek | Interstate Power and Light Co | 9417 | IA | WNC | MRO |  | 22 | 1 | Electric Utility | GT | DFO | DFO | MISO | A | barrels | 100 | 104 | 89 | 101 | 116 | 140 | 71 | 115 | 88 | 110 | 148 | 118 | 100 | 104 | 89 | 101 | 116 | 140 | 71 | 115 | 88 | 110 | 148 | 118 | 5.88 | 5.88 | 5.88 | 5.88 | 5.88 | 5.88 | 5.88 | 5.88 | 5.88 | 5.88 | 5.88 | 5.88 | 588 | 612 | 523 | 594 | 682 | 823 | 417 | 676 | 517 | 647 | 870 | 694 | 588 | 612 | 523 | 594 | 682 | 823 | 417 | 676 | 517 | 647 | 870 | 694 | -23.33 | -24.255 | -20.724 | -23.502 | -27.086 | -32.652 | -16.66 | -27.006 | -20.684 | -25.807 | -34.662 | -27.632 | 1300 | 1300 | 7643 | 7643 | -304 | 2020
Vintage1993 | petroleum | TRUE | 55729.7158.OH.GT | 7158 | N | . | Woodsdale | Duke Energy Kentucky Inc | 55729 | OH | ENC | RFC |  | 22 | 1 | Electric Utility | GT | DFO | DFO | PJM | M | barrels | 34 | 0 | 0 | 0 | 560 | 0 | 0 | 0 | 0 | 755 | 0 | 361 | 34 | 0 | 0 | 0 | 560 | 0 | 0 | 0 | 0 | 755 | 0 | 361 | 5.78 | 0 | 0 | 0 | 5.78 | 0 | 0 | 0 | 0 | 5.78 | 0 | 5.78 | 197 | 0 | 0 | 0 | 3237 | 0 | 0 | 0 | 0 | 4364 | 0 | 2087 | 197 | 0 | 0 | 0 | 3237 | 0 | 0 | 0 | 0 | 4364 | 0 | 2087 | -65.745 | 0 | -88.877 | -76.924 | 252.202 | 0 | 0 | 0 | 0 | 230.651 | 0 | 130.278 | 1710 | 1710 | 9885 | 9885 | 381.585 | 2020
Vintage1993 | natural gas peaker | TRUE | 55729.7158.OH.GT | 7158 | N | . | Woodsdale | Duke Energy Kentucky Inc | 55729 | OH | ENC | RFC |  | 22 | 1 | Electric Utility | GT | NG | NG | PJM | M | mcf | 1946 | 14592 | 0 | 0 | 26265 | 92412 | 527724 | 93385 | 27237 | 131323 | 28109 | 110895 | 1946 | 14592 | 0 | 0 | 26265 | 92412 | 527724 | 93385 | 27237 | 131323 | 28109 | 110895 | 1.028 | 1.028 | 0 | 0 | 1.028 | 1.028 | 1.028 | 1.028 | 1.028 | 1.028 | 1.028 | 1.028 | 2000 | 15001 | 0 | 0 | 27000 | 95000 | 542500 | 96000 | 28000 | 135000 | 28896 | 114000 | 2000 | 15001 | 0 | 0 | 27000 | 95000 | 542500 | 96000 | 28000 | 135000 | 28896 | 114000 | -669.255 | 458 | -662.123 | -573.076 | 2103.798 | 5920 | 27188 | 5326 | 536 | 7135.349 | 685 | 7117.722 | 1053888 | 1053888 | 1083397 | 1083397 | 54565.415 | 2020
Vintage1993 | other | TRUE | 55729.7158.OH.GT | 7158 | N | . | Woodsdale | Duke Energy Kentucky Inc | 55729 | OH | ENC | RFC |  | 22 | 1 | Electric Utility | GT | PG | WOO | PJM | M | mcf | 0 | 0 | 0 | 0 | 0 | 0 | 0 | 0 | 0 | 0 | 0 | 0 | 0 | 0 | 0 | 0 | 0 | 0 | 0 | 0 | 0 | 0 | 0 | 0 | 0 | 0 | 0 | 0 | 0 | 0 | 0 | 0 | 0 | 0 | 0 | 0 | 0 | 0 | 0 | 0 | 0 | 0 | 0 | 0 | 0 | 0 | 0 | 0 | 0 | 0 | 0 | 0 | 0 | 0 | 0 | 0 | 0 | 0 | 0 | 0 | 0 | 0 | 0 | 0 | 0 | 0 | 0 | 0 | 0 | 0 | 0 | 0 | 0 | 0 | 0 | 0 | 0 | 2020
Vintage1994 | petroleum | TRUE | 20847.7159.WI.GT | 7159 | N | . | Concord | Wisconsin Electric Power Co | 20847 | WI | ENC | RFC |  | 22 | 1 | Electric Utility | GT | DFO | DFO | MISO | A | barrels | 0 | 0 | 0 | 0 | 0 | 0 | 0 | 0 | 0 | 0 | 0 | 0 | 0 | 0 | 0 | 0 | 0 | 0 | 0 | 0 | 0 | 0 | 0 | 0 | 0 | 0 | 0 | 0 | 0 | 0 | 0 | 0 | 0 | 0 | 0 | 0 | 0 | 0 | 0 | 0 | 0 | 0 | 0 | 0 | 0 | 0 | 0 | 0 | 0 | 0 | 0 | 0 | 0 | 0 | 0 | 0 | 0 | 0 | 0 | 0 | 0 | 0 | 0 | 0 | 0 | 0 | 0 | 0 | 0 | 0 | 0 | 0 | 0 | 0 | 0 | 0 | 0 | 2020
Vintage1994 | natural gas peaker | TRUE | 20847.7159.WI.GT | 7159 | N | . | Concord | Wisconsin Electric Power Co | 20847 | WI | ENC | RFC |  | 22 | 1 | Electric Utility | GT | NG | NG | MISO | A | mcf | 112637 | 102241 | 108089 | 92520 | 91129 | 105684 | 104326 | 128546 | 81340 | 95129 | 71294 | 87985 | 112637 | 102241 | 108089 | 92520 | 91129 | 105684 | 104326 | 128546 | 81340 | 95129 | 71294 | 87985 | 1.01 | 1.01 | 1.01 | 1.01 | 1.01 | 1.01 | 1.01 | 1.01 | 1.01 | 1.01 | 1.01 | 1.01 | 113763 | 103263 | 109170 | 93445 | 92040 | 106741 | 105369 | 129831 | 82153 | 96080 | 72007 | 88865 | 113763 | 103263 | 109170 | 93445 | 92040 | 106741 | 105369 | 129831 | 82153 | 96080 | 72007 | 88865 | 8151.301 | 7399.024 | 7822.183 | 6695.5 | 6594.852 | 7648.171 | 7549.845 | 9302.629 | 5886.461 | 6884.314 | 5159.39 | 6367.33 | 1180920 | 1180920 | 1192727 | 1192727 | 85461 | 2020
Vintage1993 | other | TRUE | 2850.7164.AZ.PS | 7164 | N | . | Waddell | Central Arizona Water Conservation Dist | 2850 | AZ | MTN | WECC |  | 22 | 1 | Electric Utility | PS | WAT | HPS | WALC | M | megawatthours | 4709 | 887 | 5226 | 1110 | 242 | 0 | 0 | 18 | 5976 | 11436 | 12573 | 15546 | 4709 | 887 | 5226 | 1110 | 242 | 0 | 0 | 18 | 5976 | 11436 | 12573 | 15546 | 0 | 0 | 0 | 0 | 0 | 0 | 0 | 0 | 0 | 0 | 0 | 0 | 0 | 0 | 0 | 0 | 0 | 0 | 0 | 0 | 0 | 0 | 0 | 0 | 0 | 0 | 0 | 0 | 0 | 0 | 0 | 0 | 0 | 0 | 0 | 0 | -4709 | -886 | -2386 | -1110 | 1537 | 12771 | 13931 | 14080 | -5671 | -11436 | -11927 | -15546 | 57723 | 57723 | 0 | 0 | -11352 | 2020
Vintage1988 | hydro | TRUE | 13718.7166.AR.HY | 7166 | N | . | Murray | City of North Little Rock - (AR) | 13718 | AR | WSC | SERC |  | 22 | 1 | Electric Utility | HY | WAT | HYC | MISO | A |  | 0 | 0 | 0 | 0 | 0 | 0 | 0 | 0 | 0 | 0 | 0 | 0 | 0 | 0 | 0 | 0 | 0 | 0 | 0 | 0 | 0 | 0 | 0 | 0 | 0 | 0 | 0 | 0 | 0 | 0 | 0 | 0 | 0 | 0 | 0 | 0 | 71721 | 150963 | 139490 | 170464 | 186064 | 83551 | 115987 | 91097 | 119424 | 116750 | 72202 | 78827 | 71721 | 150963 | 139490 | 170464 | 186064 | 83551 | 115987 | 91097 | 119424 | 116750 | 72202 | 78827 | 8180.75 | 17219.443 | 15910.75 | 19443.842 | 21223.172 | 9530.163 | 13229.919 | 10390.945 | 13621.958 | 13317.039 | 8235.674 | 8991.345 | 0 | 0 | 1396540 | 1396540 | 159295 | 2020
Vintage1988 | hydro | TRUE | 12385.7168.AK.HY | 7168 | N | . | Chester Lake | Metlakatla Power & Light | 12385 | AK | PACN |  |  | 22 | 1 | Electric Utility | HY | WAT | HYC |  | A |  | 0 | 0 | 0 | 0 | 0 | 0 | 0 | 0 | 0 | 0 | 0 | 0 | 0 | 0 | 0 | 0 | 0 | 0 | 0 | 0 | 0 | 0 | 0 | 0 | 0 | 0 | 0 | 0 | 0 | 0 | 0 | 0 | 0 | 0 | 0 | 0 | 4055 | 4234 | 3715 | 3433 | 5036 | 4905 | 4617 | 3911 | 3134 | 3117 | 3587 | 3730 | 4055 | 4234 | 3715 | 3433 | 5036 | 4905 | 4617 | 3911 | 3134 | 3117 | 3587 | 3730 | 462.506 | 482.964 | 423.697 | 391.569 | 574.398 | 559.537 | 526.612 | 446.159 | 357.462 | 355.506 | 409.096 | 425.494 | 0 | 0 | 47474 | 47474 | 5415 | 2020
Vintage2007 | petroleum | TRUE | 219.7169.AK.IC | 7169 | N | . | Northway | Alaska Power and Telephone Co | 219 | AK | PACN |  |  | 22 | 1 | Electric Utility | IC | DFO | DFO |  | A | barrels | 250 | 163 | 164 | 158 | 134 | 168 | 219 | 225 | 143 | 171 | 133 | 131 | 250 | 163 | 164 | 158 | 134 | 168 | 219 | 225 | 143 | 171 | 133 | 131 | 5.825 | 5.825 | 5.825 | 5.825 | 5.825 | 5.825 | 5.825 | 5.825 | 5.825 | 5.825 | 5.825 | 5.825 | 1456 | 949 | 955 | 920 | 781 | 979 | 1276 | 1311 | 833 | 996 | 775 | 763 | 1456 | 949 | 955 | 920 | 781 | 979 | 1276 | 1311 | 833 | 996 | 775 | 763 | 132.81 | 86.1 | 86.927 | 83.415 | 70.63 | 88.927 | 115.918 | 118.771 | 75.523 | 90.393 | 70.099 | 69.487 | 2059 | 2059 | 11994 | 11994 | 1089 | 2020
Vintage2001 | petroleum | TRUE | 1276.7173.AK.GT | 7173 | N | . | Barrow | Barrow Utils & Elec Coop, Inc | 1276 | AK | PACN |  |  | 22 | 1 | Electric Utility | GT | DFO | DFO |  | A | barrels | 2 | 1 | 1 | 1 | 1 | 1 | 1 | 1 | 1 | 1 | 1 | 1 | 2 | 1 | 1 | 1 | 1 | 1 | 1 | 1 | 1 | 1 | 1 | 1 | 6 | 6 | 6 | 6 | 6 | 6 | 6 | 6 | 6 | 6 | 6 | 6 | 12 | 6 | 6 | 6 | 6 | 6 | 6 | 6 | 6 | 6 | 6 | 6 | 12 | 6 | 6 | 6 | 6 | 6 | 6 | 6 | 6 | 6 | 6 | 6 | 0.648 | 0.418 | 0.422 | 0.405 | 0.343 | 0.432 | 0.563 | 0.577 | 0.367 | 0.439 | 0.341 | 0.338 | 13 | 13 | 78 | 78 | 5.293 | 2020
Vintage2001 | natural gas peaker | TRUE | 1276.7173.AK.GT | 7173 | N | . | Barrow | Barrow Utils & Elec Coop, Inc | 1276 | AK | PACN |  |  | 22 | 1 | Electric Utility | GT | NG | NG |  | A | mcf | 80408 | 66166 | 63335 | 54260 | 56022 | 55552 | 58001 | 55864 | 51113 | 43461 | 79435 | 89879 | 80408 | 66166 | 63335 | 54260 | 56022 | 55552 | 58001 | 55864 | 51113 | 43461 | 79435 | 89879 | 1 | 1 | 1 | 1 | 1 | 1 | 1 | 1 | 1 | 1 | 1 | 1 | 80408 | 66166 | 63335 | 54260 | 56022 | 55552 | 58001 | 55864 | 51113 | 43461 | 79435 | 89879 | 80408 | 66166 | 63335 | 54260 | 56022 | 55552 | 58001 | 55864 | 51113 | 43461 | 79435 | 89879 | 5456.514 | 4490.091 | 4297.936 | 3682.099 | 3801.716 | 3769.786 | 3935.991 | 3790.942 | 3468.576 | 2949.314 | 5390.505 | 6099.237 | 753496 | 753496 | 753496 | 753496 | 51132.707 | 2020
Vintage1994 | natural gas peaker | TRUE | 1276.7173.AK.IC | 7173 | N | . | Barrow | Barrow Utils & Elec Coop, Inc | 1276 | AK | PACN |  |  | 22 | 1 | Electric Utility | IC | NG | NG |  | A | mcf | 0 | 0 | 0 | 0 | 0 | 0 | 0 | 0 | 0 | 0 | 0 | 0 | 0 | 0 | 0 | 0 | 0 | 0 | 0 | 0 | 0 | 0 | 0 | 0 | 0 | 0 | 0 | 0 | 0 | 0 | 0 | 0 | 0 | 0 | 0 | 0 | 0 | 0 | 0 | 0 | 0 | 0 | 0 | 0 | 0 | 0 | 0 | 0 | 0 | 0 | 0 | 0 | 0 | 0 | 0 | 0 | 0 | 0 | 0 | 0 | 0 | 0 | 0 | 0 | 0 | 0 | 0 | 0 | 0 | 0 | 0 | 0 | 0 | 0 | 0 | 0 | 0 | 2020
Vintage2016 | petroleum | TRUE | 7833.7174.AK.IC | 7174 | Y | . | Gwitchyaa Zhee | Gwitchyaa Zhee Utility Co | 7833 | AK | PACN |  |  | 22 | 1 | Electric Utility | IC | DFO | DFO |  | A | barrels | 663 | 428 | 432 | 415 | 351 | 442 | 576 | 590 | 375 | 449 | 348 | 345 | 570 | 369 | 373 | 358 | 303 | 381 | 497 | 509 | 324 | 388 | 301 | 298 | 5.8 | 5.8 | 5.8 | 5.8 | 5.8 | 5.8 | 5.8 | 5.8 | 5.8 | 5.8 | 5.8 | 5.8 | 3845 | 2482 | 2506 | 2407 | 2036 | 2564 | 3341 | 3422 | 2175 | 2604 | 2018 | 2001 | 3304 | 2142 | 2162 | 2075 | 1757 | 2212 | 2884 | 2955 | 1879 | 2249 | 1744 | 1729 | 284.687 | 184.562 | 186.334 | 178.807 | 151.402 | 190.622 | 248.48 | 254.595 | 161.89 | 193.766 | 150.263 | 148.952 | 5414 | 4671 | 31401 | 27092 | 2334.36 | 2020
Vintage1993 | hydro | TRUE | 3990.7179.AZ.HY | 7179 | N | . | Headgate Rock | Colorado River Indian Irr Proj | 3990 | AZ | MTN | WECC |  | 22 | 1 | Electric Utility | HY | WAT | HYC | WALC | A |  | 0 | 0 | 0 | 0 | 0 | 0 | 0 | 0 | 0 | 0 | 0 | 0 | 0 | 0 | 0 | 0 | 0 | 0 | 0 | 0 | 0 | 0 | 0 | 0 | 0 | 0 | 0 | 0 | 0 | 0 | 0 | 0 | 0 | 0 | 0 | 0 | 46883 | 49380 | 51373 | 57796 | 65743 | 64039 | 64887 | 65327 | 47452 | 51913 | 50604 | 46994 | 46883 | 49380 | 51373 | 57796 | 65743 | 64039 | 64887 | 65327 | 47452 | 51913 | 50604 | 46994 | 5347.71 | 5632.468 | 5859.853 | 6592.398 | 7498.919 | 7304.54 | 7401.238 | 7451.458 | 5412.608 | 5921.456 | 5772.064 | 5360.288 | 0 | 0 | 662391 | 662391 | 75555 | 2020
Vintage2016 | petroleum | TRUE | 4959.7182.AK.IC | 7182 | N | . | Aniak | Aniak Light & Power Co Inc | 4959 | AK | PACN |  |  | 22 | 1 | Electric Utility | IC | DFO | DFO |  | A | barrels | 587 | 381 | 385 | 370 | 313 | 394 | 514 | 526 | 335 | 401 | 311 | 308 | 587 | 381 | 385 | 370 | 313 | 394 | 514 | 526 | 335 | 401 | 311 | 308 | 5.5 | 5.5 | 5.5 | 5.5 | 5.5 | 5.5 | 5.5 | 5.5 | 5.5 | 5.5 | 5.5 | 5.5 | 3229 | 2096 | 2118 | 2035 | 1722 | 2167 | 2827 | 2893 | 1843 | 2206 | 1711 | 1694 | 3229 | 2096 | 2118 | 2035 | 1722 | 2167 | 2827 | 2893 | 1843 | 2206 | 1711 | 1694 | 266.229 | 172.595 | 174.252 | 167.213 | 141.585 | 178.262 | 232.368 | 238.087 | 151.393 | 181.202 | 140.52 | 139.294 | 4825 | 4825 | 26541 | 26541 | 2183 | 2020
Vintage1998 | hydro | TRUE | 9188.7183.AK.HY | 7183 | N | . | Newhalen | I-N-N Electric Coop, Inc | 9188 | AK | PACN |  |  | 22 | 1 | Electric Utility | HY | WAT | HYC |  | A |  | 0 | 0 | 0 | 0 | 0 | 0 | 0 | 0 | 0 | 0 | 0 | 0 | 0 | 0 | 0 | 0 | 0 | 0 | 0 | 0 | 0 | 0 | 0 | 0 | 0 | 0 | 0 | 0 | 0 | 0 | 0 | 0 | 0 | 0 | 0 | 0 | 2562 | 2676 | 2347 | 2169 | 3182 | 3100 | 2918 | 2472 | 1980 | 1970 | 2267 | 2357 | 2562 | 2676 | 2347 | 2169 | 3182 | 3100 | 2918 | 2472 | 1980 | 1970 | 2267 | 2357 | 292.281 | 305.208 | 267.755 | 247.451 | 362.99 | 353.598 | 332.791 | 281.95 | 225.898 | 224.661 | 258.527 | 268.89 | 0 | 0 | 30000 | 30000 | 3422 | 2020
Vintage2012 | petroleum | TRUE | 9188.7183.AK.IC | 7183 | N | . | Newhalen | I-N-N Electric Coop, Inc | 9188 | AK | PACN |  |  | 22 | 1 | Electric Utility | IC | DFO | DFO |  | A | barrels | 4 | 3 | 3 | 3 | 3 | 4 | 5 | 5 | 3 | 4 | 3 | 3 | 4 | 3 | 3 | 3 | 3 | 4 | 5 | 5 | 3 | 4 | 3 | 3 | 5.838 | 5.838 | 5.838 | 5.838 | 5.838 | 5.838 | 5.838 | 5.838 | 5.838 | 5.838 | 5.838 | 5.838 | 23 | 18 | 18 | 18 | 18 | 23 | 29 | 29 | 18 | 23 | 18 | 18 | 23 | 18 | 18 | 18 | 18 | 23 | 29 | 29 | 18 | 23 | 18 | 18 | 2.926 | 1.898 | 1.916 | 1.838 | 1.557 | 1.96 | 2.555 | 2.618 | 1.664 | 1.992 | 1.545 | 1.531 | 43 | 43 | 253 | 253 | 24 | 2020
Vintage1986 | hydro | TRUE | 15783.7189.CA.HY | 7189 | N | . | Whiskeytown | City of Redding - (CA) | 15783 | CA | PACC | WECC |  | 22 | 1 | Electric Utility | HY | WAT | HYC | BANC | A |  | 0 | 0 | 0 | 0 | 0 | 0 | 0 | 0 | 0 | 0 | 0 | 0 | 0 | 0 | 0 | 0 | 0 | 0 | 0 | 0 | 0 | 0 | 0 | 0 | 0 | 0 | 0 | 0 | 0 | 0 | 0 | 0 | 0 | 0 | 0 | 0 | 17838 | 13308 | 14089 | 20681 | 28325 | 26466 | 27982 | 28196 | 19638 | 16150 | 12214 | 10061 | 17838 | 13308 | 14089 | 20681 | 28325 | 26466 | 27982 | 28196 | 19638 | 16150 | 12214 | 10061 | 2034.629 | 1517.948 | 1607.026 | 2358.954 | 3230.865 | 3018.805 | 3191.733 | 3216.164 | 2239.938 | 1842.091 | 1393.206 | 1147.641 | 0 | 0 | 234948 | 234948 | 26799 | 2020
Vintage1992 | hydro | TRUE | 9191.7190.ID.HY | 7190 | N | . | Milner Hydro | Idaho Power Co | 9191 | ID | MTN | WECC |  | 22 | 1 | Electric Utility | HY | WAT | HYC | IPCO | A |  | 0 | 0 | 0 | 0 | 0 | 0 | 0 | 0 | 0 | 0 | 0 | 0 | 0 | 0 | 0 | 0 | 0 | 0 | 0 | 0 | 0 | 0 | 0 | 0 | 0 | 0 | 0 | 0 | 0 | 0 | 0 | 0 | 0 | 0 | 0 | 0 | 79168 | 83384 | 86750 | 97595 | 111015 | 108138 | 109569 | 110313 | 80129 | 87662 | 85451 | 79355 | 79168 | 83384 | 86750 | 97595 | 111015 | 108138 | 109569 | 110313 | 80129 | 87662 | 85451 | 79355 | 9030.272 | 9511.121 | 9895.089 | 11132.082 | 12662.856 | 12334.622 | 12497.91 | 12582.712 | 9139.862 | 9999.114 | 9746.847 | 9051.513 | 0 | 0 | 1118529 | 1118529 | 127584 | 2020
Vintage1986 | hydro | TRUE | 56477.7191.GA.HY | 7191 | N | . | Tallassee Hydro Project | Tallassee Shoals LLC | 56477 | GA | SAT | SERC |  | 22 | 2 | NAICS-22 Non-Cogen | HY | WAT | HYC | SOCO | M |  | 0 | 0 | 0 | 0 | 0 | 0 | 0 | 0 | 0 | 0 | 0 | 0 | 0 | 0 | 0 | 0 | 0 | 0 | 0 | 0 | 0 | 0 | 0 | 0 | 0 | 0 | 0 | 0 | 0 | 0 | 0 | 0 | 0 | 0 | 0 | 0 | 9495 | 9705 | 11809 | 9661 | 6768 | 5532 | 3051 | 3936 | 4094 | 6111 | 5339 | 6645 | 9495 | 9705 | 11809 | 9661 | 6768 | 5532 | 3051 | 3936 | 4094 | 6111 | 5339 | 6645 | 1083 | 1107 | 1347 | 1102 | 772 | 631 | 348 | 449 | 467 | 697 | 609 | 758 | 0 | 0 | 82146 | 82146 | 9370 | 2020
Vintage1996 | petroleum | TRUE | 20856.7203.WI.GT | 7203 | N | . | South Fond Du Lac | Wisconsin Power & Light Co | 20856 | WI | ENC | MRO |  | 22 | 1 | Electric Utility | GT | DFO | DFO | MISO | A | barrels | 9 | 8 | 9 | 6 | 10 | 12 | 13 | 12 | 7 | 9 | 10 | 10 | 9 | 8 | 9 | 6 | 10 | 12 | 13 | 12 | 7 | 9 | 10 | 10 | 5.88 | 5.88 | 5.88 | 5.88 | 5.88 | 5.88 | 5.88 | 5.88 | 5.88 | 5.88 | 5.88 | 5.88 | 53 | 47 | 53 | 35 | 59 | 71 | 76 | 71 | 41 | 53 | 59 | 59 | 53 | 47 | 53 | 35 | 59 | 71 | 76 | 71 | 41 | 53 | 59 | 59 | 7.455 | 5.424 | 6.216 | 4.397 | 7.079 | 8.3 | 9.167 | 8.92 | 4.95 | 6.266 | 6.867 | 7.339 | 115 | 115 | 677 | 677 | 82.38 | 2020
Vintage1996 | natural gas peaker | TRUE | 20856.7203.WI.GT | 7203 | N | . | South Fond Du Lac | Wisconsin Power & Light Co | 20856 | WI | ENC | MRO |  | 22 | 1 | Electric Utility | GT | NG | NG | MISO | A | mcf | 20563 | 18664 | 19731 | 16889 | 16635 | 19292 | 19044 | 23466 | 14849 | 17366 | 13014 | 16061 | 20563 | 18664 | 19731 | 16889 | 16635 | 19292 | 19044 | 23466 | 14849 | 17366 | 13014 | 16061 | 1.044 | 1.044 | 1.044 | 1.044 | 1.044 | 1.044 | 1.044 | 1.044 | 1.044 | 1.044 | 1.044 | 1.044 | 21468 | 19485 | 20599 | 17632 | 17367 | 20141 | 19882 | 24499 | 15502 | 18130 | 13587 | 16768 | 21468 | 19485 | 20599 | 17632 | 17367 | 20141 | 19882 | 24499 | 15502 | 18130 | 13587 | 16768 | 2615.198 | 2373.843 | 2509.606 | 2148.13 | 2115.839 | 2453.778 | 2422.232 | 2984.581 | 1888.565 | 2208.708 | 1655.297 | 2042.843 | 215574 | 215574 | 225060 | 225060 | 27418.62 | 2020
Vintage1996 | hard coal | TRUE | 17539.7210.SC.ST | 7210 | N | . | Cope | Dominion Energy South Carolina, Inc | 17539 | SC | SAT | SERC |  | 22 | 1 | Electric Utility | ST | BIT | COL | SCEG | M | short tons | 39025 | 16037 | 0 | 0 | 0 | 0 | 0 | 0 | 0 | 0 | 15098 | 46979 | 39025 | 16037 | 0 | 0 | 0 | 0 | 0 | 0 | 0 | 0 | 15098 | 46979 | 24.44 | 23.36 | 0 | 0 | 0 | 0 | 0 | 0 | 0 | 0 | 24.03 | 24.6 | 953771 | 374624 | 0 | 0 | 0 | 0 | 0 | 0 | 0 | 0 | 362805 | 1155683 | 953771 | 374624 | 0 | 0 | 0 | 0 | 0 | 0 | 0 | 0 | 362805 | 1155683 | 94940.943 | 37325.003 | 0 | 0 | 0 | 0 | 0 | 0 | 0 | 0 | 37176.007 | 119744.3 | 117139 | 117139 | 2846883 | 2846883 | 289186.26 | 2020
Vintage1996 | petroleum | TRUE | 17539.7210.SC.ST | 7210 | N | . | Cope | Dominion Energy South Carolina, Inc | 17539 | SC | SAT | SERC |  | 22 | 1 | Electric Utility | ST | DFO | DFO | SCEG | M | barrels | 3 | 2 | 0 | 0 | 0 | 0 | 825 | 68 | 0 | 528 | 263 | 1059 | 3 | 2 | 0 | 0 | 0 | 0 | 825 | 68 | 0 | 528 | 263 | 1059 | 5.79 | 5.79 | 0 | 0 | 0 | 0 | 5.79 | 5.79 | 0 | 5.79 | 5.79 | 5.79 | 17 | 12 | 0 | 0 | 0 | 0 | 4777 | 394 | 0 | 3057 | 1523 | 6132 | 17 | 12 | 0 | 0 | 0 | 0 | 4777 | 394 | 0 | 3057 | 1523 | 6132 | 1.729 | 1.154 | 0 | 0 | 0 | 0 | 431.131 | 36.86 | 0 | 285.088 | 156.036 | 635.317 | 2748 | 2748 | 15912 | 15912 | 1547.315 | 2020
Vintage1996 | natural gas steam turbine | TRUE | 17539.7210.SC.ST | 7210 | N | . | Cope | Dominion Energy South Carolina, Inc | 17539 | SC | SAT | SERC |  | 22 | 1 | Electric Utility | ST | NG | NG | SCEG | M | mcf | 685741 | 459792 | 0 | 0 | 0 | 0 | 630575 | 1551113 | 2084257 | 72183 | 1048579 | 72091 | 685741 | 459792 | 0 | 0 | 0 | 0 | 630575 | 1551113 | 2084257 | 72183 | 1048579 | 72091 | 1.03 | 1.03 | 0 | 0 | 0 | 0 | 1.05 | 1.05 | 1.05 | 1.05 | 1.04 | 1.04 | 706313 | 473586 | 0 | 0 | 0 | 0 | 662104 | 1628669 | 2188470 | 75792 | 1090522 | 74975 | 706313 | 473586 | 0 | 0 | 0 | 0 | 662104 | 1628669 | 2188470 | 75792 | 1090522 | 74975 | 70308.328 | 47184.843 | 0 | 0 | 0 | 0 | 59758.869 | 152474.14 | 218370 | 7067.912 | 111743.96 | 7768.379 | 6604331 | 6604331 | 6900431 | 6900431 | 674676.43 | 2020
Vintage1996 | hard coal | TRUE | 17539.7210.SC.ST | 7210 | N | . | Cope | Dominion Energy South Carolina, Inc | 17539 | SC | SAT | SERC |  | 22 | 1 | Electric Utility | ST | RC | COL | SCEG | M | short tons | 0 | 0 | 0 | 0 | 0 | 0 | 0 | 0 | 0 | 0 | 0 | 0 | 0 | 0 | 0 | 0 | 0 | 0 | 0 | 0 | 0 | 0 | 0 | 0 | 0 | 0 | 0 | 0 | 0 | 0 | 0 | 0 | 0 | 0 | 0 | 0 | 0 | 0 | 0 | 0 | 0 | 0 | 0 | 0 | 0 | 0 | 0 | 0 | 0 | 0 | 0 | 0 | 0 | 0 | 0 | 0 | 0 | 0 | 0 | 0 | 0 | 0 | 0 | 0 | 0 | 0 | 0 | 0 | 0 | 0 | 0 | 0 | 0 | 0 | 0 | 0 | 0 | 2020
Vintage1990 | petroleum | TRUE | 19876.7212.VA.GT | 7212 | N | . | Darbytown | Virginia Electric & Power Co | 19876 | VA | SAT | SERC |  | 22 | 1 | Electric Utility | GT | DFO | DFO | PJM | A | barrels | 373 | 207 | 414 | 230 | 580 | 508 | 895 | 864 | 1065 | 353 | 736 | 1196 | 373 | 207 | 414 | 230 | 580 | 508 | 895 | 864 | 1065 | 353 | 736 | 1196 | 5.763 | 5.763 | 5.763 | 5.763 | 5.763 | 5.763 | 5.763 | 5.763 | 5.763 | 5.763 | 5.763 | 5.763 | 2150 | 1193 | 2386 | 1325 | 3343 | 2928 | 5158 | 4979 | 6138 | 2034 | 4242 | 6893 | 2150 | 1193 | 2386 | 1325 | 3343 | 2928 | 5158 | 4979 | 6138 | 2034 | 4242 | 6893 | 170.288 | 94.597 | 189.149 | 104.922 | 265.054 | 232.174 | 408.773 | 394.56 | 486.141 | 161.363 | 335.897 | 545.957 | 7421 | 7421 | 42769 | 42769 | 3388.875 | 2020
Vintage1990 | natural gas peaker | TRUE | 19876.7212.VA.GT | 7212 | N | . | Darbytown | Virginia Electric & Power Co | 19876 | VA | SAT | SERC |  | 22 | 1 | Electric Utility | GT | NG | NG | PJM | A | mcf | 123673 | 106143 | 108062 | 95353 | 99566 | 105308 | 129983 | 124088 | 96131 | 83773 | 74451 | 95777 | 123673 | 106143 | 108062 | 95353 | 99566 | 105308 | 129983 | 124088 | 96131 | 83773 | 74451 | 95777 | 1.04 | 1.04 | 1.04 | 1.04 | 1.04 | 1.04 | 1.04 | 1.04 | 1.04 | 1.04 | 1.04 | 1.04 | 128620 | 110389 | 112384 | 99167 | 103549 | 109520 | 135182 | 129052 | 99976 | 87124 | 77429 | 99608 | 128620 | 110389 | 112384 | 99167 | 103549 | 109520 | 135182 | 129052 | 99976 | 87124 | 77429 | 99608 | 10191.963 | 8747.174 | 8905.376 | 7857.972 | 8205.185 | 8678.416 | 10711.842 | 10226.006 | 7922.133 | 6903.692 | 6135.451 | 7892.915 | 1242308 | 1242308 | 1292000 | 1292000 | 102378.13 | 2020
Vintage1996 | hard coal | TRUE | 19876.7213.VA.ST | 7213 | N | . | Clover | Virginia Electric & Power Co | 19876 | VA | SAT | SERC |  | 22 | 1 | Electric Utility | ST | BIT | COL | PJM | M | short tons | 22280 | 25000 | 9488 | 0 | 0 | 59851 | 171470 | 128564 | 15689 | 21200 | 13809 | 82330 | 22280 | 25000 | 9488 | 0 | 0 | 59851 | 171470 | 128564 | 15689 | 21200 | 13809 | 82330 | 22.923 | 23.769 | 24.25 | 0 | 0 | 25.275 | 23.443 | 23.503 | 23.71 | 23.626 | 24.59 | 24.57 | 510724 | 594225 | 230084 | 0 | 0 | 1512734 | 4019771 | 3021640 | 371986 | 500871 | 339563 | 2022848 | 510724 | 594225 | 230084 | 0 | 0 | 1512734 | 4019771 | 3021640 | 371986 | 500871 | 339563 | 2022848 | 51317.227 | 55542.335 | 20853.514 | 0 | 0 | 136438.37 | 386606.52 | 284243.52 | 34674.935 | 47925.017 | 29355.738 | 186439.01 | 549681 | 549681 | 13124446 | 13124446 | 1233396.2 | 2020
Vintage1996 | petroleum | TRUE | 19876.7213.VA.ST | 7213 | N | . | Clover | Virginia Electric & Power Co | 19876 | VA | SAT | SERC |  | 22 | 1 | Electric Utility | ST | DFO | DFO | PJM | M | barrels | 1337 | 1480 | 51 | 0 | 0 | 2366 | 864 | 2334 | 34 | 2050 | 509 | 2474 | 1337 | 1480 | 51 | 0 | 0 | 2366 | 864 | 2334 | 34 | 2050 | 509 | 2474 | 5.73 | 5.73 | 5.73 | 0 | 0 | 5.72 | 5.71 | 5.7 | 5.7 | 5.72 | 5.71 | 5.71 | 7661 | 8480 | 292 | 0 | 0 | 13534 | 4933 | 13304 | 194 | 11726 | 2906 | 14127 | 7661 | 8480 | 292 | 0 | 0 | 13534 | 4933 | 13304 | 194 | 11726 | 2906 | 14127 | 769.773 | 792.665 | 26.486 | 0 | 0 | 1220.632 | 474.48 | 1251.479 | 18.065 | 1121.983 | 251.262 | 1301.995 | 13499 | 13499 | 77157 | 77157 | 7228.82 | 2020
Vintage1988 | hydro | TRUE | 16655.7229.CA.HY | 7229 | N | . | Black Butte | City of Santa Clara - (CA) | 16655 | CA | PACC | WECC |  | 22 | 1 | Electric Utility | HY | WAT | HYC | CISO | A |  | 0 | 0 | 0 | 0 | 0 | 0 | 0 | 0 | 0 | 0 | 0 | 0 | 0 | 0 | 0 | 0 | 0 | 0 | 0 | 0 | 0 | 0 | 0 | 0 | 0 | 0 | 0 | 0 | 0 | 0 | 0 | 0 | 0 | 0 | 0 | 0 | 2981 | 2224 | 2355 | 3456 | 4734 | 4423 | 4677 | 4712 | 3282 | 2699 | 2041 | 1682 | 2981 | 2224 | 2355 | 3456 | 4734 | 4423 | 4677 | 4712 | 3282 | 2699 | 2041 | 1682 | 340.055 | 253.699 | 268.587 | 394.259 | 539.985 | 504.542 | 533.444 | 537.527 | 374.368 | 307.874 | 232.851 | 191.809 | 0 | 0 | 39266 | 39266 | 4479 | 2020
Vintage1987 | petroleum | TRUE | 16655.7231.CA.GT | 7231 | N | . | Gianera | City of Santa Clara - (CA) | 16655 | CA | PACC | WECC |  | 22 | 1 | Electric Utility | GT | DFO | DFO | CISO | A | barrels | 0 | 0 | 0 | 0 | 0 | 0 | 0 | 0 | 0 | 0 | 0 | 0 | 0 | 0 | 0 | 0 | 0 | 0 | 0 | 0 | 0 | 0 | 0 | 0 | 0 | 0 | 0 | 0 | 0 | 0 | 0 | 0 | 0 | 0 | 0 | 0 | 0 | 0 | 0 | 0 | 0 | 0 | 0 | 0 | 0 | 0 | 0 | 0 | 0 | 0 | 0 | 0 | 0 | 0 | 0 | 0 | 0 | 0 | 0 | 0 | 0 | 0 | 0 | 0 | 0 | 0 | 0 | 0 | 0 | 0 | 0 | 0 | 0 | 0 | 0 | 0 | 0 | 2020
Vintage1987 | natural gas peaker | TRUE | 16655.7231.CA.GT | 7231 | N | . | Gianera | City of Santa Clara - (CA) | 16655 | CA | PACC | WECC |  | 22 | 1 | Electric Utility | GT | NG | NG | CISO | A | mcf | 7464 | 6593 | 7319 | 5176 | 4867 | 6846 | 9577 | 11909 | 10371 | 10771 | 8603 | 9536 | 7464 | 6593 | 7319 | 5176 | 4867 | 6846 | 9577 | 11909 | 10371 | 10771 | 8603 | 9536 | 1.034 | 1.034 | 1.034 | 1.034 | 1.034 | 1.034 | 1.034 | 1.034 | 1.034 | 1.034 | 1.034 | 1.034 | 7718 | 6817 | 7568 | 5352 | 5032 | 7079 | 9903 | 12314 | 10724 | 11137 | 8896 | 9860 | 7718 | 6817 | 7568 | 5352 | 5032 | 7079 | 9903 | 12314 | 10724 | 11137 | 8896 | 9860 | 504.565 | 445.577 | 494.621 | 349.796 | 328.903 | 462.671 | 647.228 | 804.873 | 700.919 | 727.922 | 581.438 | 644.487 | 99032 | 99032 | 102400 | 102400 | 6693 | 2020
Vintage1982 | petroleum | TRUE | 16655.7232.CA.GT | 7232 | Y | . | Santa Clara Cogen | City of Santa Clara - (CA) | 16655 | CA | PACC | WECC |  | 22 | 1 | Electric Utility | GT | DFO | DFO | CISO | A | barrels | 0 | 0 | 0 | 0 | 0 | 0 | 0 | 0 | 0 | 0 | 0 | 0 | 0 | 0 | 0 | 0 | 0 | 0 | 0 | 0 | 0 | 0 | 0 | 0 | 0 | 0 | 0 | 0 | 0 | 0 | 0 | 0 | 0 | 0 | 0 | 0 | 0 | 0 | 0 | 0 | 0 | 0 | 0 | 0 | 0 | 0 | 0 | 0 | 0 | 0 | 0 | 0 | 0 | 0 | 0 | 0 | 0 | 0 | 0 | 0 | 0 | 0 | 0 | 0 | 0 | 0 | 0 | 0 | 0 | 0 | 0 | 0 | 0 | 0 | 0 | 0 | 0 | 2020
Vintage1982 | natural gas peaker | TRUE | 16655.7232.CA.GT | 7232 | Y | . | Santa Clara Cogen | City of Santa Clara - (CA) | 16655 | CA | PACC | WECC |  | 22 | 1 | Electric Utility | GT | NG | NG | CISO | A | mcf | 51055 | 45086 | 50048 | 35394 | 33280 | 46816 | 65490 | 81442 | 70923 | 73655 | 58833 | 65213 | 36904 | 32590 | 36177 | 25584 | 24056 | 33839 | 47338 | 58868 | 51265 | 53240 | 42526 | 47137 | 1.034 | 1.034 | 1.034 | 1.034 | 1.034 | 1.034 | 1.034 | 1.034 | 1.034 | 1.034 | 1.034 | 1.034 | 52791 | 46619 | 51750 | 36597 | 34412 | 48408 | 67717 | 84211 | 73334 | 76159 | 60833 | 67430 | 38159 | 33698 | 37407 | 26454 | 24874 | 34990 | 48948 | 60870 | 53008 | 55050 | 43972 | 48740 | 3255.5 | 2874.916 | 3191.349 | 2256.923 | 2122.12 | 2985.207 | 4175.99 | 5193.135 | 4522.411 | 4696.637 | 3751.507 | 4158.305 | 677235 | 489524 | 700261 | 506170 | 43184 | 2020
Vintage1997 | hydro | TRUE | 3989.7233.CO.HY | 7233 | N | . | Tesla | City of Colorado Springs - (CO) | 3989 | CO | MTN | WECC |  | 22 | 1 | Electric Utility | HY | WAT | HYC | WACM | A |  | 0 | 0 | 0 | 0 | 0 | 0 | 0 | 0 | 0 | 0 | 0 | 0 | 0 | 0 | 0 | 0 | 0 | 0 | 0 | 0 | 0 | 0 | 0 | 0 | 0 | 0 | 0 | 0 | 0 | 0 | 0 | 0 | 0 | 0 | 0 | 0 | 34811 | 36665 | 38145 | 42914 | 48815 | 47549 | 48179 | 48506 | 35234 | 38546 | 37574 | 34893 | 34811 | 36665 | 38145 | 42914 | 48815 | 47549 | 48179 | 48506 | 35234 | 38546 | 37574 | 34893 | 3970.705 | 4182.138 | 4350.973 | 4894.891 | 5567.988 | 5423.66 | 5495.46 | 5532.748 | 4018.891 | 4396.714 | 4285.789 | 3980.043 | 0 | 0 | 491831 | 491831 | 56100 | 2020
Vintage2005 | petroleum | TRUE | 13781.7237.SD.GT | 7237 | N | . | Angus Anson | Northern States Power Co - Minnesota | 13781 | SD | WNC | MRO |  | 22 | 1 | Electric Utility | GT | DFO | DFO | MISO | A | barrels | 162 | 169 | 145 | 164 | 189 | 228 | 116 | 188 | 144 | 180 | 242 | 193 | 162 | 169 | 145 | 164 | 189 | 228 | 116 | 188 | 144 | 180 | 242 | 193 | 5.774 | 5.774 | 5.774 | 5.774 | 5.774 | 5.774 | 5.774 | 5.774 | 5.774 | 5.774 | 5.774 | 5.774 | 935 | 976 | 837 | 947 | 1091 | 1316 | 670 | 1086 | 831 | 1039 | 1397 | 1114 | 935 | 976 | 837 | 947 | 1091 | 1316 | 670 | 1086 | 831 | 1039 | 1397 | 1114 | 79.552 | 82.711 | 70.669 | 80.144 | 92.365 | 111.345 | 56.81 | 92.092 | 70.533 | 88.001 | 118.197 | 94.226 | 2120 | 2120 | 12239 | 12239 | 1036.645 | 2020
Vintage2005 | natural gas peaker | TRUE | 13781.7237.SD.GT | 7237 | N | . | Angus Anson | Northern States Power Co - Minnesota | 13781 | SD | WNC | MRO |  | 22 | 1 | Electric Utility | GT | NG | NG | MISO | A | mcf | 151354 | 127683 | 109721 | 94341 | 87177 | 134576 | 196267 | 137509 | 92888 | 103231 | 79991 | 123168 | 151354 | 127683 | 109721 | 94341 | 87177 | 134576 | 196267 | 137509 | 92888 | 103231 | 79991 | 123168 | 1.087 | 1.087 | 1.087 | 1.087 | 1.087 | 1.087 | 1.087 | 1.087 | 1.087 | 1.087 | 1.087 | 1.087 | 164522 | 138791 | 119267 | 102549 | 94761 | 146284 | 213342 | 149472 | 100969 | 112212 | 86950 | 133884 | 164522 | 138791 | 119267 | 102549 | 94761 | 146284 | 213342 | 149472 | 100969 | 112212 | 86950 | 133884 | 13932.813 | 11753.838 | 10100.386 | 8684.598 | 8025.071 | 12388.392 | 18067.346 | 12658.429 | 8550.784 | 9502.912 | 7363.57 | 11338.216 | 1437906 | 1437906 | 1563003 | 1563003 | 132366.36 | 2020
Vintage2011 | petroleum | TRUE | 10376.7238.FL.CA | 7238 | N | . | Cane Island | Kissimmee Utility Authority | 10376 | FL | SAT | SERC |  | 22 | 1 | Electric Utility | CA | DFO | DFO | FMPP | M | barrels | 0 | 0 | 0 | 0 | 0 | 0 | 0 | 0 | 0 | 0 | 0 | 0 | 0 | 0 | 0 | 0 | 0 | 0 | 0 | 0 | 0 | 0 | 0 | 0 | 0 | 0 | 0 | 0 | 0 | 0 | 0 | 0 | 0 | 0 | 0 | 0 | 0 | 0 | 0 | 0 | 0 | 0 | 0 | 0 | 0 | 0 | 0 | 0 | 0 | 0 | 0 | 0 | 0 | 0 | 0 | 0 | 0 | 0 | 0 | 0 | 0 | 0 | 0 | 0 | 0 | 0 | 0 | 0 | 0 | 0 | 0 | 0 | 0 | 0 | 0 | 0 | 0 | 2020
Vintage2011 | natural gas combined cycle | TRUE | 10376.7238.FL.CA | 7238 | N | . | Cane Island | Kissimmee Utility Authority | 10376 | FL | SAT | SERC |  | 22 | 1 | Electric Utility | CA | NG | NG | FMPP | M | mcf | 71302 | 179091 | 113302 | 133309 | 153867 | 271734 | 201837 | 121284 | 134527 | 108957 | 97521 | 26000 | 71302 | 179091 | 113302 | 133309 | 153867 | 271734 | 201837 | 121284 | 134527 | 108957 | 97521 | 26000 | 1.025 | 1.02 | 1.02 | 1.016 | 1.018 | 1.02 | 1.022 | 1.021 | 1.018 | 1.02 | 1.015 | 1.017 | 73085 | 182673 | 115568 | 135442 | 156637 | 277169 | 206277 | 123831 | 136948 | 111136 | 98984 | 26442 | 73085 | 182673 | 115568 | 135442 | 156637 | 277169 | 206277 | 123831 | 136948 | 111136 | 98984 | 26442 | 104400 | 142733 | 123672 | 140638 | 138839 | 166293 | 171327 | 142559 | 126428 | 123618 | 134165 | 80177 | 1612731 | 1612731 | 1644192 | 1644192 | 1594849 | 2020
Vintage2011 | petroleum | TRUE | 10376.7238.FL.CT | 7238 | N | . | Cane Island | Kissimmee Utility Authority | 10376 | FL | SAT | SERC |  | 22 | 1 | Electric Utility | CT | DFO | DFO | FMPP | M | barrels | 0 | 0 | 0 | 0 | 0 | 0 | 0 | 0 | 0 | 0 | 0 | 0 | 0 | 0 | 0 | 0 | 0 | 0 | 0 | 0 | 0 | 0 | 0 | 0 | 0 | 0 | 0 | 0 | 0 | 0 | 0 | 0 | 0 | 0 | 0 | 0 | 0 | 0 | 0 | 0 | 0 | 0 | 0 | 0 | 0 | 0 | 0 | 0 | 0 | 0 | 0 | 0 | 0 | 0 | 0 | 0 | 0 | 0 | 0 | 0 | 0 | 0 | 0 | 0 | 0 | 0 | 0 | 0 | 0 | 0 | 0 | 0 | 0 | 0 | 0 | 0 | 0 | 2020
Vintage2011 | natural gas combined cycle | TRUE | 10376.7238.FL.CT | 7238 | N | . | Cane Island | Kissimmee Utility Authority | 10376 | FL | SAT | SERC |  | 22 | 1 | Electric Utility | CT | NG | NG | FMPP | M | mcf | 1847280 | 2266834 | 2048596 | 2295638 | 2238484 | 2703048 | 2763677 | 2398185 | 2055284 | 2104775 | 2280781 | 1442258 | 1847280 | 2266834 | 2048596 | 2295638 | 2238484 | 2703048 | 2763677 | 2398185 | 2055284 | 2104775 | 2280781 | 1442258 | 1.025 | 1.02 | 1.02 | 1.016 | 1.018 | 1.02 | 1.022 | 1.021 | 1.018 | 1.02 | 1.015 | 1.017 | 1893462 | 2312171 | 2089568 | 2332368 | 2278777 | 2757109 | 2824478 | 2448547 | 2092279 | 2146871 | 2314993 | 1466776 | 1893462 | 2312171 | 2089568 | 2332368 | 2278777 | 2757109 | 2824478 | 2448547 | 2092279 | 2146871 | 2314993 | 1466776 | 158974 | 206203 | 179056 | 201139 | 196945 | 240662 | 244995 | 208034 | 179882 | 186164 | 205378 | 128712 | 26444840 | 26444840 | 26957399 | 26957399 | 2336144 | 2020
Vintage1994 | petroleum | TRUE | 10376.7238.FL.GT | 7238 | N | . | Cane Island | Kissimmee Utility Authority | 10376 | FL | SAT | SERC |  | 22 | 1 | Electric Utility | GT | DFO | DFO | FMPP | M | barrels | 0 | 0 | 0 | 0 | 0 | 0 | 0 | 0 | 0 | 0 | 0 | 0 | 0 | 0 | 0 | 0 | 0 | 0 | 0 | 0 | 0 | 0 | 0 | 0 | 0 | 0 | 0 | 0 | 0 | 0 | 0 | 0 | 0 | 0 | 0 | 0 | 0 | 0 | 0 | 0 | 0 | 0 | 0 | 0 | 0 | 0 | 0 | 0 | 0 | 0 | 0 | 0 | 0 | 0 | 0 | 0 | 0 | 0 | 0 | 0 | 0 | 0 | 0 | 0 | 0 | 0 | 0 | 0 | 0 | 0 | 0 | 0 | 0 | 0 | 0 | 0 | 0 | 2020
Vintage1994 | natural gas peaker | TRUE | 10376.7238.FL.GT | 7238 | N | . | Cane Island | Kissimmee Utility Authority | 10376 | FL | SAT | SERC |  | 22 | 1 | Electric Utility | GT | NG | NG | FMPP | M | mcf | 0 | 2520 | 1197 | 2911 | 300 | 1887 | 735 | 5067 | 999 | 3089 | 0 | 1505 | 0 | 2520 | 1197 | 2911 | 300 | 1887 | 735 | 5067 | 999 | 3089 | 0 | 1505 | 0 | 1.02 | 1.02 | 1.016 | 1.018 | 1.02 | 1.022 | 1.021 | 1.018 | 1.02 | 0 | 1.017 | 0 | 2570 | 1221 | 2958 | 305 | 1925 | 751 | 5173 | 1017 | 3151 | 0 | 1531 | 0 | 2570 | 1221 | 2958 | 305 | 1925 | 751 | 5173 | 1017 | 3151 | 0 | 1531 | 0 | 101 | 52 | 150 | 0 | 149 | -68 | 397 | 5 | 189 | 0 | 131 | 20210 | 20210 | 20602 | 20602 | 1106 | 2020
Vintage2017 | hard coal | TRUE | 18454.7242.FL.CA | 7242 | N | . | Polk | Tampa Electric Co | 18454 | FL | SAT | SERC |  | 22 | 1 | Electric Utility | CA | BIT | COL | TEC | M | short tons | 0 | 0 | 0 | 0 | 0 | 0 | 0 | 0 | 0 | 0 | 0 | 0 | 0 | 0 | 0 | 0 | 0 | 0 | 0 | 0 | 0 | 0 | 0 | 0 | 0 | 0 | 0 | 0 | 0 | 0 | 0 | 0 | 0 | 0 | 0 | 0 | 0 | 0 | 0 | 0 | 0 | 0 | 0 | 0 | 0 | 0 | 0 | 0 | 0 | 0 | 0 | 0 | 0 | 0 | 0 | 0 | 0 | 0 | 0 | 0 | 0 | 0 | 0 | 0 | 0 | 0 | 0 | 0 | 0 | 0 | 0 | 0 | 0 | 0 | 0 | 0 | 0 | 2020
Vintage2017 | petroleum | TRUE | 18454.7242.FL.CA | 7242 | N | . | Polk | Tampa Electric Co | 18454 | FL | SAT | SERC |  | 22 | 1 | Electric Utility | CA | DFO | DFO | TEC | M | barrels | 0 | 0 | 0 | 0 | 0 | 0 | 0 | 0 | 0 | 0 | 0 | 0 | 0 | 0 | 0 | 0 | 0 | 0 | 0 | 0 | 0 | 0 | 0 | 0 | 0 | 0 | 0 | 0 | 0 | 0 | 0 | 0 | 0 | 0 | 0 | 0 | 0 | 0 | 0 | 0 | 0 | 0 | 0 | 0 | 0 | 0 | 0 | 0 | 0 | 0 | 0 | 0 | 0 | 0 | 0 | 0 | 0 | 0 | 0 | 0 | 0 | 0 | 0 | 0 | 134.559 | 209.8 | 608.931 | 103.353 | 60.901 | 82.289 | 46.803 | 0 | 0 | 0 | 0 | 0 | 1246.636 | 2020
Vintage2017 | natural gas combined cycle | TRUE | 18454.7242.FL.CA | 7242 | N | . | Polk | Tampa Electric Co | 18454 | FL | SAT | SERC |  | 22 | 1 | Electric Utility | CA | NG | NG | TEC | M | mcf | 105258 | 99754 | 142865 | 68801 | 82702 | 46950 | 74635 | 88917 | 33201 | 26126 | 24459 | 64160 | 105258 | 99754 | 142865 | 68801 | 82702 | 46950 | 74635 | 88917 | 33201 | 26126 | 24459 | 64160 | 1.025 | 1.025 | 1.025 | 1.027 | 1.024 | 1.021 | 1.023 | 1.023 | 1.027 | 1.025 | 1.026 | 1.028 | 107889 | 102248 | 146437 | 70659 | 84687 | 47936 | 76352 | 90962 | 34097 | 26779 | 25095 | 65956 | 107889 | 102248 | 146437 | 70659 | 84687 | 47936 | 76352 | 90962 | 34097 | 26779 | 25095 | 65956 | 251437 | 229542 | 285639 | 237872 | 220196.44 | 222735.2 | 214089.07 | 200912.65 | 148635.1 | 131177.71 | 140765.2 | 187913 | 857828 | 857828 | 879097 | 879097 | 2470914.4 | 2020
Vintage2017 | hard coal | TRUE | 18454.7242.FL.CA | 7242 | N | . | Polk | Tampa Electric Co | 18454 | FL | SAT | SERC |  | 22 | 1 | Electric Utility | CA | SGC | COL | TEC | M | mcf | 0 | 0 | 0 | 0 | 0 | 0 | 0 | 0 | 0 | 0 | 0 | 0 | 0 | 0 | 0 | 0 | 0 | 0 | 0 | 0 | 0 | 0 | 0 | 0 | 0 | 0 | 0 | 0 | 0 | 0 | 0 | 0 | 0 | 0 | 0 | 0 | 0 | 0 | 0 | 0 | 0 | 0 | 0 | 0 | 0 | 0 | 0 | 0 | 0 | 0 | 0 | 0 | 0 | 0 | 0 | 0 | 0 | 0 | 0 | 0 | 0 | 0 | 0 | 0 | 0 | 0 | 0 | 0 | 0 | 0 | 0 | 0 | 0 | 0 | 0 | 0 | 0 | 2020
Vintage2007 | hard coal | TRUE | 18454.7242.FL.CT | 7242 | N | . | Polk | Tampa Electric Co | 18454 | FL | SAT | SERC |  | 22 | 1 | Electric Utility | CT | BIT | COL | TEC | M | short tons | 0 | 0 | 0 | 0 | 0 | 0 | 0 | 0 | 0 | 0 | 0 | 0 | 0 | 0 | 0 | 0 | 0 | 0 | 0 | 0 | 0 | 0 | 0 | 0 | 0 | 0 | 0 | 0 | 0 | 0 | 0 | 0 | 0 | 0 | 0 | 0 | 0 | 0 | 0 | 0 | 0 | 0 | 0 | 0 | 0 | 0 | 0 | 0 | 0 | 0 | 0 | 0 | 0 | 0 | 0 | 0 | 0 | 0 | 0 | 0 | 0 | 0 | 0 | 0 | 0 | 0 | 0 | 0 | 0 | 0 | 0 | 0 | 0 | 0 | 0 | 0 | 0 | 2020
Vintage2007 | petroleum | TRUE | 18454.7242.FL.CT | 7242 | N | . | Polk | Tampa Electric Co | 18454 | FL | SAT | SERC |  | 22 | 1 | Electric Utility | CT | DFO | DFO | TEC | M | barrels | 0 | 0 | 0 | 0 | 441 | 758 | 2107 | 347 | 217 | 307 | 168 | 0 | 0 | 0 | 0 | 0 | 441 | 758 | 2107 | 347 | 217 | 307 | 168 | 0 | 0 | 0 | 0 | 0 | 5.83 | 5.83 | 5.83 | 5.83 | 5.83 | 5.83 | 5.83 | 0 | 0 | 0 | 0 | 0 | 2571 | 4419 | 12284 | 2023 | 1265 | 1790 | 979 | 0 | 0 | 0 | 0 | 0 | 2571 | 4419 | 12284 | 2023 | 1265 | 1790 | 979 | 0 | 0 | 0 | 0 | 0 | 232.07 | 400.389 | 1082.467 | 180.044 | 111.691 | 156.847 | 90.53 | 0 | 4345 | 4345 | 25331 | 25331 | 2254.038 | 2020
Vintage2007 | natural gas combined cycle | TRUE | 18454.7242.FL.CT | 7242 | N | . | Polk | Tampa Electric Co | 18454 | FL | SAT | SERC |  | 22 | 1 | Electric Utility | CT | NG | NG | TEC | M | mcf | 4455614 | 4072156 | 5168917 | 4396583 | 4026004 | 4548156 | 4147031 | 3755276 | 2973232 | 2757441 | 2846669 | 3474464 | 4455614 | 4072156 | 5168917 | 4396583 | 4026004 | 4548156 | 4147031 | 3755276 | 2973232 | 2757441 | 2846669 | 3474464 | 1.025 | 1.025 | 1.025 | 1.027 | 1.024 | 1.021 | 1.023 | 1.023 | 1.027 | 1.025 | 1.026 | 1.028 | 4567004 | 4173960 | 5298140 | 4515291 | 4122628 | 4643667 | 4242413 | 3841647 | 3053509 | 2826377 | 2920682 | 3571749 | 4567004 | 4173960 | 5298140 | 4515291 | 4122628 | 4643667 | 4242413 | 3841647 | 3053509 | 2826377 | 2920682 | 3571749 | 415188 | 378462 | 480481 | 405822 | 372122.93 | 420731.61 | 373847.53 | 341899.96 | 269580.31 | 247685.15 | 269959.47 | 323676 | 46621543 | 46621543 | 47777067 | 47777067 | 4299456 | 2020
Vintage2007 | petroleum | TRUE | 18454.7242.FL.CT | 7242 | N | . | Polk | Tampa Electric Co | 18454 | FL | SAT | SERC |  | 22 | 1 | Electric Utility | CT | PC | PC | TEC | M | short tons | 0 | 0 | 0 | 0 | 0 | 0 | 0 | 0 | 0 | 0 | 0 | 0 | 0 | 0 | 0 | 0 | 0 | 0 | 0 | 0 | 0 | 0 | 0 | 0 | 0 | 0 | 0 | 0 | 0 | 0 | 0 | 0 | 0 | 0 | 0 | 0 | 0 | 0 | 0 | 0 | 0 | 0 | 0 | 0 | 0 | 0 | 0 | 0 | 0 | 0 | 0 | 0 | 0 | 0 | 0 | 0 | 0 | 0 | 0 | 0 | 0 | 0 | 0 | 0 | 0 | 0 | 0 | 0 | 0 | 0 | 0 | 0 | 0 | 0 | 0 | 0 | 0 | 2020
Vintage2007 | hard coal | TRUE | 18454.7242.FL.CT | 7242 | N | . | Polk | Tampa Electric Co | 18454 | FL | SAT | SERC |  | 22 | 1 | Electric Utility | CT | SGC | COL | TEC | M | mcf | 0 | 0 | 0 | 0 | 0 | 0 | 0 | 0 | 0 | 0 | 0 | 0 | 0 | 0 | 0 | 0 | 0 | 0 | 0 | 0 | 0 | 0 | 0 | 0 | 0 | 0 | 0 | 0 | 0 | 0 | 0 | 0 | 0 | 0 | 0 | 0 | 0 | 0 | 0 | 0 | 0 | 0 | 0 | 0 | 0 | 0 | 0 | 0 | 0 | 0 | 0 | 0 | 0 | 0 | 0 | 0 | 0 | 0 | 0 | 0 | 0 | 0 | 0 | 0 | 0 | 0 | 0 | 0 | 0 | 0 | 0 | 0 | 0 | 0 | 0 | 0 | 0 | 2020
Vintage1999 | hydro | TRUE | 807.7246.AR.HY | 7246 | N | . | Dam 2 | Arkansas Electric Coop Corp | 807 | AR | WSC | SERC |  | 22 | 1 | Electric Utility | HY | WAT | HYC | MISO | A |  | 0 | 0 | 0 | 0 | 0 | 0 | 0 | 0 | 0 | 0 | 0 | 0 | 0 | 0 | 0 | 0 | 0 | 0 | 0 | 0 | 0 | 0 | 0 | 0 | 0 | 0 | 0 | 0 | 0 | 0 | 0 | 0 | 0 | 0 | 0 | 0 | 158937 | 334542 | 309117 | 377759 | 412328 | 185154 | 257033 | 201877 | 264650 | 258726 | 160004 | 174685 | 158937 | 334542 | 309117 | 377759 | 412328 | 185154 | 257033 | 201877 | 264650 | 258726 | 160004 | 174685 | 18129.021 | 38159.289 | 35259.15 | 43088.687 | 47031.785 | 21119.395 | 29318.27 | 23026.94 | 30187.053 | 29511.333 | 18250.733 | 19925.344 | 0 | 0 | 3094812 | 3094812 | 353007 | 2020
Vintage1978 | petroleum | TRUE | 12710.7247.SD.GT | 7247 | N | . | Watertown Power Plant | Missouri Basin Muni Power Agny | 12710 | SD | WNC | MRO |  | 22 | 1 | Electric Utility | GT | DFO | DFO | SWPP | A | barrels | 142 | 147 | 126 | 142 | 164 | 198 | 101 | 164 | 125 | 156 | 210 | 167 | 142 | 147 | 126 | 142 | 164 | 198 | 101 | 164 | 125 | 156 | 210 | 167 | 5.842 | 5.842 | 5.842 | 5.842 | 5.842 | 5.842 | 5.842 | 5.842 | 5.842 | 5.842 | 5.842 | 5.842 | 830 | 859 | 736 | 830 | 958 | 1157 | 590 | 958 | 730 | 911 | 1227 | 976 | 830 | 859 | 736 | 830 | 958 | 1157 | 590 | 958 | 730 | 911 | 1227 | 976 | 45.736 | 47.553 | 40.63 | 46.077 | 53.104 | 64.016 | 32.662 | 52.947 | 40.552 | 50.595 | 67.955 | 54.173 | 1842 | 1842 | 10762 | 10762 | 596 | 2020
Vintage1994 | petroleum | TRUE | 213.7250.AK.GT | 7250 | N | . | Auke Bay | Alaska Electric Light&Power Co | 213 | AK | PACN |  |  | 22 | 1 | Electric Utility | GT | DFO | DFO |  | A | barrels | 104 | 66 | 67 | 64 | 54 | 68 | 89 | 91 | 58 | 70 | 54 | 53 | 104 | 66 | 67 | 64 | 54 | 68 | 89 | 91 | 58 | 70 | 54 | 53 | 5.665 | 5.665 | 5.665 | 5.665 | 5.665 | 5.665 | 5.665 | 5.665 | 5.665 | 5.665 | 5.665 | 5.665 | 589 | 374 | 380 | 363 | 306 | 385 | 504 | 516 | 329 | 397 | 306 | 300 | 589 | 374 | 380 | 363 | 306 | 385 | 504 | 516 | 329 | 397 | 306 | 300 | -16.463 | -10.674 | -10.776 | -10.341 | -8.756 | -11.024 | -14.37 | -14.724 | -9.362 | -11.206 | -8.69 | -8.614 | 838 | 838 | 4749 | 4749 | -135 | 2020
Vintage1980 | petroleum | TRUE | 213.7250.AK.IC | 7250 | N | . | Auke Bay | Alaska Electric Light&Power Co | 213 | AK | PACN |  |  | 22 | 1 | Electric Utility | IC | DFO | DFO |  | A | barrels | 12 | 8 | 8 | 7 | 6 | 8 | 10 | 11 | 7 | 8 | 6 | 6 | 12 | 8 | 8 | 7 | 6 | 8 | 10 | 11 | 7 | 8 | 6 | 6 | 5.665 | 5.665 | 5.665 | 5.665 | 5.665 | 5.665 | 5.665 | 5.665 | 5.665 | 5.665 | 5.665 | 5.665 | 68 | 45 | 45 | 40 | 34 | 45 | 57 | 62 | 40 | 45 | 34 | 34 | 68 | 45 | 45 | 40 | 34 | 45 | 57 | 62 | 40 | 45 | 34 | 34 | -0.974 | -0.633 | -0.639 | -0.613 | -0.519 | -0.653 | -0.852 | -0.873 | -0.555 | -0.664 | -0.515 | -0.51 | 97 | 97 | 549 | 549 | -8 | 2020
Vintage1990 | hydro | TRUE | 19099.7259.WA.HY | 7259 | N | . | Skookumchuck | TransAlta Centralia Gen LLC | 19099 | WA | PACC | WECC |  | 22 | 2 | NAICS-22 Non-Cogen | HY | WAT | HYC | BPAT | A |  | 0 | 0 | 0 | 0 | 0 | 0 | 0 | 0 | 0 | 0 | 0 | 0 | 0 | 0 | 0 | 0 | 0 | 0 | 0 | 0 | 0 | 0 | 0 | 0 | 0 | 0 | 0 | 0 | 0 | 0 | 0 | 0 | 0 | 0 | 0 | 0 | 3260 | 3618 | 2794 | 2457 | 4437 | 4502 | 4175 | 3200 | 2310 | 2362 | 2995 | 3131 | 3260 | 3618 | 2794 | 2457 | 4437 | 4502 | 4175 | 3200 | 2310 | 2362 | 2995 | 3131 | 371.85 | 412.662 | 318.735 | 280.254 | 506.065 | 513.563 | 476.234 | 364.99 | 263.458 | 269.473 | 341.634 | 357.082 | 0 | 0 | 39241 | 39241 | 4476 | 2020
Vintage1996 | petroleum | TRUE | 11843.7264.HI.IC | 7264 | N | . | Miki Basin | Maui Electric Co Ltd | 11843 | HI | PACN |  |  | 22 | 1 | Electric Utility | IC | DFO | DFO |  | A | barrels | 5316 | 4466 | 4425 | 4033 | 4229 | 4704 | 4837 | 4915 | 4862 | 5607 | 4822 | 4856 | 5316 | 4466 | 4425 | 4033 | 4229 | 4704 | 4837 | 4915 | 4862 | 5607 | 4822 | 4856 | 5.713 | 5.713 | 5.713 | 5.713 | 5.713 | 5.713 | 5.713 | 5.713 | 5.713 | 5.713 | 5.713 | 5.713 | 30370 | 25514 | 25280 | 23041 | 24160 | 26874 | 27634 | 28079 | 27777 | 32033 | 27548 | 27742 | 30370 | 25514 | 25280 | 23041 | 24160 | 26874 | 27634 | 28079 | 27777 | 32033 | 27548 | 27742 | 2984.591 | 2506.648 | 2483.496 | 2263.802 | 2373.812 | 2640.282 | 2715.094 | 2758.5 | 2728.803 | 3146.91 | 2706.678 | 2725.384 | 57072 | 57072 | 326052 | 326052 | 32034 | 2020
Vintage2003 | natural gas combined cycle | TRUE | 12745.7266.CA.CA | 7266 | N | . | Woodland | Modesto Irrigation District | 12745 | CA | PACC | WECC |  | 22 | 1 | Electric Utility | CA | NG | NG | BANC | M | mcf | 0 | 0 | 0 | 0 | 0 | 0 | 0 | 0 | 0 | 0 | 0 | 0 | 0 | 0 | 0 | 0 | 0 | 0 | 0 | 0 | 0 | 0 | 0 | 0 | 0 | 0 | 0 | 0 | 0 | 0 | 0 | 0 | 0 | 0 | 0 | 0 | 0 | 0 | 0 | 0 | 0 | 0 | 0 | 0 | 0 | 0 | 0 | 0 | 0 | 0 | 0 | 0 | 0 | 0 | 0 | 0 | 0 | 0 | 0 | 0 | 7200 | 1 | 6 | 6 | 5 | 7 | 7 | 7296 | 7824 | 7536 | 6864 | 6 | 0 | 0 | 0 | 0 | 36758 | 2020
Vintage2003 | petroleum | TRUE | 12745.7266.CA.CT | 7266 | N | . | Woodland | Modesto Irrigation District | 12745 | CA | PACC | WECC |  | 22 | 1 | Electric Utility | CT | DFO | DFO | BANC | M | barrels | 0 | . | 0 | 0 | 0 | 0 | 0 | 0 | 0 | 0 | 0 | 0 | 0 | . | 0 | 0 | 0 | 0 | 0 | 0 | 0 | 0 | 0 | 0 | 0 | . | 0 | 0 | 0 | 0 | 0 | 0 | 0 | 0 | 0 | 0 | 0 | . | 0 | 0 | 0 | 0 | 0 | 0 | 0 | 0 | 0 | 0 | 0 | . | 0 | 0 | 0 | 0 | 0 | 0 | 0 | 0 | 0 | 0 | 0 | . | 0 | 0 | 0 | 0 | 0 | 0 | 0 | 0 | 0 | 0 | 0 | 0 | 0 | 0 | 0 | 2020
Vintage2003 | natural gas combined cycle | TRUE | 12745.7266.CA.CT | 7266 | N | . | Woodland | Modesto Irrigation District | 12745 | CA | PACC | WECC |  | 22 | 1 | Electric Utility | CT | NG | NG | BANC | M | mcf | 258367 | 52536 | 231377 | 239223 | 223049 | 250980 | 265245 | 260578 | 273058 | 269602 | 243578 | 242442 | 258367 | 52536 | 231377 | 239223 | 223049 | 250980 | 265245 | 260578 | 273058 | 269602 | 243578 | 242442 | 1.043 | 1.043 | 1.043 | 1.047 | 1.04 | 1.034 | 1.033 | 1.037 | 1.039 | 1.047 | 1.047 | 1.042 | 269477 | 54795 | 241326 | 250466 | 231971 | 259513 | 273998 | 270219 | 283707 | 282273 | 255026 | 252625 | 269477 | 54795 | 241326 | 250466 | 231971 | 259513 | 273998 | 270219 | 283707 | 282273 | 255026 | 252625 | 24830 | 5707 | 28204 | 29005 | 25453 | 29724 | 31453 | 31196 | 33430 | 34334 | 30877 | 30254 | 2810035 | 2810035 | 2925396 | 2925396 | 334467 | 2020
Vintage1993 | petroleum | TRUE | 12745.7266.CA.GT | 7266 | N | . | Woodland | Modesto Irrigation District | 12745 | CA | PACC | WECC |  | 22 | 1 | Electric Utility | GT | DFO | DFO | BANC | M | barrels | . | 0 | . | . | . | . | . | . | . | . | . | . | . | 0 | . | . | . | . | . | . | . | . | . | . | . | 0 | . | . | . | . | . | . | . | . | . | . | . | 0 | . | . | . | . | . | . | . | . | . | . | . | 0 | . | . | . | . | . | . | . | . | . | . | . | 0 | . | . | . | . | . | . | . | . | . | . | 0 | 0 | 0 | 0 | 0 | 2020
Vintage1993 | natural gas peaker | TRUE | 12745.7266.CA.GT | 7266 | N | . | Woodland | Modesto Irrigation District | 12745 | CA | PACC | WECC |  | 22 | 1 | Electric Utility | GT | NG | NG | BANC | M | mcf | 12351 | 189191 | 25983 | 0 | 39126 | 25204 | 3045 | 91875 | 40115 | 0 | 17683 | 29720 | 12351 | 189191 | 25983 | 0 | 39126 | 25204 | 3045 | 91875 | 40115 | 0 | 17683 | 29720 | 1.043 | 1.043 | 1.043 | 0 | 1.04 | 1.034 | 1.033 | 1.037 | 1.039 | 0 | 1.047 | 1.042 | 12882 | 197326 | 27100 | 0 | 40691 | 26061 | 3145 | 95274 | 41679 | 0 | 18514 | 30968 | 12882 | 197326 | 27100 | 0 | 40691 | 26061 | 3145 | 95274 | 41679 | 0 | 18514 | 30968 | 846 | 21316 | 2609 | -529 | 4166 | 2597 | 0 | 9864 | 4230 | 0 | 1431 | 2751 | 474293 | 474293 | 493640 | 493640 | 49281 | 2020
Vintage2011 | natural gas peaker | TRUE | 12745.7266.CA.IC | 7266 | N | . | Woodland | Modesto Irrigation District | 12745 | CA | PACC | WECC |  | 22 | 1 | Electric Utility | IC | NG | NG | BANC | M | mcf | 28974 | 23809 | 28986 | 30027 | 18301 | 30499 | 34323 | 64789 | 57635 | 44916 | 26141 | 39302 | 28974 | 23809 | 28986 | 30027 | 18301 | 30499 | 34323 | 64789 | 57635 | 44916 | 26141 | 39302 | 1.043 | 1.043 | 1.043 | 1.047 | 1.04 | 1.034 | 1.033 | 1.037 | 1.039 | 1.047 | 1.047 | 1.042 | 30220 | 24833 | 30232 | 31438 | 19033 | 31536 | 35456 | 67186 | 59883 | 47027 | 27370 | 40953 | 30220 | 24833 | 30232 | 31438 | 19033 | 31536 | 35456 | 67186 | 59883 | 47027 | 27370 | 40953 | 2907 | 2406 | 3187 | 3373 | 1936 | 3339 | 3972 | 7081 | 6402 | 5001 | 2966 | 4486 | 427702 | 427702 | 445167 | 445167 | 47056 | 2020
Vintage2000 | petroleum | TRUE | 8723.7268.MI.GT | 7268 | N | . | 491 E 48th Street | City of Holland | 8723 | MI | ENC | RFC |  | 22 | 1 | Electric Utility | GT | DFO | DFO | MISO | A | barrels | 0 | 0 | 0 | 0 | 0 | 0 | 0 | 0 | 0 | 0 | 0 | 0 | 0 | 0 | 0 | 0 | 0 | 0 | 0 | 0 | 0 | 0 | 0 | 0 | 0 | 0 | 0 | 0 | 0 | 0 | 0 | 0 | 0 | 0 | 0 | 0 | 0 | 0 | 0 | 0 | 0 | 0 | 0 | 0 | 0 | 0 | 0 | 0 | 0 | 0 | 0 | 0 | 0 | 0 | 0 | 0 | 0 | 0 | 0 | 0 | 0 | 0 | 0 | 0 | 0 | 0 | 0 | 0 | 0 | 0 | 0 | 0 | 0 | 0 | 0 | 0 | 0 | 2020
Vintage2000 | natural gas peaker | TRUE | 8723.7268.MI.GT | 7268 | N | . | 491 E 48th Street | City of Holland | 8723 | MI | ENC | RFC |  | 22 | 1 | Electric Utility | GT | NG | NG | MISO | A | mcf | 66769 | 58771 | 55924 | 49752 | 50412 | 54974 | 73969 | 59084 | 51207 | 56013 | 42832 | 53315 | 66769 | 58771 | 55924 | 49752 | 50412 | 54974 | 73969 | 59084 | 51207 | 56013 | 42832 | 53315 | 1 | 1 | 1 | 1 | 1 | 1 | 1 | 1 | 1 | 1 | 1 | 1 | 66769 | 58771 | 55924 | 49752 | 50412 | 54974 | 73969 | 59084 | 51207 | 56013 | 42832 | 53315 | 66769 | 58771 | 55924 | 49752 | 50412 | 54974 | 73969 | 59084 | 51207 | 56013 | 42832 | 53315 | 5947.691 | 5235.069 | 4981.443 | 4431.687 | 4490.491 | 4896.823 | 6588.838 | 5262.95 | 4561.263 | 4989.362 | 3815.275 | 4749.108 | 673022 | 673022 | 673022 | 673022 | 59950 | 2020
Vintage1995 | petroleum | TRUE | 20847.7270.WI.GT | 7270 | N | . | Paris (WI) | Wisconsin Electric Power Co | 20847 | WI | ENC | RFC |  | 22 | 1 | Electric Utility | GT | DFO | DFO | MISO | A | barrels | 47 | 35 | 40 | 28 | 45 | 53 | 59 | 57 | 32 | 40 | 44 | 47 | 47 | 35 | 40 | 28 | 45 | 53 | 59 | 57 | 32 | 40 | 44 | 47 | 5.81 | 5.81 | 5.81 | 5.81 | 5.81 | 5.81 | 5.81 | 5.81 | 5.81 | 5.81 | 5.81 | 5.81 | 273 | 203 | 232 | 163 | 261 | 308 | 343 | 331 | 186 | 232 | 256 | 273 | 273 | 203 | 232 | 163 | 261 | 308 | 343 | 331 | 186 | 232 | 256 | 273 | 19.619 | 14.275 | 16.361 | 11.574 | 18.631 | 21.845 | 24.126 | 23.476 | 13.029 | 16.491 | 18.073 | 19.317 | 527 | 527 | 3061 | 3061 | 216.817 | 2020
Vintage1995 | natural gas peaker | TRUE | 20847.7270.WI.GT | 7270 | N | . | Paris (WI) | Wisconsin Electric Power Co | 20847 | WI | ENC | RFC |  | 22 | 1 | Electric Utility | GT | NG | NG | MISO | A | mcf | 83610 | 75894 | 80234 | 68678 | 67645 | 78449 | 77441 | 95420 | 60379 | 70614 | 52921 | 65311 | 83610 | 75894 | 80234 | 68678 | 67645 | 78449 | 77441 | 95420 | 60379 | 70614 | 52921 | 65311 | 1.01 | 1.01 | 1.01 | 1.01 | 1.01 | 1.01 | 1.01 | 1.01 | 1.01 | 1.01 | 1.01 | 1.01 | 84446 | 76653 | 81036 | 69365 | 68321 | 79233 | 78215 | 96374 | 60983 | 71320 | 53450 | 65964 | 84446 | 76653 | 81036 | 69365 | 68321 | 79233 | 78215 | 96374 | 60983 | 71320 | 53450 | 65964 | 5979.793 | 5427.923 | 5738.353 | 4911.818 | 4837.983 | 5610.698 | 5538.566 | 6824.408 | 4318.307 | 5050.333 | 3784.928 | 4671.073 | 876596 | 876596 | 885360 | 885360 | 62694.183 | 2020
Vintage1996 | petroleum | TRUE | 5416.7277.NC.GT | 7277 | N | . | Lincoln Combustion | Duke Energy Carolinas, LLC | 5416 | NC | SAT | SERC |  | 22 | 1 | Electric Utility | GT | DFO | DFO | DUK | M | barrels | 0 | 153 | 155 | 16 | 0 | 16 | 70 | 32 | 140 | 11 | 55 | 54 | 0 | 153 | 155 | 16 | 0 | 16 | 70 | 32 | 140 | 11 | 55 | 54 | 0 | 5.75 | 5.75 | 5.75 | 0 | 5.75 | 5.75 | 5.75 | 5.75 | 5.75 | 5.75 | 5.75 | 0 | 880 | 891 | 92 | 0 | 92 | 403 | 184 | 805 | 63 | 316 | 311 | 0 | 880 | 891 | 92 | 0 | 92 | 403 | 184 | 805 | 63 | 316 | 311 | -29.707 | 59.266 | 55.631 | 2.063 | 0 | -0.546 | 17.978 | 6.083 | 28.033 | -0.227 | 0.595 | 5.874 | 702 | 702 | 4037 | 4037 | 145.043 | 2020
Vintage1996 | natural gas peaker | TRUE | 5416.7277.NC.GT | 7277 | N | . | Lincoln Combustion | Duke Energy Carolinas, LLC | 5416 | NC | SAT | SERC |  | 22 | 1 | Electric Utility | GT | NG | NG | DUK | M | mcf | 0 | 63292 | 45444 | 12936 | 2989 | 36025 | 35428 | 15620 | 135968 | 116832 | 98006 | 158057 | 0 | 63292 | 45444 | 12936 | 2989 | 36025 | 35428 | 15620 | 135968 | 116832 | 98006 | 158057 | 0 | 1.03 | 1.032 | 1.034 | 1 | 1.031 | 1.032 | 1.032 | 1.03 | 1.03 | 1.043 | 1.021 | 0 | 65191 | 46898 | 13376 | 2989 | 37142 | 36562 | 16120 | 140047 | 120337 | 102220 | 161376 | 0 | 65191 | 46898 | 13376 | 2989 | 37142 | 36562 | 16120 | 140047 | 120337 | 102220 | 161376 | -871.293 | 4391.734 | 2927.369 | 299.937 | -761 | -220.454 | 1633.022 | 532.917 | 4876.967 | -432.773 | 192.405 | 3053.126 | 720597 | 720597 | 742258 | 742258 | 15621.957 | 2020
Vintage1988 | hydro | TRUE | 4065.7279.OH.HY | 7279 | N | . | O'Shaughnessy Hydro | City of Columbus - (OH) | 4065 | OH | ENC | RFC |  | 22 | 1 | Electric Utility | HY | WAT | HYC | PJM | A |  | 0 | 0 | 0 | 0 | 0 | 0 | 0 | 0 | 0 | 0 | 0 | 0 | 0 | 0 | 0 | 0 | 0 | 0 | 0 | 0 | 0 | 0 | 0 | 0 | 0 | 0 | 0 | 0 | 0 | 0 | 0 | 0 | 0 | 0 | 0 | 0 | 0 | 0 | 0 | 0 | 0 | 0 | 0 | 0 | 0 | 0 | 0 | 0 | 0 | 0 | 0 | 0 | 0 | 0 | 0 | 0 | 0 | 0 | 0 | 0 | 0 | 0 | 0 | 0 | 0 | 0 | 0 | 0 | 0 | 0 | 0 | 0 | 0 | 0 | 0 | 0 | 0 | 2020
Vintage1990 | petroleum | TRUE | 6949.7281.KS.GT | 7281 | N | . | Gardner Energy Center | City of Gardner - (KS) | 6949 | KS | WNC | MRO |  | 22 | 1 | Electric Utility | GT | DFO | DFO | SWPP | A | barrels | 0 | 0 | 0 | 0 | 0 | 0 | 0 | 0 | 0 | 0 | 0 | 0 | 0 | 0 | 0 | 0 | 0 | 0 | 0 | 0 | 0 | 0 | 0 | 0 | 0 | 0 | 0 | 0 | 0 | 0 | 0 | 0 | 0 | 0 | 0 | 0 | 0 | 0 | 0 | 0 | 0 | 0 | 0 | 0 | 0 | 0 | 0 | 0 | 0 | 0 | 0 | 0 | 0 | 0 | 0 | 0 | 0 | 0 | 0 | 0 | 0 | 0 | 0 | 0 | 0 | 0 | 0 | 0 | 0 | 0 | 0 | 0 | 0 | 0 | 0 | 0 | 0 | 2020
Vintage1990 | natural gas peaker | TRUE | 6949.7281.KS.GT | 7281 | N | . | Gardner Energy Center | City of Gardner - (KS) | 6949 | KS | WNC | MRO |  | 22 | 1 | Electric Utility | GT | NG | NG | SWPP | A | mcf | 48 | 40 | 34 | 30 | 27 | 42 | 61 | 43 | 29 | 32 | 25 | 39 | 48 | 40 | 34 | 30 | 27 | 42 | 61 | 43 | 29 | 32 | 25 | 39 | 1.036 | 1.036 | 1.036 | 1.036 | 1.036 | 1.036 | 1.036 | 1.036 | 1.036 | 1.036 | 1.036 | 1.036 | 50 | 41 | 35 | 31 | 28 | 44 | 63 | 45 | 30 | 33 | 26 | 40 | 50 | 41 | 35 | 31 | 28 | 44 | 63 | 45 | 30 | 33 | 26 | 40 | 1.474 | 1.243 | 1.068 | 0.919 | 0.849 | 1.31 | 1.911 | 1.339 | 0.904 | 1.005 | 0.779 | 1.199 | 450 | 450 | 466 | 466 | 14 | 2020
Vintage1990 | natural gas peaker | TRUE | 14446.7283.AR.GT | 7283 | N | . | Paragould Turbine | Paragould Light & Water Comm | 14446 | AR | WSC | MRO |  | 22 | 1 | Electric Utility | GT | NG | NG | SPA | A | mcf | 18 | 13 | 14 | 10 | 11 | 17 | 21 | 20 | 10 | 13 | 8 | 14 | 18 | 13 | 14 | 10 | 11 | 17 | 21 | 20 | 10 | 13 | 8 | 14 | 1 | 1 | 1 | 1 | 1 | 1 | 1 | 1 | 1 | 1 | 1 | 1 | 18 | 13 | 14 | 10 | 11 | 17 | 21 | 20 | 10 | 13 | 8 | 14 | 18 | 13 | 14 | 10 | 11 | 17 | 21 | 20 | 10 | 13 | 8 | 14 | 1.257 | 0.936 | 1.023 | 0.708 | 0.815 | 1.184 | 1.513 | 1.449 | 0.678 | 0.911 | 0.564 | 0.962 | 169 | 169 | 169 | 169 | 12 | 2020
Vintage1991 | petroleum | TRUE | 14446.7283.AR.IC | 7283 | N | . | Paragould Turbine | Paragould Light & Water Comm | 14446 | AR | WSC | MRO |  | 22 | 1 | Electric Utility | IC | DFO | DFO | SPA | A | barrels | 0 | 0 | 0 | 0 | 0 | 0 | 0 | 0 | 0 | 0 | 0 | 0 | 0 | 0 | 0 | 0 | 0 | 0 | 0 | 0 | 0 | 0 | 0 | 0 | 0 | 0 | 0 | 0 | 0 | 0 | 0 | 0 | 0 | 0 | 0 | 0 | 0 | 0 | 0 | 0 | 0 | 0 | 0 | 0 | 0 | 0 | 0 | 0 | 0 | 0 | 0 | 0 | 0 | 0 | 0 | 0 | 0 | 0 | 0 | 0 | 0 | 0 | 0 | 0 | 0 | 0 | 0 | 0 | 0 | 0 | 0 | 0 | 0 | 0 | 0 | 0 | 0 | 2020
Vintage1991 | petroleum | TRUE | 56606.7288.NJ.GT | 7288 | N | . | Sherman Avenue | Calpine New Jersey Generation LLC | 56606 | NJ | MAT | RFC |  | 22 | 2 | NAICS-22 Non-Cogen | GT | DFO | DFO | PJM | A | barrels | 0 | 0 | 0 | 0 | 0 | 0 | 0 | 0 | 0 | 0 | 0 | 0 | 0 | 0 | 0 | 0 | 0 | 0 | 0 | 0 | 0 | 0 | 0 | 0 | 0 | 0 | 0 | 0 | 0 | 0 | 0 | 0 | 0 | 0 | 0 | 0 | 0 | 0 | 0 | 0 | 0 | 0 | 0 | 0 | 0 | 0 | 0 | 0 | 0 | 0 | 0 | 0 | 0 | 0 | 0 | 0 | 0 | 0 | 0 | 0 | 0 | 0 | 0 | 0 | 0 | 0 | 0 | 0 | 0 | 0 | 0 | 0 | 0 | 0 | 0 | 0 | 0 | 2020
Vintage1991 | petroleum | TRUE | 56606.7288.NJ.GT | 7288 | N | . | Sherman Avenue | Calpine New Jersey Generation LLC | 56606 | NJ | MAT | RFC |  | 22 | 2 | NAICS-22 Non-Cogen | GT | KER | WOO | PJM | A | barrels | 0 | 0 | 0 | 0 | 0 | 0 | 0 | 0 | 0 | 0 | 0 | 0 | 0 | 0 | 0 | 0 | 0 | 0 | 0 | 0 | 0 | 0 | 0 | 0 | 0 | 0 | 0 | 0 | 0 | 0 | 0 | 0 | 0 | 0 | 0 | 0 | 0 | 0 | 0 | 0 | 0 | 0 | 0 | 0 | 0 | 0 | 0 | 0 | 0 | 0 | 0 | 0 | 0 | 0 | 0 | 0 | 0 | 0 | 0 | 0 | 0 | 0 | 0 | 0 | 0 | 0 | 0 | 0 | 0 | 0 | 0 | 0 | 0 | 0 | 0 | 0 | 0 | 2020
Vintage1991 | natural gas peaker | TRUE | 56606.7288.NJ.GT | 7288 | N | . | Sherman Avenue | Calpine New Jersey Generation LLC | 56606 | NJ | MAT | RFC |  | 22 | 2 | NAICS-22 Non-Cogen | GT | NG | NG | PJM | A | mcf | 18209 | 15966 | 16202 | 14728 | 12443 | 20680 | 31535 | 27622 | 17469 | 19268 | 16925 | 12293 | 18209 | 15966 | 16202 | 14728 | 12443 | 20680 | 31535 | 27622 | 17469 | 19268 | 16925 | 12293 | 1.031 | 1.031 | 1.031 | 1.031 | 1.031 | 1.031 | 1.031 | 1.031 | 1.031 | 1.031 | 1.031 | 1.031 | 18773 | 16461 | 16704 | 15185 | 12829 | 21321 | 32513 | 28478 | 18011 | 19865 | 17450 | 12674 | 18773 | 16461 | 16704 | 15185 | 12829 | 21321 | 32513 | 28478 | 18011 | 19865 | 17450 | 12674 | 1375.124 | 1205.697 | 1223.539 | 1112.184 | 939.677 | 1561.709 | 2381.463 | 2085.94 | 1319.196 | 1455.04 | 1278.12 | 928.311 | 223340 | 223340 | 230264 | 230264 | 16866 | 2020
Vintage1989 | petroleum | TRUE | 15776.7294.FL.CA | 7294 | N | . | Central Energy Plant | Reedy Creek Improvement Dist | 15776 | FL | SAT | SERC |  | 22 | 1 | Electric Utility | CA | DFO | DFO | FPC | A | barrels | 0 | 0 | 0 | 0 | 0 | 0 | 0 | 0 | 0 | 0 | 0 | 0 | 0 | 0 | 0 | 0 | 0 | 0 | 0 | 0 | 0 | 0 | 0 | 0 | 0 | 0 | 0 | 0 | 0 | 0 | 0 | 0 | 0 | 0 | 0 | 0 | 0 | 0 | 0 | 0 | 0 | 0 | 0 | 0 | 0 | 0 | 0 | 0 | 0 | 0 | 0 | 0 | 0 | 0 | 0 | 0 | 0 | 0 | 0 | 0 | 0 | 0 | 0 | 0 | 0 | 0 | 0 | 0 | 0 | 0 | 0 | 0 | 0 | 0 | 0 | 0 | 0 | 2020
Vintage1989 | natural gas combined cycle | TRUE | 15776.7294.FL.CA | 7294 | N | . | Central Energy Plant | Reedy Creek Improvement Dist | 15776 | FL | SAT | SERC |  | 22 | 1 | Electric Utility | CA | NG | NG | FPC | A | mcf | 0 | 0 | 0 | 0 | 0 | 0 | 0 | 0 | 0 | 0 | 0 | 0 | 0 | 0 | 0 | 0 | 0 | 0 | 0 | 0 | 0 | 0 | 0 | 0 | 0 | 0 | 0 | 0 | 0 | 0 | 0 | 0 | 0 | 0 | 0 | 0 | 0 | 0 | 0 | 0 | 0 | 0 | 0 | 0 | 0 | 0 | 0 | 0 | 0 | 0 | 0 | 0 | 0 | 0 | 0 | 0 | 0 | 0 | 0 | 0 | 0 | 0 | 0 | 0 | 0 | 0 | 0 | 0 | 0 | 0 | 0 | 0 | 0 | 0 | 0 | 0 | 0 | 2020
Vintage1989 | petroleum | TRUE | 15776.7294.FL.CT | 7294 | N | . | Central Energy Plant | Reedy Creek Improvement Dist | 15776 | FL | SAT | SERC |  | 22 | 1 | Electric Utility | CT | DFO | DFO | FPC | A | barrels | 0 | 0 | 0 | 0 | 0 | 0 | 0 | 0 | 0 | 0 | 0 | 0 | 0 | 0 | 0 | 0 | 0 | 0 | 0 | 0 | 0 | 0 | 0 | 0 | 0 | 0 | 0 | 0 | 0 | 0 | 0 | 0 | 0 | 0 | 0 | 0 | 0 | 0 | 0 | 0 | 0 | 0 | 0 | 0 | 0 | 0 | 0 | 0 | 0 | 0 | 0 | 0 | 0 | 0 | 0 | 0 | 0 | 0 | 0 | 0 | 0 | 0 | 0 | 0 | 0 | 0 | 0 | 0 | 0 | 0 | 0 | 0 | 0 | 0 | 0 | 0 | 0 | 2020
Vintage1989 | natural gas combined cycle | TRUE | 15776.7294.FL.CT | 7294 | N | . | Central Energy Plant | Reedy Creek Improvement Dist | 15776 | FL | SAT | SERC |  | 22 | 1 | Electric Utility | CT | NG | NG | FPC | A | mcf | 0 | 0 | 0 | 0 | 0 | 0 | 0 | 0 | 0 | 0 | 0 | 0 | 0 | 0 | 0 | 0 | 0 | 0 | 0 | 0 | 0 | 0 | 0 | 0 | 0 | 0 | 0 | 0 | 0 | 0 | 0 | 0 | 0 | 0 | 0 | 0 | 0 | 0 | 0 | 0 | 0 | 0 | 0 | 0 | 0 | 0 | 0 | 0 | 0 | 0 | 0 | 0 | 0 | 0 | 0 | 0 | 0 | 0 | 0 | 0 | 0 | 0 | 0 | 0 | 0 | 0 | 0 | 0 | 0 | 0 | 0 | 0 | 0 | 0 | 0 | 0 | 0 | 2020
Vintage2001 | natural gas combined cycle | TRUE | 5860.7296.MO.CA | 7296 | N | . | State Line Combined Cycle | Empire District Electric Co | 5860 | MO | WNC | MRO |  | 22 | 1 | Electric Utility | CA | NG | NG | SWPP | M | mcf | 0 | 0 | 0 | 0 | 0 | 0 | 0 | 0 | 0 | . | 0 | 0 | 0 | 0 | 0 | 0 | 0 | 0 | 0 | 0 | 0 | . | 0 | 0 | 0 | 0 | 0 | 0 | 0 | 0 | 0 | 0 | 0 | . | 0 | 0 | 0 | 0 | 0 | 0 | 0 | 0 | 0 | 0 | 0 | . | 0 | 0 | 0 | 0 | 0 | 0 | 0 | 0 | 0 | 0 | 0 | . | 0 | 0 | 95377 | 77358 | 46607 | 70412 | 43017 | 92034 | 116602 | 117960 | 118440 | . | 59845 | 95766 | 0 | 0 | 0 | 0 | 933418 | 2020
Vintage2001 | petroleum | TRUE | 5860.7296.MO.CT | 7296 | N | . | State Line Combined Cycle | Empire District Electric Co | 5860 | MO | WNC | MRO |  | 22 | 1 | Electric Utility | CT | DFO | DFO | SWPP | M | barrels | 0 | 0 | 0 | 0 | 0 | . | . | . | . | . | . | . | 0 | 0 | 0 | 0 | 0 | . | . | . | . | . | . | . | 0 | 0 | 0 | 0 | 0 | . | . | . | . | . | . | . | 0 | 0 | 0 | 0 | 0 | . | . | . | . | . | . | . | 0 | 0 | 0 | 0 | 0 | . | . | . | . | . | . | . | 0 | 0 | 0 | 0 | 0 | . | . | . | . | . | . | . | 0 | 0 | 0 | 0 | 0 | 2020
Vintage2001 | natural gas combined cycle | TRUE | 5860.7296.MO.CT | 7296 | N | . | State Line Combined Cycle | Empire District Electric Co | 5860 | MO | WNC | MRO |  | 22 | 1 | Electric Utility | CT | NG | NG | SWPP | M | mcf | 1886136 | 1568806 | 944475 | 1389712 | 870000 | 1771238 | 2158961 | 2210524 | 2252715 | . | 1207115 | 1883761 | 1886136 | 1568806 | 944475 | 1389712 | 870000 | 1771238 | 2158961 | 2210524 | 2252715 | . | 1207115 | 1883761 | 1.022 | 1.025 | 1.024 | 1.025 | 1.02 | 1.02 | 1.024 | 1.023 | 1.023 | . | 1.024 | 1.024 | 1927631 | 1608026 | 967142 | 1424455 | 887400 | 1806663 | 2210776 | 2261366 | 2304527 | . | 1236086 | 1928971 | 1927631 | 1608026 | 967142 | 1424455 | 887400 | 1806663 | 2210776 | 2261366 | 2304527 | . | 1236086 | 1928971 | 169252 | 143744 | 82755 | 122578 | 76139 | 152339 | 193251 | 196410 | 201293 | . | 103643 | 169955 | 18143443 | 18143443 | 18563043 | 18563043 | 1611359 | 2020
Vintage1995 | petroleum | TRUE | 5860.7296.MO.GT | 7296 | N | . | State Line Combined Cycle | Empire District Electric Co | 5860 | MO | WNC | MRO |  | 22 | 1 | Electric Utility | GT | JF | WOO | SWPP | M | barrels | 183 | 239 | 0 | 0 | 0 | 86 | 0 | 0 | 0 | . | 0 | 0 | 183 | 239 | 0 | 0 | 0 | 86 | 0 | 0 | 0 | . | 0 | 0 | 5.61 | 5.6 | 0 | 0 | 0 | 5.6 | 0 | 0 | 0 | . | 0 | 0 | 1027 | 1338 | 0 | 0 | 0 | 482 | 0 | 0 | 0 | . | 0 | 0 | 1027 | 1338 | 0 | 0 | 0 | 482 | 0 | 0 | 0 | . | 0 | 0 | 51.583 | 108.125 | 0 | 0 | 0 | 42.815 | 0 | 0 | 0 | . | 0 | 0 | 508 | 508 | 2847 | 2847 | 202.523 | 2020
Vintage1995 | natural gas peaker | TRUE | 5860.7296.MO.GT | 7296 | N | . | State Line Combined Cycle | Empire District Electric Co | 5860 | MO | WNC | MRO |  | 22 | 1 | Electric Utility | GT | NG | NG | SWPP | M | mcf | 4794 | 34607 | 93402 | 51929 | 16137 | 81530 | 62341 | 175249 | 86494 | . | 252040 | 79980 | 4794 | 34607 | 93402 | 51929 | 16137 | 81530 | 62341 | 175249 | 86494 | . | 252040 | 79980 | 1.023 | 1.029 | 1.025 | 1.026 | 1.02 | 1.02 | 1.022 | 1.022 | 1.021 | . | 1.029 | 1.026 | 4904 | 35611 | 95737 | 53279 | 16460 | 83161 | 63713 | 179104 | 88310 | . | 259349 | 82059 | 4904 | 35611 | 95737 | 53279 | 16460 | 83161 | 63713 | 179104 | 88310 | . | 259349 | 82059 | 246.417 | 2876.875 | 7967 | 4260 | 622 | 7393.185 | 5096 | 14616 | 7155 | . | 22206 | 6618 | 938503 | 938503 | 961687 | 961687 | 79056.477 | 2020
Vintage2007 | petroleum | TRUE | 6455.7302.FL.CA | 7302 | N | . | Hines Energy Complex | Duke Energy Florida, LLC | 6455 | FL | SAT | SERC |  | 22 | 1 | Electric Utility | CA | DFO | DFO | FPC | M | barrels | 0 | 0 | 0 | 0 | 0 | 0 | 0 | 0 | 0 | 0 | 0 | 0 | 0 | 0 | 0 | 0 | 0 | 0 | 0 | 0 | 0 | 0 | 0 | 0 | 0 | 0 | 0 | 0 | 0 | 0 | 0 | 0 | 0 | 0 | 0 | 0 | 0 | 0 | 0 | 0 | 0 | 0 | 0 | 0 | 0 | 0 | 0 | 0 | 0 | 0 | 0 | 0 | 0 | 0 | 0 | 0 | 0 | 0 | 0 | 0 | 59.272 | 4.156 | 0 | 0 | 0 | 0 | 33.553 | 442.448 | 240.509 | 125.17 | 0 | 0 | 0 | 0 | 0 | 0 | 905.108 | 2020
Vintage2007 | natural gas combined cycle | TRUE | 6455.7302.FL.CA | 7302 | N | . | Hines Energy Complex | Duke Energy Florida, LLC | 6455 | FL | SAT | SERC |  | 22 | 1 | Electric Utility | CA | NG | NG | FPC | M | mcf | 0 | 0 | 0 | 0 | 0 | 0 | 0 | 0 | 0 | 0 | 0 | 0 | 0 | 0 | 0 | 0 | 0 | 0 | 0 | 0 | 0 | 0 | 0 | 0 | 0 | 0 | 0 | 0 | 0 | 0 | 0 | 0 | 0 | 0 | 0 | 0 | 0 | 0 | 0 | 0 | 0 | 0 | 0 | 0 | 0 | 0 | 0 | 0 | 0 | 0 | 0 | 0 | 0 | 0 | 0 | 0 | 0 | 0 | 0 | 0 | 334219.73 | 350452.84 | 312483 | 248110 | 343372 | 397261 | 427963.45 | 409980.55 | 398531.49 | 361149.83 | 287844 | 354521 | 0 | 0 | 0 | 0 | 4225888.9 | 2020
Vintage2007 | petroleum | TRUE | 6455.7302.FL.CT | 7302 | N | . | Hines Energy Complex | Duke Energy Florida, LLC | 6455 | FL | SAT | SERC |  | 22 | 1 | Electric Utility | CT | DFO | DFO | FPC | M | barrels | 198 | 14 | 0 | 0 | 0 | 0 | 117 | 1551 | 838 | 425 | 0 | 0 | 198 | 14 | 0 | 0 | 0 | 0 | 117 | 1551 | 838 | 425 | 0 | 0 | 5.817 | 5.817 | 0 | 0 | 0 | 0 | 5.775 | 5.775 | 5.775 | 5.75 | 0 | 0 | 1152 | 81 | 0 | 0 | 0 | 0 | 676 | 8957 | 4839 | 2444 | 0 | 0 | 1152 | 81 | 0 | 0 | 0 | 0 | 676 | 8957 | 4839 | 2444 | 0 | 0 | 99.102 | 7.018 | 0 | 0 | 0 | 0 | 58.306 | 776.766 | 417.442 | 214.413 | 0 | 0 | 3143 | 3143 | 18149 | 18149 | 1573.047 | 2020
Vintage2007 | natural gas combined cycle | TRUE | 6455.7302.FL.CT | 7302 | N | . | Hines Energy Complex | Duke Energy Florida, LLC | 6455 | FL | SAT | SERC |  | 22 | 1 | Electric Utility | CT | NG | NG | FPC | M | mcf | 6354682 | 6706573 | 5824326 | 5737071 | 6847074 | 7814997 | 8440964 | 8129032 | 7815931 | 6892366 | 5667912 | 6948071 | 6354682 | 6706573 | 5824326 | 5737071 | 6847074 | 7814997 | 8440964 | 8129032 | 7815931 | 6892366 | 5667912 | 6948071 | 1.022 | 1.024 | 1.025 | 1.026 | 1.024 | 1.019 | 1.021 | 1.021 | 1.026 | 1.023 | 1.024 | 1.026 | 6494485 | 6867531 | 5969934 | 5886235 | 7011404 | 7963482 | 8618224 | 8299742 | 8019145 | 7050890 | 5803942 | 7128721 | 6494485 | 6867531 | 5969934 | 5886235 | 7011404 | 7963482 | 8618224 | 8299742 | 8019145 | 7050890 | 5803942 | 7128721 | 558808.9 | 591806.98 | 504512 | 502448 | 605072 | 690476 | 743686.69 | 719765.23 | 691716.56 | 618639.59 | 498904 | 632207 | 83178999 | 83178999 | 85113735 | 85113735 | 7358043 | 2020
Vintage1989 | natural gas combined cycle | TRUE | 15783.7307.CA.CA | 7307 | N | . | Redding Power | City of Redding - (CA) | 15783 | CA | PACC | WECC |  | 22 | 1 | Electric Utility | CA | NG | NG | BANC | M | mcf | 0 | 0 | 0 | 0 | 0 | 0 | 0 | 0 | 0 | 0 | 0 | 0 | 0 | 0 | 0 | 0 | 0 | 0 | 0 | 0 | 0 | 0 | 0 | 0 | 0 | 0 | 0 | 0 | 0 | 0 | 0 | 0 | 0 | 0 | 0 | 0 | 0 | 0 | 0 | 0 | 0 | 0 | 0 | 0 | 0 | 0 | 0 | 0 | 0 | 0 | 0 | 0 | 0 | 0 | 0 | 0 | 0 | 0 | 0 | 0 | 13699 | 8970 | 0 | 0 | 0 | 2876 | 13069 | 17260 | 12351 | 9685 | 8916 | 7691 | 0 | 0 | 0 | 0 | 94517 | 2020
Vintage2011 | natural gas combined cycle | TRUE | 15783.7307.CA.CT | 7307 | N | . | Redding Power | City of Redding - (CA) | 15783 | CA | PACC | WECC |  | 22 | 1 | Electric Utility | CT | NG | NG | BANC | M | mcf | 371303 | 246298 | 96 | 0 | 0 | 82182 | 356040 | 459898 | 338157 | 266935 | 247104 | 262031 | 371303 | 246298 | 96 | 0 | 0 | 82182 | 356040 | 459898 | 338157 | 266935 | 247104 | 262031 | 1.044 | 1.043 | 1.044 | 0 | 0 | 1.034 | 1.033 | 1.038 | 1.04 | 1.048 | 1.049 | 1.042 | 387640 | 256889 | 100 | 0 | 0 | 84976 | 367789 | 477374 | 351683 | 279748 | 259212 | 273036 | 387640 | 256889 | 100 | 0 | 0 | 84976 | 367789 | 477374 | 351683 | 279748 | 259212 | 273036 | 32616 | 22054 | 0 | 0 | 0 | 7435 | 32159 | 41254 | 30625 | 24916 | 22415 | 24382 | 2630044 | 2630044 | 2738447 | 2738447 | 237856 | 2020
Vintage1996 | natural gas peaker | TRUE | 15783.7307.CA.GT | 7307 | N | . | Redding Power | City of Redding - (CA) | 15783 | CA | PACC | WECC |  | 22 | 1 | Electric Utility | GT | NG | NG | BANC | M | mcf | 609 | 2202 | 0 | 0 | 36 | 2083 | 4323 | 30010 | 9352 | 12742 | 4495 | 2572 | 609 | 2202 | 0 | 0 | 36 | 2083 | 4323 | 30010 | 9352 | 12742 | 4495 | 2572 | 1.044 | 1.043 | 0 | 0 | 1.041 | 1.034 | 1.033 | 1.038 | 1.04 | 1.048 | 1.049 | 1.042 | 636 | 2297 | 0 | 0 | 37 | 2154 | 4466 | 31150 | 9726 | 13354 | 4715 | 2680 | 636 | 2297 | 0 | 0 | 37 | 2154 | 4466 | 31150 | 9726 | 13354 | 4715 | 2680 | 39 | 133 | 0 | 0 | 0 | 139 | 288 | 2058 | 634 | 866 | 213 | 152 | 68424 | 68424 | 71215 | 71215 | 4522 | 2020
Vintage1994 | petroleum | TRUE | 15296.7314.NY.CA | 7314 | N | . | Richard M Flynn | New York Power Authority | 15296 | NY | MAT | NPCC |  | 22 | 1 | Electric Utility | CA | DFO | DFO | NYIS | AM | barrels | 0 | 0 | 0 | 0 | 0 | 0 | 0 | 0 | 0 | 0 | 0 | 0 | 0 | 0 | 0 | 0 | 0 | 0 | 0 | 0 | 0 | 0 | 0 | 0 | 0 | 0 | 0 | 0 | 0 | 0 | 0 | 0 | 0 | 0 | 0 | 0 | 0 | 0 | 0 | 0 | 0 | 0 | 0 | 0 | 0 | 0 | 0 | 0 | 0 | 0 | 0 | 0 | 0 | 0 | 0 | 0 | 0 | 0 | 0 | 0 | 0 | 0 | 0 | 0 | 0 | 0 | 0 | 0 | 0 | 0 | 0 | 0 | 0 | 0 | 0 | 0 | 0 | 2020
Vintage1994 | natural gas combined cycle | TRUE | 15296.7314.NY.CA | 7314 | N | . | Richard M Flynn | New York Power Authority | 15296 | NY | MAT | NPCC |  | 22 | 1 | Electric Utility | CA | NG | NG | NYIS | AM | mcf | 0 | 0 | 0 | 0 | 0 | 0 | 0 | 0 | 0 | 0 | 0 | 0 | 0 | 0 | 0 | 0 | 0 | 0 | 0 | 0 | 0 | 0 | 0 | 0 | 0 | 0 | 0 | 0 | 0 | 0 | 0 | 0 | 0 | 0 | 0 | 0 | 0 | 0 | 0 | 0 | 0 | 0 | 0 | 0 | 0 | 0 | 0 | 0 | 0 | 0 | 0 | 0 | 0 | 0 | 0 | 0 | 0 | 0 | 0 | 0 | 0 | 0 | 0 | 0 | 0 | 0 | 0 | 0 | 0 | 0 | 0 | 0 | 0 | 0 | 0 | 0 | 0 | 2020
Vintage1994 | petroleum | TRUE | 15296.7314.NY.CT | 7314 | N | . | Richard M Flynn | New York Power Authority | 15296 | NY | MAT | NPCC |  | 22 | 1 | Electric Utility | CT | DFO | DFO | NYIS | AM | barrels | 1087 | 0 | 395 | 0 | 0 | 0 | 0 | 0 | 0 | 0 | 0 | 0 | 1087 | 0 | 395 | 0 | 0 | 0 | 0 | 0 | 0 | 0 | 0 | 0 | 5.733 | 0 | 5.733 | 0 | 0 | 0 | 0 | 0 | 0 | 0 | 0 | 0 | 6232 | 0 | 2265 | 0 | 0 | 0 | 0 | 0 | 0 | 0 | 0 | 0 | 6232 | 0 | 2265 | 0 | 0 | 0 | 0 | 0 | 0 | 0 | 0 | 0 | 753.104 | 0 | 233.432 | 0 | 0 | 0 | 0 | 0 | 0 | 0 | 0 | 0 | 1482 | 1482 | 8497 | 8497 | 986.536 | 2020
Vintage1994 | natural gas combined cycle | TRUE | 15296.7314.NY.CT | 7314 | N | . | Richard M Flynn | New York Power Authority | 15296 | NY | MAT | NPCC |  | 22 | 1 | Electric Utility | CT | NG | NG | NYIS | AM | mcf | 50790 | 17010 | 48520 | 147130 | 490710 | 559020 | 743960 | 722050 | 513750 | 359240 | 426520 | 396020 | 50790 | 17010 | 48520 | 147130 | 490710 | 559020 | 743960 | 722050 | 513750 | 359240 | 426520 | 396020 | 1.036 | 1.036 | 1.032 | 1.029 | 1.026 | 1.027 | 1.028 | 1.028 | 1.027 | 1.028 | 1.03 | 1.036 | 52618 | 17622 | 50073 | 151397 | 503468 | 574114 | 764791 | 742267 | 527621 | 369299 | 439316 | 410277 | 52618 | 17622 | 50073 | 151397 | 503468 | 574114 | 764791 | 742267 | 527621 | 369299 | 439316 | 410277 | 6358.896 | 1868 | 5161.568 | 17747 | 61410 | 70025 | 95196 | 92142 | 63965 | 44498 | 52417 | 49709 | 4474720 | 4474720 | 4602863 | 4602863 | 560497.46 | 2020
Vintage2012 | natural gas peaker | TRUE | 19281.7315.CA.GT | 7315 | N | . | Almond Power Plant | Turlock Irrigation District | 19281 | CA | PACC | WECC |  | 22 | 1 | Electric Utility | GT | NG | NG | TIDC | M | mcf | 87980 | 93056 | 22101 | 1935 | 221818 | 204086 | 187055 | 385794 | 241756 | 395550 | 232031 | 462468 | 87980 | 93056 | 22101 | 1935 | 221818 | 204086 | 187055 | 385794 | 241756 | 395550 | 232031 | 462468 | 1.043 | 1.042 | 1.044 | 1.046 | 1.04 | 1.033 | 1.032 | 1.037 | 1.039 | 1.048 | 1.048 | 1.042 | 91763 | 96964 | 23073 | 2024 | 230691 | 210821 | 193041 | 400068 | 251184 | 414536 | 243168 | 481892 | 91763 | 96964 | 23073 | 2024 | 230691 | 210821 | 193041 | 400068 | 251184 | 414536 | 243168 | 481892 | 8650 | 9003 | 1997 | -33 | 21508 | 20238 | 18374 | 37584 | 23183 | 39829 | 22613 | 45511 | 2535630 | 2535630 | 2639225 | 2639225 | 248457 | 2020
Vintage1992 | hydro | TRUE | 2518.7317.WY.HY | 7317 | N | . | Buffalo Bill | U S Bureau of Reclamation | 2518 | WY | MTN | WECC |  | 22 | 1 | Electric Utility | HY | WAT | HYC | WAUW | A |  | 0 | 0 | 0 | 0 | 0 | 0 | 0 | 0 | 0 | 0 | 0 | 0 | 0 | 0 | 0 | 0 | 0 | 0 | 0 | 0 | 0 | 0 | 0 | 0 | 0 | 0 | 0 | 0 | 0 | 0 | 0 | 0 | 0 | 0 | 0 | 0 | 46736 | 49225 | 51212 | 57614 | 65537 | 63838 | 64683 | 65122 | 47303 | 51751 | 50445 | 46846 | 46736 | 49225 | 51212 | 57614 | 65537 | 63838 | 64683 | 65122 | 47303 | 51751 | 50445 | 46846 | 5330.936 | 5614.8 | 5841.472 | 6571.719 | 7475.396 | 7281.627 | 7378.022 | 7428.084 | 5395.63 | 5902.882 | 5753.958 | 5343.474 | 0 | 0 | 660312 | 660312 | 75318 | 2020
Vintage1991 | petroleum | TRUE | 54899.7318.DE.GT | 7318 | N | . | Van Sant Station | NAES Corporation - (DE) | 54899 | DE | SAT | RFC |  | 22 | 2 | NAICS-22 Non-Cogen | GT | DFO | DFO | PJM | A | barrels | 111 | 86 | 56 | 46 | 74 | 81 | 100 | 77 | 83 | 62 | 56 | 108 | 111 | 86 | 56 | 46 | 74 | 81 | 100 | 77 | 83 | 62 | 56 | 108 | 5.892 | 5.892 | 5.892 | 5.892 | 5.892 | 5.892 | 5.892 | 5.892 | 5.892 | 5.892 | 5.892 | 5.892 | 654 | 507 | 330 | 271 | 436 | 477 | 589 | 454 | 489 | 365 | 330 | 636 | 654 | 507 | 330 | 271 | 436 | 477 | 589 | 454 | 489 | 365 | 330 | 636 | 44.593 | 34.837 | 22.555 | 18.359 | 29.859 | 32.782 | 40.304 | 31.205 | 33.382 | 25.111 | 22.723 | 43.41 | 940 | 940 | 5538 | 5538 | 379.12 | 2020
Vintage1991 | natural gas peaker | TRUE | 54899.7318.DE.GT | 7318 | N | . | Van Sant Station | NAES Corporation - (DE) | 54899 | DE | SAT | RFC |  | 22 | 2 | NAICS-22 Non-Cogen | GT | NG | NG | PJM | A | mcf | 6270 | 5586 | 5121 | 7770 | 6867 | 10325 | 14050 | 13537 | 7738 | 4292 | 5120 | 4229 | 6270 | 5586 | 5121 | 7770 | 6867 | 10325 | 14050 | 13537 | 7738 | 4292 | 5120 | 4229 | 1.055 | 1.055 | 1.055 | 1.055 | 1.055 | 1.055 | 1.055 | 1.055 | 1.055 | 1.055 | 1.055 | 1.055 | 6615 | 5893 | 5403 | 8197 | 7245 | 10893 | 14823 | 14282 | 8164 | 4528 | 5402 | 4462 | 6615 | 5893 | 5403 | 8197 | 7245 | 10893 | 14823 | 14282 | 8164 | 4528 | 5402 | 4462 | 452.806 | 403.434 | 369.791 | 561.133 | 495.928 | 745.627 | 1014.672 | 977.579 | 558.823 | 309.969 | 369.732 | 305.386 | 90905 | 90905 | 95907 | 95907 | 6564.88 | 2020
Vintage1991 | petroleum | TRUE | 54899.7318.DE.GT | 7318 | N | . | Van Sant Station | NAES Corporation - (DE) | 54899 | DE | SAT | RFC |  | 22 | 2 | NAICS-22 Non-Cogen | GT | RFO | RFO | PJM | A | barrels | 0 | 0 | 0 | 0 | 0 | 0 | 0 | 0 | 0 | 0 | 0 | 0 | 0 | 0 | 0 | 0 | 0 | 0 | 0 | 0 | 0 | 0 | 0 | 0 | 0 | 0 | 0 | 0 | 0 | 0 | 0 | 0 | 0 | 0 | 0 | 0 | 0 | 0 | 0 | 0 | 0 | 0 | 0 | 0 | 0 | 0 | 0 | 0 | 0 | 0 | 0 | 0 | 0 | 0 | 0 | 0 | 0 | 0 | 0 | 0 | 0 | 0 | 0 | 0 | 0 | 0 | 0 | 0 | 0 | 0 | 0 | 0 | 0 | 0 | 0 | 0 | 0 | 2020
Vintage1995 | natural gas peaker | TRUE | 54888.7325.TX.GT | 7325 | N | . | San Jacinto Steam Electric Station | NRG Texas Power LLC | 54888 | TX | WSC | TRE |  | 22 | 2 | NAICS-22 Non-Cogen | GT | NG | NG | ERCO | A | mcf | 967904 | 920877 | 897359 | 799011 | 956562 | 1131396 | 1376521 | 1332291 | 1099381 | 950707 | 744666 | 818410 | 967904 | 920877 | 897359 | 799011 | 956562 | 1131396 | 1376521 | 1332291 | 1099381 | 950707 | 744666 | 818410 | 1.02 | 1.02 | 1.02 | 1.02 | 1.02 | 1.02 | 1.02 | 1.02 | 1.02 | 1.02 | 1.02 | 1.02 | 987262 | 939295 | 915306 | 814991 | 975693 | 1154024 | 1404051 | 1358937 | 1121369 | 969721 | 759559 | 834778 | 987262 | 939295 | 915306 | 814991 | 975693 | 1154024 | 1404051 | 1358937 | 1121369 | 969721 | 759559 | 834778 | 75249.551 | 71593.622 | 69765.2 | 62119.129 | 74367.959 | 87960.412 | 107017.62 | 103579 | 85471.398 | 73912.731 | 57894.092 | 63627.285 | 11995085 | 11995085 | 12234986 | 12234986 | 932558 | 2020
Vintage1992 | petroleum | TRUE | 9234.7335.IN.GT | 7335 | N | . | Richmond | Indiana Municipal Power Agency | 9234 | IN | ENC | RFC |  | 22 | 1 | Electric Utility | GT | DFO | DFO | PJM | A | barrels | 211 | 78 | 163 | 84 | 125 | 198 | 138 | 173 | 96 | 130 | 237 | 153 | 211 | 78 | 163 | 84 | 125 | 198 | 138 | 173 | 96 | 130 | 237 | 153 | 5.8 | 5.8 | 5.8 | 5.8 | 5.8 | 5.8 | 5.8 | 5.8 | 5.8 | 5.8 | 5.8 | 5.8 | 1224 | 452 | 945 | 487 | 725 | 1148 | 800 | 1003 | 557 | 754 | 1375 | 887 | 1224 | 452 | 945 | 487 | 725 | 1148 | 800 | 1003 | 557 | 754 | 1375 | 887 | 85.414 | 31.703 | 66.387 | 34.359 | 50.868 | 80.543 | 56.149 | 70.347 | 39.227 | 53.024 | 96.648 | 62.162 | 1786 | 1786 | 10357 | 10357 | 726.831 | 2020
Vintage1992 | natural gas peaker | TRUE | 9234.7335.IN.GT | 7335 | N | . | Richmond | Indiana Municipal Power Agency | 9234 | IN | ENC | RFC |  | 22 | 1 | Electric Utility | GT | NG | NG | PJM | A | mcf | 5646 | 5097 | 4781 | 4666 | 4830 | 5555 | 5958 | 5281 | 4383 | 4432 | 3646 | 5144 | 5646 | 5097 | 4781 | 4666 | 4830 | 5555 | 5958 | 5281 | 4383 | 4432 | 3646 | 5144 | 1 | 1 | 1 | 1 | 1 | 1 | 1 | 1 | 1 | 1 | 1 | 1 | 5646 | 5097 | 4781 | 4666 | 4830 | 5555 | 5958 | 5281 | 4383 | 4432 | 3646 | 5144 | 5646 | 5097 | 4781 | 4666 | 4830 | 5555 | 5958 | 5281 | 4383 | 4432 | 3646 | 5144 | 396.098 | 357.648 | 335.467 | 327.424 | 338.87 | 389.76 | 418.079 | 370.551 | 307.509 | 310.948 | 255.855 | 360.96 | 59419 | 59419 | 59419 | 59419 | 4169.169 | 2020
Vintage2004 | petroleum | TRUE | 9234.7336.IN.GT | 7336 | N | . | Anderson | Indiana Municipal Power Agency | 9234 | IN | ENC | RFC |  | 22 | 1 | Electric Utility | GT | DFO | DFO | PJM | A | barrels | 28 | 10 | 22 | 11 | 17 | 26 | 18 | 23 | 13 | 17 | 32 | 20 | 28 | 10 | 22 | 11 | 17 | 26 | 18 | 23 | 13 | 17 | 32 | 20 | 5.8 | 5.8 | 5.8 | 5.8 | 5.8 | 5.8 | 5.8 | 5.8 | 5.8 | 5.8 | 5.8 | 5.8 | 162 | 58 | 128 | 64 | 99 | 151 | 104 | 133 | 75 | 99 | 186 | 116 | 162 | 58 | 128 | 64 | 99 | 151 | 104 | 133 | 75 | 99 | 186 | 116 | 11.402 | 4.232 | 8.862 | 4.587 | 6.79 | 10.752 | 7.495 | 9.391 | 5.236 | 7.078 | 12.902 | 8.298 | 237 | 237 | 1375 | 1375 | 97.025 | 2020
Vintage2004 | natural gas peaker | TRUE | 9234.7336.IN.GT | 7336 | N | . | Anderson | Indiana Municipal Power Agency | 9234 | IN | ENC | RFC |  | 22 | 1 | Electric Utility | GT | NG | NG | PJM | A | mcf | 11403 | 10296 | 9658 | 9426 | 9756 | 11221 | 12036 | 10668 | 8853 | 8952 | 7366 | 10392 | 11403 | 10296 | 9658 | 9426 | 9756 | 11221 | 12036 | 10668 | 8853 | 8952 | 7366 | 10392 | 1 | 1 | 1 | 1 | 1 | 1 | 1 | 1 | 1 | 1 | 1 | 1 | 11403 | 10296 | 9658 | 9426 | 9756 | 11221 | 12036 | 10668 | 8853 | 8952 | 7366 | 10392 | 11403 | 10296 | 9658 | 9426 | 9756 | 11221 | 12036 | 10668 | 8853 | 8952 | 7366 | 10392 | 804.894 | 726.76 | 681.687 | 665.343 | 688.601 | 792.014 | 849.559 | 752.979 | 624.875 | 631.864 | 519.91 | 733.489 | 120027 | 120027 | 120027 | 120027 | 8471.975 | 2020
Vintage1993 | hydro | TRUE | 16655.7338.CA.HY | 7338 | N | . | Grizzly | City of Santa Clara - (CA) | 16655 | CA | PACC | WECC |  | 22 | 1 | Electric Utility | HY | WAT | HYC | CISO | A |  | 0 | 0 | 0 | 0 | 0 | 0 | 0 | 0 | 0 | 0 | 0 | 0 | 0 | 0 | 0 | 0 | 0 | 0 | 0 | 0 | 0 | 0 | 0 | 0 | 0 | 0 | 0 | 0 | 0 | 0 | 0 | 0 | 0 | 0 | 0 | 0 | 0 | 0 | 0 | 0 | 0 | 0 | 0 | 0 | 0 | 0 | 0 | 0 | 0 | 0 | 0 | 0 | 0 | 0 | 0 | 0 | 0 | 0 | 0 | 0 | 0 | 0 | 0 | 0 | 0 | 0 | 0 | 0 | 0 | 0 | 0 | 0 | 0 | 0 | 0 | 0 | 0 | 2020
Vintage1989 | petroleum | TRUE | 20315.7339.KS.GT | 7339 | N | . | Wellington 2 | City of Wellington - (KS) | 20315 | KS | WNC | MRO |  | 22 | 1 | Electric Utility | GT | DFO | DFO | SWPP | A | barrels | 0 | 0 | 0 | 0 | 0 | 0 | 0 | 0 | 0 | 0 | 0 | 0 | 0 | 0 | 0 | 0 | 0 | 0 | 0 | 0 | 0 | 0 | 0 | 0 | 0 | 0 | 0 | 0 | 0 | 0 | 0 | 0 | 0 | 0 | 0 | 0 | 0 | 0 | 0 | 0 | 0 | 0 | 0 | 0 | 0 | 0 | 0 | 0 | 0 | 0 | 0 | 0 | 0 | 0 | 0 | 0 | 0 | 0 | 0 | 0 | 0 | 0 | 0 | 0 | 0 | 0 | 0 | 0 | 0 | 0 | 0 | 0 | 0 | 0 | 0 | 0 | 0 | 2020
Vintage1989 | natural gas peaker | TRUE | 20315.7339.KS.GT | 7339 | N | . | Wellington 2 | City of Wellington - (KS) | 20315 | KS | WNC | MRO |  | 22 | 1 | Electric Utility | GT | NG | NG | SWPP | A | mcf | 1475 | 1244 | 1069 | 919 | 849 | 1311 | 1912 | 1340 | 905 | 1006 | 779 | 1200 | 1475 | 1244 | 1069 | 919 | 849 | 1311 | 1912 | 1340 | 905 | 1006 | 779 | 1200 | 1.015 | 1.015 | 1.015 | 1.015 | 1.015 | 1.015 | 1.015 | 1.015 | 1.015 | 1.015 | 1.015 | 1.015 | 1497 | 1263 | 1085 | 933 | 862 | 1331 | 1941 | 1360 | 919 | 1021 | 791 | 1218 | 1497 | 1263 | 1085 | 933 | 862 | 1331 | 1941 | 1360 | 919 | 1021 | 791 | 1218 | 94.838 | 80.007 | 68.752 | 59.115 | 54.626 | 84.326 | 122.982 | 86.164 | 58.204 | 64.685 | 50.123 | 77.178 | 14009 | 14009 | 14221 | 14221 | 901 | 2020
Vintage1979 | petroleum | TRUE | 12341.7343.IA.ST | 7343 | Y | . | George Neal South | MidAmerican Energy Co | 12341 | IA | WNC | MRO |  | 22 | 1 | Electric Utility | ST | DFO | DFO | MISO | M | barrels | 2391 | 11 | 11 | 7 | 11 | 2766 | 4409 | 2751 | 828 | 3567 | 7 | 7 | 2077 | 0 | 0 | 0 | 0 | 2742 | 4295 | 2601 | 828 | 3009 | 0 | 0 | 5.86 | 5.86 | 5.86 | 5.86 | 5.86 | 5.86 | 5.86 | 5.86 | 5.86 | 5.86 | 5.86 | 5.86 | 14011 | 64 | 64 | 41 | 64 | 16209 | 25837 | 16121 | 4852 | 20903 | 41 | 41 | 12173 | 0 | 0 | 0 | 0 | 16067 | 25168 | 15241 | 4852 | 17630 | 0 | 0 | 1214.693 | -4291 | -4584 | -2956 | -2694 | 1251.152 | 2516.282 | 1525.154 | 434.104 | 1540.504 | -3334 | -3318 | 16766 | 15552 | 98248 | 91131 | -12695.11 | 2020
Vintage1979 | hard coal | TRUE | 12341.7343.IA.ST | 7343 | Y | . | George Neal South | MidAmerican Energy Co | 12341 | IA | WNC | MRO |  | 22 | 1 | Electric Utility | ST | RC | COL | MISO | M | short tons | 3080 | 0 | 0 | 0 | 0 | 11802 | 181321 | 166255 | 1490 | 17980 | 0 | 0 | 2676 | 0 | 0 | 0 | 0 | 11699 | 176628 | 157178 | 1490 | 15165 | 0 | 0 | 17.798 | 0 | 0 | 0 | 0 | 17.012 | 17.102 | 17.828 | 17.828 | 17.828 | 0 | 0 | 54818 | 0 | 0 | 0 | 0 | 200776 | 3100952 | 2963994 | 26564 | 320547 | 0 | 0 | 47625 | 0 | 0 | 0 | 0 | 199018 | 3020697 | 2802177 | 26564 | 270363 | 0 | 0 | 4752.381 | 0 | 0 | 0 | 0 | 15497.848 | 302006.72 | 280416.11 | 2376.59 | 23624.046 | 0 | 0 | 381928 | 364836 | 6667651 | 6366444 | 628673.69 | 2020
Vintage1979 | hard coal | TRUE | 12341.7343.IA.ST | 7343 | Y | . | George Neal South | MidAmerican Energy Co | 12341 | IA | WNC | MRO |  | 22 | 1 | Electric Utility | ST | SUB | COL | MISO | M | short tons | 9549 | 0 | 0 | 0 | 0 | 0 | 0 | 10989 | 7459 | 320 | 0 | 0 | 8296 | 0 | 0 | 0 | 0 | 0 | 0 | 10389 | 7459 | 270 | 0 | 0 | 17.798 | 0 | 0 | 0 | 0 | 0 | 0 | 17.828 | 17.828 | 17.828 | 0 | 0 | 169953 | 0 | 0 | 0 | 0 | 0 | 0 | 195912 | 132979 | 5705 | 0 | 0 | 147652 | 0 | 0 | 0 | 0 | 0 | 0 | 185216 | 132979 | 4812 | 0 | 0 | 14733.926 | 0 | 0 | 0 | 0 | 0 | 0 | 18534.737 | 11897.306 | 420.45 | 0 | 0 | 28317 | 26414 | 504549 | 470659 | 45586.419 | 2020
Vintage1994 | petroleum | TRUE | 6455.7345.FL.GT | 7345 | N | . | University of Florida | Duke Energy Florida, LLC | 6455 | FL | SAT | SERC |  | 22 | 1 | Electric Utility | GT | DFO | DFO | FPC | A | barrels | 0 | 0 | 0 | 0 | 0 | 0 | 0 | 0 | 0 | 0 | 0 | 0 | 0 | 0 | 0 | 0 | 0 | 0 | 0 | 0 | 0 | 0 | 0 | 0 | 0 | 0 | 0 | 0 | 0 | 0 | 0 | 0 | 0 | 0 | 0 | 0 | 0 | 0 | 0 | 0 | 0 | 0 | 0 | 0 | 0 | 0 | 0 | 0 | 0 | 0 | 0 | 0 | 0 | 0 | 0 | 0 | 0 | 0 | 0 | 0 | 0 | 0 | 0 | 0 | 0 | 0 | 0 | 0 | 0 | 0 | 0 | 0 | 0 | 0 | 0 | 0 | 0 | 2020
Vintage1994 | natural gas peaker | TRUE | 6455.7345.FL.GT | 7345 | N | . | University of Florida | Duke Energy Florida, LLC | 6455 | FL | SAT | SERC |  | 22 | 1 | Electric Utility | GT | NG | NG | FPC | A | mcf | 185247 | 183071 | 209098 | 205399 | 207081 | 237390 | 256082 | 258057 | 231604 | 226630 | 187301 | 171059 | 185247 | 183071 | 209098 | 205399 | 207081 | 237390 | 256082 | 258057 | 231604 | 226630 | 187301 | 171059 | 1.025 | 1.025 | 1.025 | 1.025 | 1.025 | 1.025 | 1.025 | 1.025 | 1.025 | 1.025 | 1.025 | 1.025 | 189878 | 187648 | 214325 | 210534 | 212258 | 243325 | 262484 | 264508 | 237394 | 232296 | 191984 | 175335 | 189878 | 187648 | 214325 | 210534 | 212258 | 243325 | 262484 | 264508 | 237394 | 232296 | 191984 | 175335 | 23098.954 | 22827.58 | 26072.836 | 25611.598 | 25821.331 | 29600.656 | 31931.486 | 32177.679 | 28879.233 | 28258.938 | 23354.999 | 21329.71 | 2558019 | 2558019 | 2621969 | 2621969 | 318965 | 2020
Vintage1995 | petroleum | TRUE | 7140.7348.GA.GT | 7348 | N | . | Robins | Georgia Power Co | 7140 | GA | SAT | SERC |  | 22 | 1 | Electric Utility | GT | DFO | DFO | SOCO | A | barrels | 26 | 20 | 16 | 7 | 12 | 37 | 28 | 15 | 17 | 20 | 19 | 19 | 26 | 20 | 16 | 7 | 12 | 37 | 28 | 15 | 17 | 20 | 19 | 19 | 5.817 | 5.817 | 5.817 | 5.817 | 5.817 | 5.817 | 5.817 | 5.817 | 5.817 | 5.817 | 5.817 | 5.817 | 151 | 116 | 93 | 41 | 70 | 215 | 163 | 87 | 99 | 116 | 111 | 111 | 151 | 116 | 93 | 41 | 70 | 215 | 163 | 87 | 99 | 116 | 111 | 111 | 11.486 | 8.505 | 6.783 | 3.22 | 5.097 | 15.97 | 12.293 | 6.457 | 7.384 | 8.558 | 8.451 | 8.258 | 236 | 236 | 1373 | 1373 | 102.462 | 2020
Vintage1995 | natural gas peaker | TRUE | 7140.7348.GA.GT | 7348 | N | . | Robins | Georgia Power Co | 7140 | GA | SAT | SERC |  | 22 | 1 | Electric Utility | GT | NG | NG | SOCO | A | mcf | 19255 | 21427 | 17127 | 16063 | 21055 | 23773 | 25230 | 24617 | 19014 | 18392 | 19419 | 21368 | 19255 | 21427 | 17127 | 16063 | 21055 | 23773 | 25230 | 24617 | 19014 | 18392 | 19419 | 21368 | 1.033 | 1.033 | 1.033 | 1.033 | 1.033 | 1.033 | 1.033 | 1.033 | 1.033 | 1.033 | 1.033 | 1.033 | 19890 | 22134 | 17692 | 16593 | 21750 | 24558 | 26063 | 25429 | 19641 | 18999 | 20060 | 22073 | 19890 | 22134 | 17692 | 16593 | 21750 | 24558 | 26063 | 25429 | 19641 | 18999 | 20060 | 22073 | 1484.427 | 1652.042 | 1320.509 | 1238.45 | 1623.36 | 1832.902 | 1945.194 | 1897.988 | 1465.982 | 1417.985 | 1497.219 | 1647.48 | 246740 | 246740 | 254882 | 254882 | 19023.538 | 2020
Vintage1995 | natural gas combined cycle | TRUE | 15248.7350.OR.CA | 7350 | Y | . | Coyote Springs | Portland General Electric Co | 15248 | OR | PACC | WECC |  | 22 | 1 | Electric Utility | CA | NG | NG | PGE | M | mcf | 0 | 0 | 0 | 0 | 0 | 0 | 0 | 0 | 0 | 0 | 0 | 0 | 0 | 0 | 0 | 0 | 0 | 0 | 0 | 0 | 0 | 0 | 0 | 0 | 0 | 0 | 0 | 0 | 0 | 0 | 0 | 0 | 0 | 0 | 0 | 0 | 0 | 0 | 0 | 0 | 0 | 0 | 0 | 0 | 0 | 0 | 0 | 0 | 0 | 0 | 0 | 0 | 0 | 0 | 0 | 0 | 0 | 0 | 0 | 0 | 57484 | 38196 | 59749 | 57376 | 9322 | 412 | 26082 | 51100 | 55402 | 54505 | 55166 | 52142 | 0 | 0 | 0 | 0 | 516936 | 2020
Vintage1995 | natural gas combined cycle | TRUE | 15248.7350.OR.CT | 7350 | Y | . | Coyote Springs | Portland General Electric Co | 15248 | OR | PACC | WECC |  | 22 | 1 | Electric Utility | CT | NG | NG | PGE | M | mcf | 1299425 | 839390 | 1307401 | 1176662 | 247720 | 58963 | 592282 | 1081999 | 1156821 | 1166052 | 1037531 | 1121875 | 1186709 | 768686 | 1229559 | 1169151 | 186783 | 7542 | 519539 | 1015807 | 1129632 | 1106388 | 1037531 | 1083689 | 1.044 | 1.042 | 1.042 | 1.04 | 1.036 | 1.036 | 1.04 | 1.044 | 1.039 | 1.052 | 1.048 | 1.038 | 1356600 | 874644 | 1362312 | 1223728 | 256638 | 61086 | 615973 | 1129607 | 1201937 | 1226687 | 1087332 | 1164506 | 1238924 | 800971 | 1281200 | 1215917 | 193507 | 7814 | 540321 | 1060503 | 1173688 | 1163920 | 1087332 | 1124869 | 123340 | 78878 | 127552 | 120329 | 18540 | 713 | 52233 | 103842 | 116517 | 115762 | 113867 | 112639 | 11086121 | 10441016 | 11561050 | 10888966 | 1084212 | 2020
Vintage1991 | hydro | TRUE | 19558.7367.AK.HY | 7367 | N | . | Bradley Lake | Homer Electric Assn Inc | 19558 | AK | PACN |  |  | 22 | 1 | Electric Utility | HY | WAT | HYC |  | A |  | 0 | 0 | 0 | 0 | 0 | 0 | 0 | 0 | 0 | 0 | 0 | 0 | 0 | 0 | 0 | 0 | 0 | 0 | 0 | 0 | 0 | 0 | 0 | 0 | 0 | 0 | 0 | 0 | 0 | 0 | 0 | 0 | 0 | 0 | 0 | 0 | 349419 | 364876 | 320100 | 295827 | 433953 | 422725 | 397851 | 337070 | 270060 | 268582 | 309069 | 321457 | 349419 | 364876 | 320100 | 295827 | 433953 | 422725 | 397851 | 337070 | 270060 | 268582 | 309069 | 321457 | 39856.17 | 41619.202 | 36511.905 | 33743.275 | 49498.489 | 48217.805 | 45380.507 | 38447.574 | 30804.15 | 30635.539 | 35253.631 | 36666.753 | 0 | 0 | 4090989 | 4090989 | 466635 | 2020
Vintage1983 | geothermal | TRUE | 40613.7368.CA.ST | 7368 | N | . | Geothermal 1 | Northern California Power Agny | 40613 | CA | PACC | WECC |  | 22 | 1 | Electric Utility | ST | GEO | GEO | CISO | M |  | 0 | 0 | 0 | 0 | 0 | 0 | 0 | 0 | 0 | 0 | 0 | 0 | 0 | 0 | 0 | 0 | 0 | 0 | 0 | 0 | 0 | 0 | 0 | 0 | 0 | 0 | 0 | 0 | 0 | 0 | 0 | 0 | 0 | 0 | 0 | 0 | 102513 | 307257 | 411654 | 455542 | 435220 | 335846 | 346209 | 331848 | 256926 | 282166 | 360280 | 359877 | 102513 | 307257 | 411654 | 455542 | 435220 | 335846 | 346209 | 331848 | 256926 | 282166 | 360280 | 359877 | 11693 | 35047 | 46955 | 51961 | 49643 | 38308 | 39490 | 37852 | 29306 | 32185 | 41095 | 41049 | 0 | 0 | 3985338 | 3985338 | 454584 | 2020
Vintage1986 | geothermal | TRUE | 40613.7369.CA.ST | 7369 | N | . | Geothermal 2 | Northern California Power Agny | 40613 | CA | PACC | WECC |  | 22 | 1 | Electric Utility | ST | GEO | GEO | CISO | M |  | 0 | 0 | 0 | 0 | 0 | 0 | 0 | 0 | 0 | 0 | 0 | 0 | 0 | 0 | 0 | 0 | 0 | 0 | 0 | 0 | 0 | 0 | 0 | 0 | 0 | 0 | 0 | 0 | 0 | 0 | 0 | 0 | 0 | 0 | 0 | 0 | 305118 | 155492 | 197459 | 0 | 144559 | 235420 | 250692 | 254278 | 259179 | 228652 | 214941 | 247300 | 305118 | 155492 | 197459 | 0 | 144559 | 235420 | 250692 | 254278 | 259179 | 228652 | 214941 | 247300 | 34803 | 17736 | 22523 | 0 | 16489 | 26853 | 28595 | 29004 | 29563 | 26081 | 24517 | 28208 | 0 | 0 | 2493090 | 2493090 | 284372 | 2020
Vintage1992 | hydro | TRUE | 2518.7372.CO.HY | 7372 | N | . | McPhee | U S Bureau of Reclamation | 2518 | CO | MTN | WECC |  | 22 | 1 | Electric Utility | HY | WAT | HYC | WACM | A |  | 0 | 0 | 0 | 0 | 0 | 0 | 0 | 0 | 0 | 0 | 0 | 0 | 0 | 0 | 0 | 0 | 0 | 0 | 0 | 0 | 0 | 0 | 0 | 0 | 0 | 0 | 0 | 0 | 0 | 0 | 0 | 0 | 0 | 0 | 0 | 0 | 2866 | 3018 | 3140 | 3533 | 4018 | 3914 | 3966 | 3993 | 2900 | 3173 | 3093 | 2872 | 2866 | 3018 | 3140 | 3533 | 4018 | 3914 | 3966 | 3993 | 2900 | 3173 | 3093 | 2872 | 326.858 | 344.262 | 358.16 | 402.934 | 458.342 | 446.461 | 452.371 | 455.441 | 330.824 | 361.926 | 352.795 | 327.626 | 0 | 0 | 40486 | 40486 | 4618 | 2020
Vintage1993 | hydro | TRUE | 2518.7373.CO.HY | 7373 | N | . | Towaoc | U S Bureau of Reclamation | 2518 | CO | MTN | WECC |  | 22 | 1 | Electric Utility | HY | WAT | HYC | WACM | A |  | 0 | 0 | 0 | 0 | 0 | 0 | 0 | 0 | 0 | 0 | 0 | 0 | 0 | 0 | 0 | 0 | 0 | 0 | 0 | 0 | 0 | 0 | 0 | 0 | 0 | 0 | 0 | 0 | 0 | 0 | 0 | 0 | 0 | 0 | 0 | 0 | 10902 | 11482 | 11946 | 13439 | 15287 | 14891 | 15088 | 15191 | 11034 | 12072 | 11767 | 10928 | 10902 | 11482 | 11946 | 13439 | 15287 | 14891 | 15088 | 15191 | 11034 | 12072 | 11767 | 10928 | 1243.516 | 1309.732 | 1362.607 | 1532.947 | 1743.743 | 1698.544 | 1721.029 | 1732.707 | 1258.608 | 1376.932 | 1342.193 | 1246.442 | 0 | 0 | 154027 | 154027 | 17569 | 2020
Vintage2002 | petroleum | TRUE | 21554.7380.FL.CA | 7380 | N | . | Midulla Generating Station | Seminole Electric Cooperative Inc | 21554 | FL | SAT | SERC |  | 22 | 1 | Electric Utility | CA | DFO | DFO | SEC | M | barrels | 0 | 0 | 0 | 0 | 0 | 0 | 0 | 0 | 0 | 0 | 0 | 0 | 0 | 0 | 0 | 0 | 0 | 0 | 0 | 0 | 0 | 0 | 0 | 0 | 0 | 0 | 0 | 0 | 0 | 0 | 0 | 0 | 0 | 0 | 0 | 0 | 0 | 0 | 0 | 0 | 0 | 0 | 0 | 0 | 0 | 0 | 0 | 0 | 0 | 0 | 0 | 0 | 0 | 0 | 0 | 0 | 0 | 0 | 0 | 0 | 0 | 0 | 0 | 0 | 0 | 0 | 0 | 0 | 0 | 0 | 0 | 0 | 0 | 0 | 0 | 0 | 0 | 2020
Vintage2002 | natural gas combined cycle | TRUE | 21554.7380.FL.CA | 7380 | N | . | Midulla Generating Station | Seminole Electric Cooperative Inc | 21554 | FL | SAT | SERC |  | 22 | 1 | Electric Utility | CA | NG | NG | SEC | M | mcf | 0 | 0 | 0 | 0 | 0 | 0 | 0 | 0 | 0 | 0 | 0 | 0 | 0 | 0 | 0 | 0 | 0 | 0 | 0 | 0 | 0 | 0 | 0 | 0 | 0 | 0 | 0 | 0 | 0 | 0 | 0 | 0 | 0 | 0 | 0 | 0 | 0 | 0 | 0 | 0 | 0 | 0 | 0 | 0 | 0 | 0 | 0 | 0 | 0 | 0 | 0 | 0 | 0 | 0 | 0 | 0 | 0 | 0 | 0 | 0 | 134512 | 127265 | 134260 | 100375 | 131151 | 128972 | 131379 | 133024 | 114803 | 130990 | 103355 | 137370 | 0 | 0 | 0 | 0 | 1507456 | 2020
Vintage2002 | petroleum | TRUE | 21554.7380.FL.CT | 7380 | N | . | Midulla Generating Station | Seminole Electric Cooperative Inc | 21554 | FL | SAT | SERC |  | 22 | 1 | Electric Utility | CT | DFO | DFO | SEC | M | barrels | 0 | 0 | 0 | 0 | 0 | 0 | 0 | 0 | 0 | 0 | 0 | 0 | 0 | 0 | 0 | 0 | 0 | 0 | 0 | 0 | 0 | 0 | 0 | 0 | 0 | 0 | 0 | 0 | 0 | 0 | 0 | 0 | 0 | 0 | 0 | 0 | 0 | 0 | 0 | 0 | 0 | 0 | 0 | 0 | 0 | 0 | 0 | 0 | 0 | 0 | 0 | 0 | 0 | 0 | 0 | 0 | 0 | 0 | 0 | 0 | 0 | 0 | 0 | 0 | 0 | 0 | 0 | 0 | 0 | 0 | 0 | 0 | 0 | 0 | 0 | 0 | 0 | 2020
Vintage2002 | natural gas combined cycle | TRUE | 21554.7380.FL.CT | 7380 | N | . | Midulla Generating Station | Seminole Electric Cooperative Inc | 21554 | FL | SAT | SERC |  | 22 | 1 | Electric Utility | CT | NG | NG | SEC | M | mcf | 2719304 | 2586352 | 2692012 | 2007229 | 2599221 | 2554358 | 2622905 | 2651914 | 2299784 | 2554800 | 2097182 | 2770807 | 2719304 | 2586352 | 2692012 | 2007229 | 2599221 | 2554358 | 2622905 | 2651914 | 2299784 | 2554800 | 2097182 | 2770807 | 1 | 1 | 1 | 1 | 1 | 1 | 1 | 1 | 1 | 1 | 1 | 1 | 2719304 | 2586352 | 2692012 | 2007229 | 2599221 | 2554358 | 2622905 | 2651914 | 2299784 | 2554800 | 2097182 | 2770807 | 2719304 | 2586352 | 2692012 | 2007229 | 2599221 | 2554358 | 2622905 | 2651914 | 2299784 | 2554800 | 2097182 | 2770807 | 254833 | 241126 | 250127 | 182654 | 239442 | 235283 | 240870 | 243649 | 211062 | 237818 | 189130 | 260729 | 30155868 | 30155868 | 30155868 | 30155868 | 2786723 | 2020
Vintage2006 | petroleum | TRUE | 21554.7380.FL.GT | 7380 | N | . | Midulla Generating Station | Seminole Electric Cooperative Inc | 21554 | FL | SAT | SERC |  | 22 | 1 | Electric Utility | GT | DFO | DFO | SEC | M | barrels | 0 | 0 | 0 | 0 | 58 | 0 | 0 | 0 | 0 | 0 | 0 | 0 | 0 | 0 | 0 | 0 | 58 | 0 | 0 | 0 | 0 | 0 | 0 | 0 | 0 | 0 | 0 | 0 | 5.81 | 0 | 0 | 0 | 0 | 0 | 0 | 0 | 0 | 0 | 0 | 0 | 337 | 0 | 0 | 0 | 0 | 0 | 0 | 0 | 0 | 0 | 0 | 0 | 337 | 0 | 0 | 0 | 0 | 0 | 0 | 0 | 0 | 0 | 0 | 0 | 30.338 | 0 | 0 | 0 | 0 | 0 | 0 | 0 | 58 | 58 | 337 | 337 | 30.338 | 2020
Vintage2006 | natural gas peaker | TRUE | 21554.7380.FL.GT | 7380 | N | . | Midulla Generating Station | Seminole Electric Cooperative Inc | 21554 | FL | SAT | SERC |  | 22 | 1 | Electric Utility | GT | NG | NG | SEC | M | mcf | 56463 | 129239 | 137511 | 128032 | 162068 | 207667 | 147065 | 60207 | 101909 | 50559 | 24017 | 25016 | 56463 | 129239 | 137511 | 128032 | 162068 | 207667 | 147065 | 60207 | 101909 | 50559 | 24017 | 25016 | 1 | 1 | 1 | 1 | 1 | 1 | 1 | 1 | 1 | 1 | 1 | 1 | 56463 | 129239 | 137511 | 128032 | 162068 | 207667 | 147065 | 60207 | 101909 | 50559 | 24017 | 25016 | 56463 | 129239 | 137511 | 128032 | 162068 | 207667 | 147065 | 60207 | 101909 | 50559 | 24017 | 25016 | 5042 | 11809 | 12430 | 11584 | 14590.662 | 18492 | 12778 | 5005 | 8588 | 4250 | 1876 | 2060 | 1229753 | 1229753 | 1229753 | 1229753 | 108504.66 | 2020
Vintage1997 | onshore wind | TRUE | 7601.7381.VT.WT | 7381 | N | . | Searsburg Wind Turbine | Green Mountain Power Corp | 7601 | VT | NEW | NPCC |  | 22 | 1 | Electric Utility | WT | WND | WND | ISNE | M |  | 0 | 0 | 0 | 0 | 0 | 0 | 0 | 0 | 0 | 0 | 0 | 0 | 0 | 0 | 0 | 0 | 0 | 0 | 0 | 0 | 0 | 0 | 0 | 0 | 0 | 0 | 0 | 0 | 0 | 0 | 0 | 0 | 0 | 0 | 0 | 0 | 11739 | 9845 | 9609 | 11458 | 9758 | 4822 | 5208 | 6330 | 6637 | 6970 | 12361 | 12660 | 11739 | 9845 | 9609 | 11458 | 9758 | 4822 | 5208 | 6330 | 6637 | 6970 | 12361 | 12660 | 1339 | 1123 | 1096 | 1307 | 1113 | 550 | 594 | 722 | 757 | 795 | 1410 | 1444 | 0 | 0 | 107397 | 107397 | 12250 | 2020
Vintage2002 | petroleum | TRUE | 15229.7392.MO.IC | 7392 | N | . | Poplar Bluff Generating Station | City of Poplar Bluff - (MO) | 15229 | MO | WNC | SERC |  | 22 | 1 | Electric Utility | IC | DFO | DFO | SWPP | A | barrels | 11 | 12 | 10 | 11 | 13 | 16 | 8 | 13 | 10 | 12 | 17 | 13 | 11 | 12 | 10 | 11 | 13 | 16 | 8 | 13 | 10 | 12 | 17 | 13 | 6.2 | 6.2 | 6.2 | 6.2 | 6.2 | 6.2 | 6.2 | 6.2 | 6.2 | 6.2 | 6.2 | 6.2 | 68 | 74 | 62 | 68 | 81 | 99 | 50 | 81 | 62 | 74 | 105 | 81 | 68 | 74 | 62 | 68 | 81 | 99 | 50 | 81 | 62 | 74 | 105 | 81 | 1.164 | 1.21 | 1.034 | 1.172 | 1.351 | 1.629 | 0.831 | 1.347 | 1.032 | 1.287 | 1.729 | 1.378 | 146 | 146 | 905 | 905 | 15.164 | 2020
Vintage2002 | natural gas peaker | TRUE | 15229.7392.MO.IC | 7392 | N | . | Poplar Bluff Generating Station | City of Poplar Bluff - (MO) | 15229 | MO | WNC | SERC |  | 22 | 1 | Electric Utility | IC | NG | NG | SWPP | A | mcf | 3395 | 2685 | 2570 | 2023 | 1628 | 3273 | 4862 | 3842 | 2933 | 1555 | 1705 | 2568 | 3395 | 2685 | 2570 | 2023 | 1628 | 3273 | 4862 | 3842 | 2933 | 1555 | 1705 | 2568 | 1.1 | 1.1 | 1.1 | 1.1 | 1.1 | 1.1 | 1.1 | 1.1 | 1.1 | 1.1 | 1.1 | 1.1 | 3735 | 2954 | 2827 | 2225 | 1791 | 3600 | 5348 | 4226 | 3226 | 1711 | 1876 | 2825 | 3735 | 2954 | 2827 | 2225 | 1791 | 3600 | 5348 | 4226 | 3226 | 1711 | 1876 | 2825 | 62.588 | 49.47 | 47.36 | 37.277 | 29.997 | 60.315 | 89.596 | 70.794 | 54.043 | 28.65 | 31.422 | 47.324 | 33039 | 33039 | 36344 | 36344 | 608.836 | 2020
Vintage1978 | petroleum | TRUE | 3477.7396.MA.IC | 7396 | N | . | Front Street | City of Chicopee - (MA) | 3477 | MA | NEW | NPCC |  | 22 | 1 | Electric Utility | IC | DFO | DFO | ISNE | A | barrels | 34 | 35 | 27 | 30 | 21 | 20 | 24 | 23 | 26 | 41 | 41 | 230 | 34 | 35 | 27 | 30 | 21 | 20 | 24 | 23 | 26 | 41 | 41 | 230 | 5.838 | 5.838 | 5.838 | 5.838 | 5.838 | 5.838 | 5.838 | 5.838 | 5.838 | 5.838 | 5.838 | 5.838 | 198 | 204 | 158 | 175 | 123 | 117 | 140 | 134 | 152 | 239 | 239 | 1343 | 198 | 204 | 158 | 175 | 123 | 117 | 140 | 134 | 152 | 239 | 239 | 1343 | 18.239 | 19.467 | 15.129 | 16.808 | 11.76 | 11.423 | 13.571 | 12.804 | 14.518 | 22.791 | 22.951 | 128.539 | 552 | 552 | 3222 | 3222 | 308 | 2020
Vintage2001 | petroleum | TRUE | 3329.7397.PA.IC | 7397 | N | . | Falling Spring | Borough of Chambersburg | 3329 | PA | MAT | RFC |  | 22 | 1 | Electric Utility | IC | DFO | DFO | PJM | M | barrels | 2 | 4 | 2 | 0 | 8 | 14 | 68 | 8 | 3 | 26 | 20 | 25 | 2 | 4 | 2 | 0 | 8 | 14 | 68 | 8 | 3 | 26 | 20 | 25 | 5.979 | 5.979 | 5.979 | 0 | 5.979 | 5.979 | 5.979 | 5.973 | 5.973 | 5.973 | 5.998 | 5.998 | 12 | 24 | 12 | 0 | 48 | 84 | 407 | 48 | 18 | 155 | 120 | 150 | 12 | 24 | 12 | 0 | 48 | 84 | 407 | 48 | 18 | 155 | 120 | 150 | 1.227 | 2.367 | 0.91 | 0 | 4.782 | 7.973 | 38.117 | 4.805 | 1.727 | 14.928 | 11.966 | 15.056 | 180 | 180 | 1078 | 1078 | 103.858 | 2020
Vintage2001 | natural gas peaker | TRUE | 3329.7397.PA.IC | 7397 | N | . | Falling Spring | Borough of Chambersburg | 3329 | PA | MAT | RFC |  | 22 | 1 | Electric Utility | IC | NG | NG | PJM | M | mcf | 74 | 174 | 14 | 0 | 1057 | 1732 | 3953 | 713 | 206 | 1458 | 878 | 1288 | 74 | 174 | 14 | 0 | 1057 | 1732 | 3953 | 713 | 206 | 1458 | 878 | 1288 | 1.024 | 1.024 | 1.024 | 0 | 1.024 | 1.021 | 1.021 | 1.021 | 1.021 | 1.028 | 1.028 | 1.028 | 76 | 178 | 14 | 0 | 1082 | 1768 | 4036 | 728 | 210 | 1499 | 903 | 1324 | 76 | 178 | 14 | 0 | 1082 | 1768 | 4036 | 728 | 210 | 1499 | 903 | 1324 | 7.773 | 17.633 | 1.09 | 0 | 108.218 | 168.427 | 378.383 | 73.195 | 20.273 | 144.072 | 90.034 | 132.944 | 11547 | 11547 | 11818 | 11818 | 1142.042 | 2020
Vintage1984 | petroleum | TRUE | 1366.7398.MI.IC | 7398 | N | . | Water Street Station | City of Bay City - (MI) | 1366 | MI | ENC | RFC |  | 22 | 1 | Electric Utility | IC | DFO | DFO | MISO | A | barrels | 5 | 3 | 6 | 3 | 7 | 6 | 7 | 11 | 5 | 2 | 2 | 8 | 5 | 3 | 6 | 3 | 7 | 6 | 7 | 11 | 5 | 2 | 2 | 8 | 5.5 | 5.5 | 5.5 | 5.5 | 5.5 | 5.5 | 5.5 | 5.5 | 5.5 | 5.5 | 5.5 | 5.5 | 28 | 17 | 33 | 17 | 39 | 33 | 39 | 61 | 28 | 11 | 11 | 44 | 28 | 17 | 33 | 17 | 39 | 33 | 39 | 61 | 28 | 11 | 11 | 44 | 3.325 | 1.418 | 3.057 | 1.7 | 3.657 | 3.46 | 3.962 | 5.77 | 2.458 | 1.013 | 1.269 | 4.165 | 65 | 65 | 361 | 361 | 35.254 | 2020
Vintage1984 | natural gas peaker | TRUE | 1366.7398.MI.IC | 7398 | N | . | Water Street Station | City of Bay City - (MI) | 1366 | MI | ENC | RFC |  | 22 | 1 | Electric Utility | IC | NG | NG | MISO | A | mcf | 313 | 275 | 262 | 233 | 236 | 257 | 346 | 276 | 240 | 262 | 200 | 249 | 313 | 275 | 262 | 233 | 236 | 257 | 346 | 276 | 240 | 262 | 200 | 249 | 1.02 | 1.02 | 1.02 | 1.02 | 1.02 | 1.02 | 1.02 | 1.02 | 1.02 | 1.02 | 1.02 | 1.02 | 319 | 281 | 267 | 238 | 241 | 262 | 353 | 282 | 245 | 267 | 204 | 254 | 319 | 281 | 267 | 238 | 241 | 262 | 353 | 282 | 245 | 267 | 204 | 254 | 31.425 | 27.66 | 26.319 | 23.415 | 23.726 | 25.872 | 34.812 | 27.807 | 24.099 | 26.361 | 20.158 | 25.092 | 3149 | 3149 | 3213 | 3213 | 316.746 | 2020
Vintage1993 | petroleum | TRUE | 1366.7399.MI.IC | 7399 | N | . | Henry Station | City of Bay City - (MI) | 1366 | MI | ENC | RFC |  | 22 | 1 | Electric Utility | IC | DFO | DFO | MISO | A | barrels | 11 | 4 | 10 | 5 | 12 | 11 | 12 | 18 | 8 | 3 | 4 | 13 | 11 | 4 | 10 | 5 | 12 | 11 | 12 | 18 | 8 | 3 | 4 | 13 | 5.5 | 5.5 | 5.5 | 5.5 | 5.5 | 5.5 | 5.5 | 5.5 | 5.5 | 5.5 | 5.5 | 5.5 | 61 | 22 | 55 | 28 | 66 | 61 | 66 | 99 | 44 | 17 | 22 | 72 | 61 | 22 | 55 | 28 | 66 | 61 | 66 | 99 | 44 | 17 | 22 | 72 | 6.753 | 2.881 | 6.208 | 3.452 | 7.427 | 7.027 | 8.048 | 11.719 | 4.992 | 2.058 | 2.576 | 8.458 | 111 | 111 | 613 | 613 | 71.599 | 2020
Vintage1993 | natural gas peaker | TRUE | 1366.7399.MI.IC | 7399 | N | . | Henry Station | City of Bay City - (MI) | 1366 | MI | ENC | RFC |  | 22 | 1 | Electric Utility | IC | NG | NG | MISO | A | mcf | 701 | 617 | 587 | 522 | 529 | 577 | 776 | 620 | 537 | 588 | 449 | 559 | 701 | 617 | 587 | 522 | 529 | 577 | 776 | 620 | 537 | 588 | 449 | 559 | 0.9 | 0.9 | 0.9 | 0.9 | 0.9 | 0.9 | 0.9 | 0.9 | 0.9 | 0.9 | 0.9 | 0.9 | 631 | 555 | 528 | 470 | 476 | 519 | 698 | 558 | 483 | 529 | 404 | 503 | 631 | 555 | 528 | 470 | 476 | 519 | 698 | 558 | 483 | 529 | 404 | 503 | 73.953 | 65.091 | 61.938 | 55.102 | 55.833 | 60.886 | 81.924 | 65.438 | 56.713 | 62.036 | 47.438 | 59.049 | 7062 | 7062 | 6354 | 6354 | 745.401 | 2020
Vintage1986 | petroleum | TRUE | 16560.7400.MO.IC | 7400 | N | . | Salisbury City of | City of Salisbury - (MO) | 16560 | MO | WNC | SERC |  | 22 | 1 | Electric Utility | IC | DFO | DFO | SWPP | A | barrels | 0 | 0 | 0 | 0 | 0 | 0 | 0 | 0 | 0 | 0 | 0 | 0 | 0 | 0 | 0 | 0 | 0 | 0 | 0 | 0 | 0 | 0 | 0 | 0 | 0 | 0 | 0 | 0 | 0 | 0 | 0 | 0 | 0 | 0 | 0 | 0 | 0 | 0 | 0 | 0 | 0 | 0 | 0 | 0 | 0 | 0 | 0 | 0 | 0 | 0 | 0 | 0 | 0 | 0 | 0 | 0 | 0 | 0 | 0 | 0 | 0 | 0 | 0 | 0 | 0 | 0 | 0 | 0 | 0 | 0 | 0 | 0 | 0 | 0 | 0 | 0 | 0 | 2020
Vintage1989 | petroleum | TRUE | 17035.7405.MO.IC | 7405 | N | . | Shelbina Power #1 | City of Shelbina - (MO) | 17035 | MO | WNC | SERC |  | 22 | 1 | Electric Utility | IC | DFO | DFO | AECI | A | barrels | 2 | 2 | 1 | 2 | 2 | 2 | 1 | 2 | 1 | 2 | 3 | 2 | 2 | 2 | 1 | 2 | 2 | 2 | 1 | 2 | 1 | 2 | 3 | 2 | 5.75 | 5.75 | 5.75 | 5.75 | 5.75 | 5.75 | 5.75 | 5.75 | 5.75 | 5.75 | 5.75 | 5.75 | 12 | 12 | 6 | 12 | 12 | 12 | 6 | 12 | 6 | 12 | 17 | 12 | 12 | 12 | 6 | 12 | 12 | 12 | 6 | 12 | 6 | 12 | 17 | 12 | 0.921 | 0.957 | 0.818 | 0.928 | 1.069 | 1.289 | 0.658 | 1.066 | 0.816 | 1.019 | 1.368 | 1.091 | 22 | 22 | 131 | 131 | 12 | 2020
Vintage1999 | petroleum | TRUE | 17035.7406.MO.IC | 7406 | N | . | Shelbina Power #2 | City of Shelbina - (MO) | 17035 | MO | WNC | SERC |  | 22 | 1 | Electric Utility | IC | DFO | DFO | AECI | A | barrels | 8 | 8 | 7 | 8 | 9 | 11 | 6 | 9 | 7 | 9 | 12 | 9 | 8 | 8 | 7 | 8 | 9 | 11 | 6 | 9 | 7 | 9 | 12 | 9 | 5.75 | 5.75 | 5.75 | 5.75 | 5.75 | 5.75 | 5.75 | 5.75 | 5.75 | 5.75 | 5.75 | 5.75 | 46 | 46 | 40 | 46 | 52 | 63 | 35 | 52 | 40 | 52 | 69 | 52 | 46 | 46 | 40 | 46 | 52 | 63 | 35 | 52 | 40 | 52 | 69 | 52 | 4.297 | 4.468 | 3.818 | 4.329 | 4.99 | 6.015 | 3.069 | 4.975 | 3.81 | 4.754 | 6.385 | 5.09 | 103 | 103 | 593 | 593 | 56 | 2020
Vintage1995 | petroleum | TRUE | 14600.7408.UT.IC | 7408 | N | . | Payson | Payson City Corporation | 14600 | UT | MTN | WECC |  | 22 | 1 | Electric Utility | IC | DFO | DFO | PACE | A | barrels | 0 | 0 | 0 | 0 | 0 | 0 | 0 | 0 | 0 | 0 | 0 | 3 | 0 | 0 | 0 | 0 | 0 | 0 | 0 | 0 | 0 | 0 | 0 | 3 | 0 | 0 | 0 | 0 | 0 | 0 | 0 | 0 | 0 | 0 | 0 | 5.7 | 0 | 0 | 0 | 0 | 0 | 0 | 0 | 0 | 0 | 0 | 0 | 17 | 0 | 0 | 0 | 0 | 0 | 0 | 0 | 0 | 0 | 0 | 0 | 17 | 0 | 0 | 0 | 0 | 0 | 0 | 0 | 0 | 0 | 0 | 0 | 0.35 | 3 | 3 | 17 | 17 | 0.35 | 2020
Vintage1995 | natural gas peaker | TRUE | 14600.7408.UT.IC | 7408 | N | . | Payson | Payson City Corporation | 14600 | UT | MTN | WECC |  | 22 | 1 | Electric Utility | IC | NG | NG | PACE | A | mcf | 14 | 14 | 10 | 7 | 10 | 13 | 17 | 19 | 17 | 14 | 11 | 16 | 14 | 14 | 10 | 7 | 10 | 13 | 17 | 19 | 17 | 14 | 11 | 16 | 0.8 | 0.8 | 0.8 | 0.8 | 0.8 | 0.8 | 0.8 | 0.8 | 0.8 | 0.8 | 0.8 | 0.8 | 11 | 11 | 8 | 6 | 8 | 10 | 14 | 15 | 14 | 11 | 9 | 13 | 11 | 11 | 8 | 6 | 8 | 10 | 14 | 15 | 14 | 11 | 9 | 13 | 0.242 | 0.231 | 0.16 | 0.122 | 0.161 | 0.204 | 0.28 | 0.315 | 0.274 | 0.226 | 0.179 | 0.256 | 162 | 162 | 130 | 130 | 2.65 | 2020
Vintage1993 | biomass | TRUE | 40437.7413.OR.IC | 7413 | N | . | Short Mountain | Emerald People's Utility Dist | 40437 | OR | PACC | WECC |  | 22 | 1 | Electric Utility | IC | LFG | MLG | PACW | A | mcf | 51323 | 46858 | 49480 | 46090 | 48587 | 45127 | 50392 | 48142 | 47725 | 46298 | 46014 | 42964 | 51323 | 46858 | 49480 | 46090 | 48587 | 45127 | 50392 | 48142 | 47725 | 46298 | 46014 | 42964 | 0.485 | 0.485 | 0.485 | 0.485 | 0.485 | 0.485 | 0.485 | 0.485 | 0.485 | 0.485 | 0.485 | 0.485 | 24892 | 22726 | 23998 | 22354 | 23565 | 21887 | 24440 | 23349 | 23147 | 22455 | 22317 | 20838 | 24892 | 22726 | 23998 | 22354 | 23565 | 21887 | 24440 | 23349 | 23147 | 22455 | 22317 | 20838 | 1727.57 | 1577.283 | 1665.54 | 1551.441 | 1635.49 | 1519.006 | 1696.229 | 1620.507 | 1606.457 | 1558.416 | 1548.868 | 1446.193 | 569000 | 569000 | 275968 | 275968 | 19153 | 2020
Vintage1996 | petroleum | TRUE | 219.7414.AK.IC | 7414 | N | . | Thorne Bay Plant | Alaska Power and Telephone Co | 219 | AK | PACN |  |  | 22 | 1 | Electric Utility | IC | DFO | DFO |  | A | barrels | 19 | 12 | 12 | 12 | 10 | 13 | 16 | 17 | 11 | 13 | 10 | 10 | 19 | 12 | 12 | 12 | 10 | 13 | 16 | 17 | 11 | 13 | 10 | 10 | 5.825 | 5.825 | 5.825 | 5.825 | 5.825 | 5.825 | 5.825 | 5.825 | 5.825 | 5.825 | 5.825 | 5.825 | 111 | 70 | 70 | 70 | 58 | 76 | 93 | 99 | 64 | 76 | 58 | 58 | 111 | 70 | 70 | 70 | 58 | 76 | 93 | 99 | 64 | 76 | 58 | 58 | 0.974 | 0.633 | 0.639 | 0.613 | 0.519 | 0.653 | 0.852 | 0.873 | 0.555 | 0.664 | 0.515 | 0.51 | 155 | 155 | 903 | 903 | 8 | 2020
Vintage2003 | petroleum | TRUE | 10622.7415.MN.IC | 7415 | N | . | Lakefield Utilities | City of Lakefield - (MN) | 10622 | MN | WNC | MRO |  | 22 | 1 | Electric Utility | IC | DFO | DFO | MISO | A | barrels | 1 | 1 | 0 | 0 | 3 | 2 | 1 | 4 | 1 | 1 | 1 | 2 | 1 | 1 | 0 | 0 | 3 | 2 | 1 | 4 | 1 | 1 | 1 | 2 | 6.2 | 6.2 | 0 | 0 | 6.2 | 6.2 | 6.2 | 6.2 | 6.2 | 6.2 | 6.2 | 6.2 | 6 | 6 | 0 | 0 | 19 | 12 | 6 | 25 | 6 | 6 | 6 | 12 | 6 | 6 | 0 | 0 | 19 | 12 | 6 | 25 | 6 | 6 | 6 | 12 | 0.525 | 0.687 | 0.062 | 0.284 | 1.807 | 1.197 | 0.5 | 2.112 | 0.521 | 0.641 | 0.366 | 1.298 | 17 | 17 | 104 | 104 | 10 | 2020
Vintage1997 | petroleum | TRUE | 17828.7425.IL.GT | 7425 | N | . | Interstate | City of Springfield - (IL) | 17828 | IL | ENC | SERC |  | 22 | 1 | Electric Utility | GT | DFO | DFO | MISO | A | barrels | 22 | 34 | 21 | 15 | 22 | 38 | 40 | 25 | 29 | 31 | 28 | 35 | 22 | 34 | 21 | 15 | 22 | 38 | 40 | 25 | 29 | 31 | 28 | 35 | 5.796 | 5.796 | 5.796 | 5.796 | 5.796 | 5.796 | 5.796 | 5.796 | 5.796 | 5.796 | 5.796 | 5.796 | 128 | 197 | 122 | 87 | 128 | 220 | 232 | 145 | 168 | 180 | 162 | 203 | 128 | 197 | 122 | 87 | 128 | 220 | 232 | 145 | 168 | 180 | 162 | 203 | 0.096 | 0.156 | 0.095 | 0.069 | 0.101 | 0.175 | 0.181 | 0.116 | 0.132 | 0.143 | 0.127 | 0.159 | 340 | 340 | 1972 | 1972 | 1.55 | 2020
Vintage1997 | natural gas peaker | TRUE | 17828.7425.IL.GT | 7425 | N | . | Interstate | City of Springfield - (IL) | 17828 | IL | ENC | SERC |  | 22 | 1 | Electric Utility | GT | NG | NG | MISO | A | mcf | 3830937 | 3479961 | 3611985 | 2641062 | 2259074 | 3464194 | 4979156 | 3713713 | 2429159 | 2565217 | 1191758 | 2692784 | 3830937 | 3479961 | 3611985 | 2641062 | 2259074 | 3464194 | 4979156 | 3713713 | 2429159 | 2565217 | 1191758 | 2692784 | 1 | 1 | 1 | 1 | 1 | 1 | 1 | 1 | 1 | 1 | 1 | 1 | 3830937 | 3479961 | 3611985 | 2641062 | 2259074 | 3464194 | 4979156 | 3713713 | 2429159 | 2565217 | 1191758 | 2692784 | 3830937 | 3479961 | 3611985 | 2641062 | 2259074 | 3464194 | 4979156 | 3713713 | 2429159 | 2565217 | 1191758 | 2692784 | 3013.847 | 2737.73 | 2841.595 | 2077.758 | 1777.243 | 2725.326 | 3917.166 | 2921.626 | 1911.05 | 2018.089 | 937.572 | 2118.448 | 36859000 | 36859000 | 36859000 | 36859000 | 28997.45 | 2020
Vintage1994 | hydro | TRUE | 10944.7427.WA.HY | 7427 | N | . | Cowlitz Falls | PUD No 1 of Lewis County | 10944 | WA | PACC | WECC |  | 22 | 1 | Electric Utility | HY | WAT | HYC | BPAT | A |  | 0 | 0 | 0 | 0 | 0 | 0 | 0 | 0 | 0 | 0 | 0 | 0 | 0 | 0 | 0 | 0 | 0 | 0 | 0 | 0 | 0 | 0 | 0 | 0 | 0 | 0 | 0 | 0 | 0 | 0 | 0 | 0 | 0 | 0 | 0 | 0 | 177445 | 196921 | 152099 | 133736 | 241492 | 245071 | 227257 | 174172 | 125721 | 128592 | 163027 | 170398 | 177445 | 196921 | 152099 | 133736 | 241492 | 245071 | 227257 | 174172 | 125721 | 128592 | 163027 | 170398 | 20240.065 | 22461.58 | 17349.061 | 15254.469 | 27545.622 | 27953.748 | 25921.89 | 19866.777 | 14340.282 | 14667.694 | 18595.492 | 19436.32 | 0 | 0 | 2135931 | 2135931 | 243633 | 2020
Vintage2014 | petroleum | TRUE | 6710.7429.NC.IC | 7429 | N | . | Edenton Generators | Town of Edenton - (NC) | 6710 | NC | SAT | SERC |  | 22 | 1 | Electric Utility | IC | DFO | DFO | PJM | A | barrels | 90 | 32 | 28 | 33 | 68 | 32 | 29 | 42 | 30 | 36 | 33 | 62 | 90 | 32 | 28 | 33 | 68 | 32 | 29 | 42 | 30 | 36 | 33 | 62 | 6.2 | 6.2 | 6.2 | 6.2 | 6.2 | 6.2 | 6.2 | 6.2 | 6.2 | 6.2 | 6.2 | 6.2 | 558 | 198 | 174 | 205 | 422 | 198 | 180 | 260 | 186 | 223 | 205 | 384 | 558 | 198 | 174 | 205 | 422 | 198 | 180 | 260 | 186 | 223 | 205 | 384 | 29.712 | 10.504 | 9.318 | 11.083 | 22.417 | 10.65 | 9.755 | 14.012 | 9.974 | 12.036 | 11.035 | 20.504 | 515 | 515 | 3193 | 3193 | 171 | 2020
Vintage1991 | hydro | TRUE | 13788.7431.OR.HY | 7431 | N | . | Dalles Dam North Fishway Project | Northern Wasco County PUD | 13788 | OR | PACC | WECC |  | 22 | 1 | Electric Utility | HY | WAT | HYC | BPAT | A |  | 0 | 0 | 0 | 0 | 0 | 0 | 0 | 0 | 0 | 0 | 0 | 0 | 0 | 0 | 0 | 0 | 0 | 0 | 0 | 0 | 0 | 0 | 0 | 0 | 0 | 0 | 0 | 0 | 0 | 0 | 0 | 0 | 0 | 0 | 0 | 0 | 29171 | 31593 | 25353 | 22545 | 38660 | 38821 | 35592 | 28621 | 21749 | 21421 | 25846 | 26513 | 29171 | 31593 | 25353 | 22545 | 38660 | 38821 | 35592 | 28621 | 21749 | 21421 | 25846 | 26513 | 3327.408 | 3603.572 | 2891.814 | 2571.628 | 4409.702 | 4428.087 | 4059.74 | 3264.594 | 2480.787 | 2443.315 | 2948.128 | 3024.225 | 0 | 0 | 345885 | 345885 | 39453 | 2020
Vintage2007 | petroleum | TRUE | 14276.7432.KS.IC | 7432 | N | . | Oxford (KS) | City of Oxford - (KS) | 14276 | KS | WNC | MRO |  | 22 | 1 | Electric Utility | IC | DFO | DFO | SWPP | A | barrels | 0 | 0 | 0 | 0 | 0 | 0 | 0 | 0 | 0 | 0 | 0 | 8 | 0 | 0 | 0 | 0 | 0 | 0 | 0 | 0 | 0 | 0 | 0 | 8 | 0 | 0 | 0 | 0 | 0 | 0 | 0 | 0 | 0 | 0 | 0 | 5.88 | 0 | 0 | 0 | 0 | 0 | 0 | 0 | 0 | 0 | 0 | 0 | 47 | 0 | 0 | 0 | 0 | 0 | 0 | 0 | 0 | 0 | 0 | 0 | 47 | 0 | 0 | 0 | 0 | 0 | 0 | 0 | 0 | 0 | 0 | 0 | 4 | 8 | 8 | 47 | 47 | 4 | 2020
Vintage2015 | petroleum | TRUE | 6915.7437.AK.IC | 7437 | N | . | Galena Electric Utility | Galena Electric Utility | 6915 | AK | PACN |  |  | 22 | 1 | Electric Utility | IC | DFO | DFO |  | A | barrels | 1190 | 770 | 777 | 746 | 632 | 795 | 1037 | 1062 | 675 | 808 | 627 | 621 | 1190 | 770 | 777 | 746 | 632 | 795 | 1037 | 1062 | 675 | 808 | 627 | 621 | 6.1 | 6.1 | 6.1 | 6.1 | 6.1 | 6.1 | 6.1 | 6.1 | 6.1 | 6.1 | 6.1 | 6.1 | 7259 | 4697 | 4740 | 4551 | 3855 | 4850 | 6326 | 6478 | 4118 | 4929 | 3825 | 3788 | 7259 | 4697 | 4740 | 4551 | 3855 | 4850 | 6326 | 6478 | 4118 | 4929 | 3825 | 3788 | 654.049 | 424.016 | 428.087 | 410.794 | 347.833 | 437.938 | 570.861 | 584.91 | 371.93 | 445.161 | 345.217 | 342.204 | 9740 | 9740 | 59416 | 59416 | 5363 | 2020
Vintage1996 | petroleum | TRUE | 11560.7438.VA.IC | 7438 | N | . | Church Street Plant | City of Manassas - (VA) | 11560 | VA | SAT | SERC |  | 22 | 1 | Electric Utility | IC | DFO | DFO | PJM | A | barrels | 10 | 6 | 12 | 7 | 17 | 14 | 25 | 25 | 30 | 10 | 21 | 34 | 10 | 6 | 12 | 7 | 17 | 14 | 25 | 25 | 30 | 10 | 21 | 34 | 5.8 | 5.8 | 5.8 | 5.8 | 5.8 | 5.8 | 5.8 | 5.8 | 5.8 | 5.8 | 5.8 | 5.8 | 58 | 35 | 70 | 41 | 99 | 81 | 145 | 145 | 174 | 58 | 122 | 197 | 58 | 35 | 70 | 41 | 99 | 81 | 145 | 145 | 174 | 58 | 122 | 197 | 9.396 | 5.22 | 10.437 | 5.79 | 14.626 | 12.812 | 22.556 | 21.772 | 26.826 | 8.904 | 18.535 | 30.126 | 211 | 211 | 1225 | 1225 | 187 | 2020
Vintage1992 | petroleum | TRUE | 11560.7439.VA.IC | 7439 | N | . | Godwin Drive Plant | City of Manassas - (VA) | 11560 | VA | SAT | SERC |  | 22 | 1 | Electric Utility | IC | DFO | DFO | PJM | A | barrels | 22 | 12 | 24 | 13 | 33 | 29 | 52 | 50 | 61 | 20 | 42 | 69 | 22 | 12 | 24 | 13 | 33 | 29 | 52 | 50 | 61 | 20 | 42 | 69 | 5.8 | 5.8 | 5.8 | 5.8 | 5.8 | 5.8 | 5.8 | 5.8 | 5.8 | 5.8 | 5.8 | 5.8 | 128 | 70 | 139 | 75 | 191 | 168 | 302 | 290 | 354 | 116 | 244 | 400 | 128 | 70 | 139 | 75 | 191 | 168 | 302 | 290 | 354 | 116 | 244 | 400 | 25.275 | 14.041 | 28.075 | 15.573 | 39.341 | 34.461 | 60.673 | 58.563 | 72.156 | 23.951 | 49.856 | 81.035 | 427 | 427 | 2477 | 2477 | 503 | 2020
Vintage2009 | petroleum | TRUE | 11560.7440.VA.IC | 7440 | N | . | VMEA 1 Credit Gen | City of Manassas - (VA) | 11560 | VA | SAT | SERC |  | 22 | 1 | Electric Utility | IC | DFO | DFO | PJM | A | barrels | 47 | 27 | 54 | 30 | 76 | 66 | 117 | 112 | 139 | 46 | 96 | 156 | 47 | 27 | 54 | 30 | 76 | 66 | 117 | 112 | 139 | 46 | 96 | 156 | 5.8 | 5.8 | 5.8 | 5.8 | 5.8 | 5.8 | 5.8 | 5.8 | 5.8 | 5.8 | 5.8 | 5.8 | 273 | 157 | 313 | 174 | 441 | 383 | 679 | 650 | 806 | 267 | 557 | 905 | 273 | 157 | 313 | 174 | 441 | 383 | 679 | 650 | 806 | 267 | 557 | 905 | 26.782 | 14.878 | 29.749 | 16.502 | 41.688 | 36.516 | 64.292 | 62.056 | 76.46 | 25.379 | 52.83 | 85.868 | 966 | 966 | 5605 | 5605 | 533 | 2020
Vintage1993 | petroleum | TRUE | 11560.7441.VA.IC | 7441 | N | . | VMEA Peaking Gen | City of Manassas - (VA) | 11560 | VA | SAT | SERC |  | 22 | 1 | Electric Utility | IC | DFO | DFO | PJM | A | barrels | 17 | 9 | 18 | 10 | 25 | 22 | 39 | 37 | 46 | 15 | 32 | 52 | 17 | 9 | 18 | 10 | 25 | 22 | 39 | 37 | 46 | 15 | 32 | 52 | 5.8 | 5.8 | 5.8 | 5.8 | 5.8 | 5.8 | 5.8 | 5.8 | 5.8 | 5.8 | 5.8 | 5.8 | 99 | 52 | 104 | 58 | 145 | 128 | 226 | 215 | 267 | 87 | 186 | 302 | 99 | 52 | 104 | 58 | 145 | 128 | 226 | 215 | 267 | 87 | 186 | 302 | 14.372 | 7.983 | 15.963 | 8.855 | 22.369 | 19.594 | 34.498 | 33.298 | 41.027 | 13.618 | 28.348 | 46.075 | 322 | 322 | 1869 | 1869 | 286 | 2020
Vintage2004 | petroleum | TRUE | 15321.7447.KS.IC | 7447 | N | . | Pratt 2 | City of Pratt- (KS) | 15321 | KS | WNC | MRO |  | 22 | 1 | Electric Utility | IC | DFO | DFO | SWPP | A | barrels | 6 | 6 | 5 | 5 | 6 | 8 | 4 | 6 | 5 | 6 | 8 | 6 | 6 | 6 | 5 | 5 | 6 | 8 | 4 | 6 | 5 | 6 | 8 | 6 | 5.88 | 5.88 | 5.88 | 5.88 | 5.88 | 5.88 | 5.88 | 5.88 | 5.88 | 5.88 | 5.88 | 5.88 | 35 | 35 | 29 | 29 | 35 | 47 | 24 | 35 | 29 | 35 | 47 | 35 | 35 | 35 | 29 | 29 | 35 | 47 | 24 | 35 | 29 | 35 | 47 | 35 | 3.094 | 3.217 | 2.748 | 3.117 | 3.592 | 4.33 | 2.209 | 3.582 | 2.743 | 3.423 | 4.597 | 3.665 | 71 | 71 | 415 | 415 | 40.317 | 2020
Vintage2004 | natural gas peaker | TRUE | 15321.7447.KS.IC | 7447 | N | . | Pratt 2 | City of Pratt- (KS) | 15321 | KS | WNC | MRO |  | 22 | 1 | Electric Utility | IC | NG | NG | SWPP | A | mcf | 181 | 153 | 132 | 113 | 105 | 162 | 236 | 165 | 111 | 124 | 96 | 148 | 181 | 153 | 132 | 113 | 105 | 162 | 236 | 165 | 111 | 124 | 96 | 148 | 1 | 1 | 1 | 1 | 1 | 1 | 1 | 1 | 1 | 1 | 1 | 1 | 181 | 153 | 132 | 113 | 105 | 162 | 236 | 165 | 111 | 124 | 96 | 148 | 181 | 153 | 132 | 113 | 105 | 162 | 236 | 165 | 111 | 124 | 96 | 148 | 17.544 | 14.801 | 12.719 | 10.936 | 10.106 | 15.6 | 22.751 | 15.94 | 10.768 | 11.967 | 9.273 | 14.278 | 1726 | 1726 | 1726 | 1726 | 166.683 | 2020
Vintage1996 | petroleum | TRUE | 40613.7449.CA.GT | 7449 | N | . | Combustion Turbine Project No 2 | Northern California Power Agny | 40613 | CA | PACC | WECC |  | 22 | 1 | Electric Utility | GT | DFO | DFO | CISO | A | barrels | 0 | 0 | 0 | 0 | 0 | 0 | 0 | 0 | 0 | 0 | 0 | 0 | 0 | 0 | 0 | 0 | 0 | 0 | 0 | 0 | 0 | 0 | 0 | 0 | 0 | 0 | 0 | 0 | 0 | 0 | 0 | 0 | 0 | 0 | 0 | 0 | 0 | 0 | 0 | 0 | 0 | 0 | 0 | 0 | 0 | 0 | 0 | 0 | 0 | 0 | 0 | 0 | 0 | 0 | 0 | 0 | 0 | 0 | 0 | 0 | 0 | 0 | 0 | 0 | 0 | 0 | 0 | 0 | 0 | 0 | 0 | 0 | 0 | 0 | 0 | 0 | 0 | 2020
Vintage1996 | natural gas peaker | TRUE | 40613.7449.CA.GT | 7449 | N | . | Combustion Turbine Project No 2 | Northern California Power Agny | 40613 | CA | PACC | WECC |  | 22 | 1 | Electric Utility | GT | NG | NG | CISO | A | mcf | 21034 | 18574 | 20618 | 14581 | 13710 | 19287 | 26980 | 33551 | 29218 | 30344 | 24237 | 26866 | 21034 | 18574 | 20618 | 14581 | 13710 | 19287 | 26980 | 33551 | 29218 | 30344 | 24237 | 26866 | 1.042 | 1.042 | 1.042 | 1.042 | 1.042 | 1.042 | 1.042 | 1.042 | 1.042 | 1.042 | 1.042 | 1.042 | 21917 | 19354 | 21484 | 15193 | 14286 | 20097 | 28113 | 34960 | 30445 | 31618 | 25255 | 27994 | 21917 | 19354 | 21484 | 15193 | 14286 | 20097 | 28113 | 34960 | 30445 | 31618 | 25255 | 27994 | 2451.274 | 2164.709 | 2402.971 | 1699.382 | 1597.88 | 2247.754 | 3144.37 | 3910.244 | 3405.213 | 3536.399 | 2824.75 | 3131.054 | 279000 | 279000 | 290716 | 290716 | 32516 | 2020
Vintage1986 | petroleum | TRUE | 40613.7450.CA.GT | 7450 | N | . | Alameda | Northern California Power Agny | 40613 | CA | PACC | WECC |  | 22 | 1 | Electric Utility | GT | DFO | DFO | CISO | A | barrels | 0 | 0 | 0 | 0 | 0 | 0 | 0 | 0 | 0 | 0 | 0 | 0 | 0 | 0 | 0 | 0 | 0 | 0 | 0 | 0 | 0 | 0 | 0 | 0 | 0 | 0 | 0 | 0 | 0 | 0 | 0 | 0 | 0 | 0 | 0 | 0 | 0 | 0 | 0 | 0 | 0 | 0 | 0 | 0 | 0 | 0 | 0 | 0 | 0 | 0 | 0 | 0 | 0 | 0 | 0 | 0 | 0 | 0 | 0 | 0 | 0 | 0 | 0 | 0 | 0 | 0 | 0 | 0 | 0 | 0 | 0 | 0 | 0 | 0 | 0 | 0 | 0 | 2020
Vintage1986 | natural gas peaker | TRUE | 40613.7450.CA.GT | 7450 | N | . | Alameda | Northern California Power Agny | 40613 | CA | PACC | WECC |  | 22 | 1 | Electric Utility | GT | NG | NG | CISO | A | mcf | 9362 | 8268 | 9179 | 6491 | 6103 | 8586 | 12010 | 14936 | 13007 | 13508 | 10790 | 11960 | 9362 | 8268 | 9179 | 6491 | 6103 | 8586 | 12010 | 14936 | 13007 | 13508 | 10790 | 11960 | 1.041 | 1.041 | 1.041 | 1.041 | 1.041 | 1.041 | 1.041 | 1.041 | 1.041 | 1.041 | 1.041 | 1.041 | 9746 | 8607 | 9555 | 6757 | 6353 | 8938 | 12502 | 15548 | 13540 | 14062 | 11232 | 12450 | 9746 | 8607 | 9555 | 6757 | 6353 | 8938 | 12502 | 15548 | 13540 | 14062 | 11232 | 12450 | 575.35 | 508.09 | 564.014 | 398.871 | 375.047 | 527.582 | 738.032 | 917.794 | 799.255 | 830.047 | 663.012 | 734.906 | 124200 | 124200 | 129290 | 129290 | 7632 | 2020
Vintage1986 | petroleum | TRUE | 40613.7451.CA.GT | 7451 | N | . | Lodi | Northern California Power Agny | 40613 | CA | PACC | WECC |  | 22 | 1 | Electric Utility | GT | DFO | DFO | CISO | A | barrels | 0 | 0 | 0 | 0 | 0 | 0 | 0 | 0 | 0 | 0 | 0 | 0 | 0 | 0 | 0 | 0 | 0 | 0 | 0 | 0 | 0 | 0 | 0 | 0 | 0 | 0 | 0 | 0 | 0 | 0 | 0 | 0 | 0 | 0 | 0 | 0 | 0 | 0 | 0 | 0 | 0 | 0 | 0 | 0 | 0 | 0 | 0 | 0 | 0 | 0 | 0 | 0 | 0 | 0 | 0 | 0 | 0 | 0 | 0 | 0 | 0 | 0 | 0 | 0 | 0 | 0 | 0 | 0 | 0 | 0 | 0 | 0 | 0 | 0 | 0 | 0 | 0 | 2020
Vintage1986 | natural gas peaker | TRUE | 40613.7451.CA.GT | 7451 | N | . | Lodi | Northern California Power Agny | 40613 | CA | PACC | WECC |  | 22 | 1 | Electric Utility | GT | NG | NG | CISO | A | mcf | 3434 | 3033 | 3367 | 2381 | 2239 | 3149 | 4406 | 5479 | 4771 | 4955 | 3958 | 4387 | 3434 | 3033 | 3367 | 2381 | 2239 | 3149 | 4406 | 5479 | 4771 | 4955 | 3958 | 4387 | 1.042 | 1.042 | 1.042 | 1.042 | 1.042 | 1.042 | 1.042 | 1.042 | 1.042 | 1.042 | 1.042 | 1.042 | 3578 | 3160 | 3508 | 2481 | 2333 | 3281 | 4591 | 5709 | 4971 | 5163 | 4124 | 4571 | 3578 | 3160 | 3508 | 2481 | 2333 | 3281 | 4591 | 5709 | 4971 | 5163 | 4124 | 4571 | 218.321 | 192.797 | 214.018 | 151.353 | 142.313 | 200.194 | 280.05 | 348.261 | 303.281 | 314.965 | 251.583 | 278.864 | 45559 | 45559 | 47470 | 47470 | 2896 | 2020
Vintage1986 | petroleum | TRUE | 16295.7452.CA.GT | 7452 | N | . | Roseville Power Plant #2 | City of Roseville - (CA) | 16295 | CA | PACC | WECC |  | 22 | 1 | Electric Utility | GT | DFO | DFO | BANC | A | barrels | 0 | 0 | 0 | 0 | 0 | 0 | 0 | 0 | 0 | 0 | 0 | 5 | 0 | 0 | 0 | 0 | 0 | 0 | 0 | 0 | 0 | 0 | 0 | 5 | 0 | 0 | 0 | 0 | 0 | 0 | 0 | 0 | 0 | 0 | 0 | 5.77 | 0 | 0 | 0 | 0 | 0 | 0 | 0 | 0 | 0 | 0 | 0 | 29 | 0 | 0 | 0 | 0 | 0 | 0 | 0 | 0 | 0 | 0 | 0 | 29 | 0 | 0 | 0 | 0 | 0 | 0 | 0 | 0 | 0 | 0 | 0 | 1.733 | 5 | 5 | 29 | 29 | 1.733 | 2020
Vintage1986 | natural gas peaker | TRUE | 16295.7452.CA.GT | 7452 | N | . | Roseville Power Plant #2 | City of Roseville - (CA) | 16295 | CA | PACC | WECC |  | 22 | 1 | Electric Utility | GT | NG | NG | BANC | A | mcf | 2785 | 2459 | 2729 | 1930 | 1815 | 2553 | 3571 | 4441 | 3868 | 4017 | 3208 | 3556 | 2785 | 2459 | 2729 | 1930 | 1815 | 2553 | 3571 | 4441 | 3868 | 4017 | 3208 | 3556 | 1.04 | 1.04 | 1.04 | 1.04 | 1.04 | 1.04 | 1.04 | 1.04 | 1.04 | 1.04 | 1.04 | 1.04 | 2896 | 2557 | 2838 | 2007 | 1888 | 2655 | 3714 | 4619 | 4023 | 4178 | 3336 | 3698 | 2896 | 2557 | 2838 | 2007 | 1888 | 2655 | 3714 | 4619 | 4023 | 4178 | 3336 | 3698 | 173.937 | 153.603 | 170.51 | 120.585 | 113.382 | 159.496 | 223.118 | 277.463 | 241.627 | 250.935 | 200.438 | 222.173 | 36932 | 36932 | 38409 | 38409 | 2307.267 | 2020
Vintage1994 | natural gas peaker | TRUE | 20169.7456.ID.GT | 7456 | N | . | Rathdrum | Avista Corp | 20169 | ID | MTN | WECC |  | 22 | 1 | Electric Utility | GT | NG | NG | AVA | A | mcf | 238045 | 196714 | 198314 | 108696 | 36449 | 35364 | 166307 | 220773 | 218723 | 127632 | 228127 | 241119 | 238045 | 196714 | 198314 | 108696 | 36449 | 35364 | 166307 | 220773 | 218723 | 127632 | 228127 | 241119 | 1.02 | 1.02 | 1.02 | 1.02 | 1.02 | 1.02 | 1.02 | 1.02 | 1.02 | 1.02 | 1.02 | 1.02 | 242806 | 200648 | 202280 | 110870 | 37178 | 36071 | 169633 | 225188 | 223097 | 130185 | 232690 | 245941 | 242806 | 200648 | 202280 | 110870 | 37178 | 36071 | 169633 | 225188 | 223097 | 130185 | 232690 | 245941 | 20191.38 | 16685.492 | 16821.234 | 9219.713 | 3091.657 | 2999.638 | 14106.37 | 18726.236 | 18552.336 | 10825.907 | 19350.046 | 20451.991 | 2016263 | 2016263 | 2056587 | 2056587 | 171022 | 2020
Vintage1985 | hydro | TRUE | 918.7458.CO.HY | 7458 | N | . | Basalt | City of Aspen- (CO) | 918 | CO | MTN | WECC |  | 22 | 1 | Electric Utility | HY | WAT | HYC | PSCO | A |  | 0 | 0 | 0 | 0 | 0 | 0 | 0 | 0 | 0 | 0 | 0 | 0 | 0 | 0 | 0 | 0 | 0 | 0 | 0 | 0 | 0 | 0 | 0 | 0 | 0 | 0 | 0 | 0 | 0 | 0 | 0 | 0 | 0 | 0 | 0 | 0 | 10082 | 10619 | 11048 | 12429 | 14138 | 13771 | 13954 | 14048 | 10205 | 11164 | 10882 | 10106 | 10082 | 10619 | 11048 | 12429 | 14138 | 13771 | 13954 | 14048 | 10205 | 11164 | 10882 | 10106 | 1150.018 | 1211.255 | 1260.153 | 1417.686 | 1612.632 | 1570.831 | 1591.626 | 1602.426 | 1163.974 | 1273.401 | 1241.275 | 1152.723 | 0 | 0 | 142446 | 142446 | 16248 | 2020
Vintage2009 | petroleum | TRUE | 18963.7462.AK.IC | 7462 | N | . | Angoon | Inside Passage Elec Coop, Inc | 18963 | AK | PACN |  |  | 22 | 1 | Electric Utility | IC | DFO | DFO |  | A | barrels | 348 | 225 | 227 | 218 | 185 | 232 | 303 | 310 | 197 | 236 | 183 | 182 | 348 | 225 | 227 | 218 | 185 | 232 | 303 | 310 | 197 | 236 | 183 | 182 | 5.8 | 5.8 | 5.8 | 5.8 | 5.8 | 5.8 | 5.8 | 5.8 | 5.8 | 5.8 | 5.8 | 5.8 | 2018 | 1305 | 1317 | 1264 | 1073 | 1346 | 1757 | 1798 | 1143 | 1369 | 1061 | 1056 | 2018 | 1305 | 1317 | 1264 | 1073 | 1346 | 1757 | 1798 | 1143 | 1369 | 1061 | 1056 | 200.251 | 129.822 | 131.068 | 125.774 | 106.497 | 134.084 | 174.782 | 179.083 | 113.874 | 136.296 | 105.696 | 104.773 | 2846 | 2846 | 16507 | 16507 | 1642 | 2020
Vintage2009 | petroleum | TRUE | 18963.7462.AK.IC | 7462 | N | . | Angoon | Inside Passage Elec Coop, Inc | 18963 | AK | PACN |  |  | 22 | 1 | Electric Utility | IC | JF | WOO |  | A | barrels | 0 | 0 | 0 | 0 | 0 | 0 | 0 | 0 | 0 | 0 | 0 | 0 | 0 | 0 | 0 | 0 | 0 | 0 | 0 | 0 | 0 | 0 | 0 | 0 | 0 | 0 | 0 | 0 | 0 | 0 | 0 | 0 | 0 | 0 | 0 | 0 | 0 | 0 | 0 | 0 | 0 | 0 | 0 | 0 | 0 | 0 | 0 | 0 | 0 | 0 | 0 | 0 | 0 | 0 | 0 | 0 | 0 | 0 | 0 | 0 | 0 | 0 | 0 | 0 | 0 | 0 | 0 | 0 | 0 | 0 | 0 | 0 | 0 | 0 | 0 | 0 | 0 | 2020
Vintage2012 | petroleum | TRUE | 18963.7463.AK.IC | 7463 | N | . | Hoonah | Inside Passage Elec Coop, Inc | 18963 | AK | PACN |  |  | 22 | 1 | Electric Utility | IC | DFO | DFO |  | A | barrels | 623 | 403 | 407 | 391 | 331 | 417 | 543 | 556 | 354 | 423 | 328 | 325 | 623 | 403 | 407 | 391 | 331 | 417 | 543 | 556 | 354 | 423 | 328 | 325 | 6.2 | 6.2 | 6.2 | 6.2 | 6.2 | 6.2 | 6.2 | 6.2 | 6.2 | 6.2 | 6.2 | 6.2 | 3863 | 2499 | 2523 | 2424 | 2052 | 2585 | 3367 | 3447 | 2195 | 2623 | 2034 | 2015 | 3863 | 2499 | 2523 | 2424 | 2052 | 2585 | 3367 | 3447 | 2195 | 2623 | 2034 | 2015 | 367.208 | 238.06 | 240.345 | 230.636 | 195.287 | 245.876 | 320.504 | 328.392 | 208.816 | 249.931 | 193.818 | 192.127 | 5101 | 5101 | 31627 | 31627 | 3011 | 2020
Vintage2012 | petroleum | TRUE | 18963.7463.AK.IC | 7463 | N | . | Hoonah | Inside Passage Elec Coop, Inc | 18963 | AK | PACN |  |  | 22 | 1 | Electric Utility | IC | JF | WOO |  | A | barrels | 0 | 0 | 0 | 0 | 0 | 0 | 0 | 0 | 0 | 0 | 0 | 0 | 0 | 0 | 0 | 0 | 0 | 0 | 0 | 0 | 0 | 0 | 0 | 0 | 0 | 0 | 0 | 0 | 0 | 0 | 0 | 0 | 0 | 0 | 0 | 0 | 0 | 0 | 0 | 0 | 0 | 0 | 0 | 0 | 0 | 0 | 0 | 0 | 0 | 0 | 0 | 0 | 0 | 0 | 0 | 0 | 0 | 0 | 0 | 0 | 0 | 0 | 0 | 0 | 0 | 0 | 0 | 0 | 0 | 0 | 0 | 0 | 0 | 0 | 0 | 0 | 0 | 2020
Vintage2017 | petroleum | TRUE | 18963.7464.AK.IC | 7464 | N | . | Kake | Inside Passage Elec Coop, Inc | 18963 | AK | PACN |  |  | 22 | 1 | Electric Utility | IC | DFO | DFO |  | A | barrels | 394 | 256 | 258 | 248 | 210 | 264 | 344 | 353 | 224 | 268 | 208 | 206 | 394 | 256 | 258 | 248 | 210 | 264 | 344 | 353 | 224 | 268 | 208 | 206 | 5.8 | 5.8 | 5.8 | 5.8 | 5.8 | 5.8 | 5.8 | 5.8 | 5.8 | 5.8 | 5.8 | 5.8 | 2285 | 1485 | 1496 | 1438 | 1218 | 1531 | 1995 | 2047 | 1299 | 1554 | 1206 | 1195 | 2285 | 1485 | 1496 | 1438 | 1218 | 1531 | 1995 | 2047 | 1299 | 1554 | 1206 | 1195 | 266.84 | 172.99 | 174.651 | 167.596 | 141.909 | 178.67 | 232.9 | 238.632 | 151.74 | 181.617 | 140.842 | 139.613 | 3233 | 3233 | 18749 | 18749 | 2188 | 2020
Vintage2017 | petroleum | TRUE | 18963.7464.AK.IC | 7464 | N | . | Kake | Inside Passage Elec Coop, Inc | 18963 | AK | PACN |  |  | 22 | 1 | Electric Utility | IC | JF | WOO |  | A | barrels | 0 | 0 | 0 | 0 | 0 | 0 | 0 | 0 | 0 | 0 | 0 | 0 | 0 | 0 | 0 | 0 | 0 | 0 | 0 | 0 | 0 | 0 | 0 | 0 | 0 | 0 | 0 | 0 | 0 | 0 | 0 | 0 | 0 | 0 | 0 | 0 | 0 | 0 | 0 | 0 | 0 | 0 | 0 | 0 | 0 | 0 | 0 | 0 | 0 | 0 | 0 | 0 | 0 | 0 | 0 | 0 | 0 | 0 | 0 | 0 | 0 | 0 | 0 | 0 | 0 | 0 | 0 | 0 | 0 | 0 | 0 | 0 | 0 | 0 | 0 | 0 | 0 | 2020
Vintage2006 | petroleum | TRUE | 11481.7469.NE.IC | 7469 | N | . | Madison Utilities | City of Madison - (NE) | 11481 | NE | WNC | MRO |  | 22 | 1 | Electric Utility | IC | DFO | DFO | SWPP | A | barrels | 1 | 1 | 1 | 1 | 1 | 1 | 1 | 1 | 1 | 1 | 1 | 1 | 1 | 1 | 1 | 1 | 1 | 1 | 1 | 1 | 1 | 1 | 1 | 1 | 5.922 | 5.922 | 5.922 | 5.922 | 5.922 | 5.922 | 5.922 | 5.922 | 5.922 | 5.922 | 5.922 | 5.922 | 6 | 6 | 6 | 6 | 6 | 6 | 6 | 6 | 6 | 6 | 6 | 6 | 6 | 6 | 6 | 6 | 6 | 6 | 6 | 6 | 6 | 6 | 6 | 6 | 0.387 | 0.401 | 0.342 | 0.388 | 0.447 | 0.539 | 0.275 | 0.446 | 0.342 | 0.426 | 0.572 | 0.456 | 12 | 12 | 72 | 72 | 5.021 | 2020
Vintage2006 | natural gas peaker | TRUE | 11481.7469.NE.IC | 7469 | N | . | Madison Utilities | City of Madison - (NE) | 11481 | NE | WNC | MRO |  | 22 | 1 | Electric Utility | IC | NG | NG | SWPP | A | mcf | 4 | 2 | 1 | 1 | 1 | 4 | 5 | 3 | 2 | 3 | 1 | 1 | 4 | 2 | 1 | 1 | 1 | 4 | 5 | 3 | 2 | 3 | 1 | 1 | 1 | 1 | 1 | 1 | 1 | 1 | 1 | 1 | 1 | 1 | 1 | 1 | 4 | 2 | 1 | 1 | 1 | 4 | 5 | 3 | 2 | 3 | 1 | 1 | 4 | 2 | 1 | 1 | 1 | 4 | 5 | 3 | 2 | 3 | 1 | 1 | 0.229 | 0.144 | 0.102 | 0.086 | 0.094 | 0.255 | 0.346 | 0.208 | 0.132 | 0.197 | 0.089 | 0.097 | 28 | 28 | 28 | 28 | 1.979 | 2020
Vintage2004 | petroleum | TRUE | 11626.7470.MO.IC | 7470 | N | . | Marceline | City of Marceline - (MO) | 11626 | MO | WNC | SERC |  | 22 | 1 | Electric Utility | IC | DFO | DFO | MISO | A | barrels | 1 | 1 | 1 | 1 | 2 | 2 | 1 | 2 | 1 | 2 | 2 | 2 | 1 | 1 | 1 | 1 | 2 | 2 | 1 | 2 | 1 | 2 | 2 | 2 | 5.77 | 5.77 | 5.77 | 5.77 | 5.77 | 5.77 | 5.77 | 5.77 | 5.77 | 5.77 | 5.77 | 5.77 | 6 | 6 | 6 | 6 | 12 | 12 | 6 | 12 | 6 | 12 | 12 | 12 | 6 | 6 | 6 | 6 | 12 | 12 | 6 | 12 | 6 | 12 | 12 | 12 | 0.768 | 0.798 | 0.682 | 0.773 | 0.891 | 1.074 | 0.548 | 0.888 | 0.68 | 0.849 | 1.14 | 0.909 | 18 | 18 | 108 | 108 | 10 | 2020
Vintage2004 | natural gas peaker | TRUE | 11626.7470.MO.IC | 7470 | N | . | Marceline | City of Marceline - (MO) | 11626 | MO | WNC | SERC |  | 22 | 1 | Electric Utility | IC | NG | NG | MISO | A | mcf | 0 | 0 | 0 | 0 | 0 | 0 | 0 | 0 | 0 | 0 | 0 | 0 | 0 | 0 | 0 | 0 | 0 | 0 | 0 | 0 | 0 | 0 | 0 | 0 | 0 | 0 | 0 | 0 | 0 | 0 | 0 | 0 | 0 | 0 | 0 | 0 | 0 | 0 | 0 | 0 | 0 | 0 | 0 | 0 | 0 | 0 | 0 | 0 | 0 | 0 | 0 | 0 | 0 | 0 | 0 | 0 | 0 | 0 | 0 | 0 | 0 | 0 | 0 | 0 | 0 | 0 | 0 | 0 | 0 | 0 | 0 | 0 | 0 | 0 | 0 | 0 | 0 | 2020
Vintage1988 | hydro | TRUE | 16198.7474.IL.HY | 7474 | N | . | Upper Sterling | City of Rock Falls - (IL) | 16198 | IL | ENC | RFC |  | 22 | 1 | Electric Utility | HY | WAT | HYC | MISO | A |  | 0 | 0 | 0 | 0 | 0 | 0 | 0 | 0 | 0 | 0 | 0 | 0 | 0 | 0 | 0 | 0 | 0 | 0 | 0 | 0 | 0 | 0 | 0 | 0 | 0 | 0 | 0 | 0 | 0 | 0 | 0 | 0 | 0 | 0 | 0 | 0 | 5183 | 5020 | 5427 | 5457 | 6051 | 5330 | 5731 | 5112 | 5465 | 5398 | 5359 | 6009 | 5183 | 5020 | 5427 | 5457 | 6051 | 5330 | 5731 | 5112 | 5465 | 5398 | 5359 | 6009 | 591.226 | 572.567 | 619.08 | 622.459 | 690.182 | 607.968 | 653.692 | 583.116 | 623.36 | 615.702 | 611.234 | 685.414 | 0 | 0 | 65542 | 65542 | 7476 | 2020
Vintage1987 | petroleum | TRUE | 14164.7479.SC.IC | 7479 | N | . | North Road Peak | City of Orangeburg - (SC) | 14164 | SC | SAT | SERC |  | 22 | 1 | Electric Utility | IC | DFO | DFO | SCEG | A | barrels | 4 | 6 | 5 | 4 | 6 | 6 | 4 | 4 | 4 | 4 | 3 | 8 | 4 | 6 | 5 | 4 | 6 | 6 | 4 | 4 | 4 | 4 | 3 | 8 | 5.99 | 5.99 | 5.99 | 5.99 | 5.99 | 5.99 | 5.99 | 5.99 | 5.99 | 5.99 | 5.99 | 5.99 | 24 | 36 | 30 | 24 | 36 | 36 | 24 | 24 | 24 | 24 | 18 | 48 | 24 | 36 | 30 | 24 | 36 | 36 | 24 | 24 | 24 | 24 | 18 | 48 | -71.562 | -92.229 | -67.903 | -52.189 | -84.609 | -86.089 | -57.826 | -65.93 | -63.218 | -52.903 | -43.899 | -121.643 | 58 | 58 | 348 | 348 | -860 | 2020
Vintage1994 | natural gas peaker | TRUE | 14164.7480.SC.GT | 7480 | N | . | Rowesville Rd Plant | City of Orangeburg - (SC) | 14164 | SC | SAT | SERC |  | 22 | 1 | Electric Utility | GT | NG | NG | SCEG | A | mcf | 35 | 34 | 35 | 35 | 38 | 35 | 46 | 41 | 32 | 30 | 27 | 33 | 35 | 34 | 35 | 35 | 38 | 35 | 46 | 41 | 32 | 30 | 27 | 33 | 0.975 | 0.975 | 0.975 | 0.975 | 0.975 | 0.975 | 0.975 | 0.975 | 0.975 | 0.975 | 0.975 | 0.975 | 34 | 33 | 34 | 34 | 37 | 34 | 45 | 40 | 31 | 29 | 26 | 32 | 34 | 33 | 34 | 34 | 37 | 34 | 45 | 40 | 31 | 29 | 26 | 32 | -4.362 | -4.285 | -4.453 | -4.429 | -4.791 | -4.368 | -5.827 | -5.15 | -4.043 | -3.772 | -3.397 | -4.123 | 421 | 421 | 409 | 409 | -53 | 2020
Vintage1987 | petroleum | TRUE | 20848.7481.NE.IC | 7481 | N | . | City Light & Water | City of Blue Hill - (NE) | 20848 | NE | WNC | MRO |  | 22 | 1 | Electric Utility | IC | DFO | DFO | SWPP | A | barrels | 1 | 1 | 1 | 1 | 1 | 3 | 1 | 1 | 1 | 1 | 2 | 1 | 1 | 1 | 1 | 1 | 1 | 3 | 1 | 1 | 1 | 1 | 2 | 1 | 5.7 | 5.7 | 5.7 | 5.7 | 5.7 | 5.7 | 5.7 | 5.7 | 5.7 | 5.7 | 5.7 | 5.7 | 6 | 6 | 6 | 6 | 6 | 17 | 6 | 6 | 6 | 6 | 11 | 6 | 6 | 6 | 6 | 6 | 6 | 17 | 6 | 6 | 6 | 6 | 11 | 6 | 0.461 | 0.479 | 0.409 | 0.464 | 0.535 | 0.644 | 0.329 | 0.533 | 0.408 | 0.509 | 0.684 | 0.545 | 15 | 15 | 88 | 88 | 6 | 2020
Vintage2003 | petroleum | TRUE | 26616.7482.AK.IC | 7482 | N | . | NSB Atqasuk Utility | North Slope Borough Power & Light | 26616 | AK | PACN |  |  | 22 | 1 | Electric Utility | IC | DFO | DFO |  | A | barrels | 770 | 499 | 503 | 483 | 409 | 515 | 671 | 688 | 437 | 523 | 406 | 402 | 770 | 499 | 503 | 483 | 409 | 515 | 671 | 688 | 437 | 523 | 406 | 402 | 5.84 | 5.84 | 5.84 | 5.84 | 5.84 | 5.84 | 5.84 | 5.84 | 5.84 | 5.84 | 5.84 | 5.84 | 4497 | 2914 | 2938 | 2821 | 2389 | 3008 | 3919 | 4018 | 2552 | 3054 | 2371 | 2348 | 4497 | 2914 | 2938 | 2821 | 2389 | 3008 | 3919 | 4018 | 2552 | 3054 | 2371 | 2348 | 354.77 | 229.995 | 232.203 | 222.823 | 188.672 | 237.546 | 309.647 | 317.267 | 201.742 | 241.464 | 187.253 | 185.618 | 6306 | 6306 | 36829 | 36829 | 2909 | 2020
Vintage2000 | petroleum | TRUE | 26616.7483.AK.IC | 7483 | N | . | NSB Kaktovik Utility | North Slope Borough Power & Light | 26616 | AK | PACN |  |  | 22 | 1 | Electric Utility | IC | DFO | DFO |  | A | barrels | 1003 | 649 | 655 | 629 | 532 | 670 | 874 | 895 | 569 | 681 | 528 | 524 | 1003 | 649 | 655 | 629 | 532 | 670 | 874 | 895 | 569 | 681 | 528 | 524 | 5.84 | 5.84 | 5.84 | 5.84 | 5.84 | 5.84 | 5.84 | 5.84 | 5.84 | 5.84 | 5.84 | 5.84 | 5858 | 3790 | 3825 | 3673 | 3107 | 3913 | 5104 | 5227 | 3323 | 3977 | 3084 | 3060 | 5858 | 3790 | 3825 | 3673 | 3107 | 3913 | 5104 | 5227 | 3323 | 3977 | 3084 | 3060 | 436.236 | 282.809 | 285.524 | 273.99 | 231.997 | 292.095 | 380.752 | 390.122 | 248.069 | 296.912 | 230.252 | 228.242 | 8209 | 8209 | 47941 | 47941 | 3577 | 2020
Vintage2013 | petroleum | TRUE | 26616.7484.AK.IC | 7484 | N | . | NSB Nuiqsut Utility | North Slope Borough Power & Light | 26616 | AK | PACN |  |  | 22 | 1 | Electric Utility | IC | DFO | DFO |  | A | barrels | 481 | 312 | 315 | 302 | 256 | 322 | 420 | 430 | 274 | 327 | 254 | 252 | 481 | 312 | 315 | 302 | 256 | 322 | 420 | 430 | 274 | 327 | 254 | 252 | 5.84 | 5.84 | 5.84 | 5.84 | 5.84 | 5.84 | 5.84 | 5.84 | 5.84 | 5.84 | 5.84 | 5.84 | 2809 | 1822 | 1840 | 1764 | 1495 | 1880 | 2453 | 2511 | 1600 | 1910 | 1483 | 1472 | 2809 | 1822 | 1840 | 1764 | 1495 | 1880 | 2453 | 2511 | 1600 | 1910 | 1483 | 1472 | 146.506 | 94.978 | 95.89 | 92.016 | 77.913 | 98.096 | 127.871 | 131.018 | 83.311 | 99.714 | 77.327 | 76.652 | 3945 | 3945 | 23039 | 23039 | 1201.292 | 2020
Vintage2013 | natural gas peaker | TRUE | 26616.7484.AK.IC | 7484 | N | . | NSB Nuiqsut Utility | North Slope Borough Power & Light | 26616 | AK | PACN |  |  | 22 | 1 | Electric Utility | IC | NG | NG |  | A | mcf | 7959 | 6549 | 6269 | 5370 | 5545 | 5498 | 5741 | 5529 | 5059 | 4302 | 7862 | 8896 | 7959 | 6549 | 6269 | 5370 | 5545 | 5498 | 5741 | 5529 | 5059 | 4302 | 7862 | 8896 | 1 | 1 | 1 | 1 | 1 | 1 | 1 | 1 | 1 | 1 | 1 | 1 | 7959 | 6549 | 6269 | 5370 | 5545 | 5498 | 5741 | 5529 | 5059 | 4302 | 7862 | 8896 | 7959 | 6549 | 6269 | 5370 | 5545 | 5498 | 5741 | 5529 | 5059 | 4302 | 7862 | 8896 | 414.975 | 341.477 | 326.864 | 280.028 | 289.125 | 286.697 | 299.337 | 288.306 | 263.79 | 224.299 | 409.955 | 463.855 | 74579 | 74579 | 74579 | 74579 | 3888.708 | 2020
Vintage2014 | petroleum | TRUE | 26616.7485.AK.IC | 7485 | N | . | NSB Point Hope Utility | North Slope Borough Power & Light | 26616 | AK | PACN |  |  | 22 | 1 | Electric Utility | IC | DFO | DFO |  | A | barrels | 1491 | 966 | 975 | 936 | 792 | 998 | 1300 | 1332 | 847 | 1014 | 786 | 779 | 1491 | 966 | 975 | 936 | 792 | 998 | 1300 | 1332 | 847 | 1014 | 786 | 779 | 5.84 | 5.84 | 5.84 | 5.84 | 5.84 | 5.84 | 5.84 | 5.84 | 5.84 | 5.84 | 5.84 | 5.84 | 8707 | 5641 | 5694 | 5466 | 4625 | 5828 | 7592 | 7779 | 4946 | 5922 | 4590 | 4549 | 8707 | 5641 | 5694 | 5466 | 4625 | 5828 | 7592 | 7779 | 4946 | 5922 | 4590 | 4549 | 761.492 | 493.671 | 498.411 | 478.277 | 404.973 | 509.879 | 664.639 | 680.995 | 433.028 | 518.289 | 401.927 | 398.419 | 12216 | 12216 | 71339 | 71339 | 6244 | 2020
Vintage2014 | natural gas peaker | TRUE | 26616.7485.AK.IC | 7485 | N | . | NSB Point Hope Utility | North Slope Borough Power & Light | 26616 | AK | PACN |  |  | 22 | 1 | Electric Utility | IC | NG | NG |  | A | mcf | 0 | 0 | 0 | 0 | 0 | 0 | 0 | 0 | 0 | 0 | 0 | 0 | 0 | 0 | 0 | 0 | 0 | 0 | 0 | 0 | 0 | 0 | 0 | 0 | 0 | 0 | 0 | 0 | 0 | 0 | 0 | 0 | 0 | 0 | 0 | 0 | 0 | 0 | 0 | 0 | 0 | 0 | 0 | 0 | 0 | 0 | 0 | 0 | 0 | 0 | 0 | 0 | 0 | 0 | 0 | 0 | 0 | 0 | 0 | 0 | 0 | 0 | 0 | 0 | 0 | 0 | 0 | 0 | 0 | 0 | 0 | 0 | 0 | 0 | 0 | 0 | 0 | 2020
Vintage2013 | petroleum | TRUE | 26616.7486.AK.IC | 7486 | N | . | NSB Point Lay Utility | North Slope Borough Power & Light | 26616 | AK | PACN |  |  | 22 | 1 | Electric Utility | IC | DFO | DFO |  | A | barrels | 804 | 520 | 525 | 504 | 427 | 537 | 701 | 718 | 456 | 546 | 424 | 420 | 804 | 520 | 525 | 504 | 427 | 537 | 701 | 718 | 456 | 546 | 424 | 420 | 5.84 | 5.84 | 5.84 | 5.84 | 5.84 | 5.84 | 5.84 | 5.84 | 5.84 | 5.84 | 5.84 | 5.84 | 4695 | 3037 | 3066 | 2943 | 2494 | 3136 | 4094 | 4193 | 2663 | 3189 | 2476 | 2453 | 4695 | 3037 | 3066 | 2943 | 2494 | 3136 | 4094 | 4193 | 2663 | 3189 | 2476 | 2453 | 447.091 | 289.846 | 292.629 | 280.807 | 237.769 | 299.362 | 390.225 | 399.828 | 254.241 | 304.3 | 235.981 | 233.921 | 6582 | 6582 | 38439 | 38439 | 3666 | 2020
Vintage2003 | petroleum | TRUE | 26616.7487.AK.IC | 7487 | N | . | NSB Anaktuvuk Pass | North Slope Borough Power & Light | 26616 | AK | PACN |  |  | 22 | 1 | Electric Utility | IC | DFO | DFO |  | A | barrels | 885 | 573 | 579 | 555 | 470 | 592 | 772 | 791 | 503 | 602 | 467 | 463 | 885 | 573 | 579 | 555 | 470 | 592 | 772 | 791 | 503 | 602 | 467 | 463 | 5.84 | 5.84 | 5.84 | 5.84 | 5.84 | 5.84 | 5.84 | 5.84 | 5.84 | 5.84 | 5.84 | 5.84 | 5168 | 3346 | 3381 | 3241 | 2745 | 3457 | 4508 | 4619 | 2938 | 3516 | 2727 | 2704 | 5168 | 3346 | 3381 | 3241 | 2745 | 3457 | 4508 | 4619 | 2938 | 3516 | 2727 | 2704 | 473.431 | 306.924 | 309.87 | 297.353 | 251.779 | 317.001 | 413.217 | 423.386 | 269.221 | 322.229 | 249.885 | 247.704 | 7252 | 7252 | 42350 | 42350 | 3882 | 2020
Vintage2001 | petroleum | TRUE | 26616.7488.AK.IC | 7488 | N | . | NSB Wainwright Utility | North Slope Borough Power & Light | 26616 | AK | PACN |  |  | 22 | 1 | Electric Utility | IC | DFO | DFO |  | A | barrels | 1677 | 1087 | 1097 | 1053 | 892 | 1123 | 1463 | 1499 | 953 | 1141 | 885 | 877 | 1677 | 1087 | 1097 | 1053 | 892 | 1123 | 1463 | 1499 | 953 | 1141 | 885 | 877 | 5.84 | 5.84 | 5.84 | 5.84 | 5.84 | 5.84 | 5.84 | 5.84 | 5.84 | 5.84 | 5.84 | 5.84 | 9794 | 6348 | 6406 | 6150 | 5209 | 6558 | 8544 | 8754 | 5566 | 6663 | 5168 | 5122 | 9794 | 6348 | 6406 | 6150 | 5209 | 6558 | 8544 | 8754 | 5566 | 6663 | 5168 | 5122 | 865.764 | 561.27 | 566.659 | 543.768 | 460.427 | 579.698 | 755.649 | 774.245 | 492.323 | 589.259 | 456.963 | 452.975 | 13747 | 13747 | 80282 | 80282 | 7099 | 2020
Vintage1987 | hydro | TRUE | 19397.7489.CA.HY | 7489 | N | . | Lake Mendocino | City of Ukiah - (CA) | 19397 | CA | PACC | WECC |  | 22 | 1 | Electric Utility | HY | WAT | HYC | CISO | A |  | 0 | 0 | 0 | 0 | 0 | 0 | 0 | 0 | 0 | 0 | 0 | 0 | 0 | 0 | 0 | 0 | 0 | 0 | 0 | 0 | 0 | 0 | 0 | 0 | 0 | 0 | 0 | 0 | 0 | 0 | 0 | 0 | 0 | 0 | 0 | 0 | 4724 | 3525 | 3732 | 5478 | 7502 | 7010 | 7411 | 7468 | 5201 | 4277 | 3235 | 2665 | 4724 | 3525 | 3732 | 5478 | 7502 | 7010 | 7411 | 7468 | 5201 | 4277 | 3235 | 2665 | 538.894 | 402.045 | 425.638 | 624.794 | 855.729 | 799.563 | 845.364 | 851.835 | 593.271 | 487.897 | 369.005 | 303.965 | 0 | 0 | 62228 | 62228 | 7098 | 2020
Vintage1995 | hydro | TRUE | 9897.7493.AK.HY | 7493 | N | . | King Cove | City of King Cove | 9897 | AK | PACN |  |  | 22 | 1 | Electric Utility | HY | WAT | HYC |  | A |  | 0 | 0 | 0 | 0 | 0 | 0 | 0 | 0 | 0 | 0 | 0 | 0 | 0 | 0 | 0 | 0 | 0 | 0 | 0 | 0 | 0 | 0 | 0 | 0 | 0 | 0 | 0 | 0 | 0 | 0 | 0 | 0 | 0 | 0 | 0 | 0 | 2708 | 2828 | 2481 | 2293 | 3364 | 3277 | 3084 | 2613 | 2093 | 2082 | 2396 | 2492 | 2708 | 2828 | 2481 | 2293 | 3364 | 3277 | 3084 | 2613 | 2093 | 2082 | 2396 | 2492 | 308.936 | 322.6 | 283.013 | 261.552 | 383.675 | 373.748 | 351.755 | 298.016 | 238.77 | 237.463 | 273.259 | 284.213 | 0 | 0 | 31711 | 31711 | 3617 | 2020
Vintage1992 | petroleum | TRUE | 9897.7493.AK.IC | 7493 | N | . | King Cove | City of King Cove | 9897 | AK | PACN |  |  | 22 | 1 | Electric Utility | IC | DFO | DFO |  | A | barrels | 119 | 77 | 78 | 75 | 63 | 80 | 104 | 106 | 68 | 81 | 63 | 62 | 119 | 77 | 78 | 75 | 63 | 80 | 104 | 106 | 68 | 81 | 63 | 62 | 5.7 | 5.7 | 5.7 | 5.7 | 5.7 | 5.7 | 5.7 | 5.7 | 5.7 | 5.7 | 5.7 | 5.7 | 678 | 439 | 445 | 428 | 359 | 456 | 593 | 604 | 388 | 462 | 359 | 353 | 678 | 439 | 445 | 428 | 359 | 456 | 593 | 604 | 388 | 462 | 359 | 353 | 72.807 | 47.201 | 47.654 | 45.729 | 38.72 | 48.75 | 63.547 | 65.111 | 41.403 | 49.555 | 38.429 | 38.094 | 976 | 976 | 5564 | 5564 | 597 | 2020
Vintage1996 | petroleum | TRUE | 4562.7497.MI.IC | 7497 | N | . | Croswell | City of Croswell - (MI) | 4562 | MI | ENC | RFC |  | 22 | 1 | Electric Utility | IC | DFO | DFO | MISO | A | barrels | 0 | 0 | 0 | 0 | 0 | 0 | 0 | 0 | 0 | 0 | 0 | 0 | 0 | 0 | 0 | 0 | 0 | 0 | 0 | 0 | 0 | 0 | 0 | 0 | 0 | 0 | 0 | 0 | 0 | 0 | 0 | 0 | 0 | 0 | 0 | 0 | 0 | 0 | 0 | 0 | 0 | 0 | 0 | 0 | 0 | 0 | 0 | 0 | 0 | 0 | 0 | 0 | 0 | 0 | 0 | 0 | 0 | 0 | 0 | 0 | 0 | 0 | 0 | 0 | 0 | 0 | 0 | 0 | 0 | 0 | 0 | 0 | 0 | 0 | 0 | 0 | 0 | 2020
Vintage1996 | natural gas peaker | TRUE | 4562.7497.MI.IC | 7497 | N | . | Croswell | City of Croswell - (MI) | 4562 | MI | ENC | RFC |  | 22 | 1 | Electric Utility | IC | NG | NG | MISO | A | mcf | 0 | 0 | 0 | 0 | 0 | 0 | 0 | 0 | 0 | 0 | 0 | 0 | 0 | 0 | 0 | 0 | 0 | 0 | 0 | 0 | 0 | 0 | 0 | 0 | 0 | 0 | 0 | 0 | 0 | 0 | 0 | 0 | 0 | 0 | 0 | 0 | 0 | 0 | 0 | 0 | 0 | 0 | 0 | 0 | 0 | 0 | 0 | 0 | 0 | 0 | 0 | 0 | 0 | 0 | 0 | 0 | 0 | 0 | 0 | 0 | 0 | 0 | 0 | 0 | 0 | 0 | 0 | 0 | 0 | 0 | 0 | 0 | 0 | 0 | 0 | 0 | 0 | 2020
Vintage2010 | onshore wind | TRUE | 15371.7501.MA.WT | 7501 | N | . | Princeton Wind Farm | Town of Princeton - (MA) | 15371 | MA | NEW | NPCC |  | 22 | 1 | Electric Utility | WT | WND | WND | ISNE | A |  | 0 | 0 | 0 | 0 | 0 | 0 | 0 | 0 | 0 | 0 | 0 | 0 | 0 | 0 | 0 | 0 | 0 | 0 | 0 | 0 | 0 | 0 | 0 | 0 | 0 | 0 | 0 | 0 | 0 | 0 | 0 | 0 | 0 | 0 | 0 | 0 | 2661 | 2836 | 3573 | 4105 | 3406 | 1879 | 1976 | 2223 | 2493 | 2652 | 4394 | 4036 | 2661 | 2836 | 3573 | 4105 | 3406 | 1879 | 1976 | 2223 | 2493 | 2652 | 4394 | 4036 | 303.516 | 323.454 | 407.547 | 468.271 | 388.519 | 214.354 | 225.375 | 253.554 | 284.332 | 302.502 | 501.233 | 460.343 | 0 | 0 | 36234 | 36234 | 4133 | 2020
Vintage2015 | petroleum | TRUE | 19454.7502.AK.IC | 7502 | N | . | Dutch Harbor | City of Unalaska - (AK) | 19454 | AK | PACN |  |  | 22 | 1 | Electric Utility | IC | DFO | DFO |  | M | barrels | 6161 | 8155 | 8703 | 5783 | 3795 | 3544 | 4780 | 6007 | 5660 | 4850 | 4033 | 3870 | 6161 | 8155 | 8703 | 5783 | 3795 | 3544 | 4780 | 6007 | 5660 | 4850 | 4033 | 3870 | 5.792 | 5.82 | 5.82 | 5.82 | 5.743 | 5.777 | 5.777 | 5.716 | 5.711 | 5.821 | 5.732 | 5.732 | 35685 | 47462 | 50651 | 33657 | 21795 | 20474 | 27614 | 34336 | 32324 | 28232 | 23117 | 22183 | 35685 | 47462 | 50651 | 33657 | 21795 | 20474 | 27614 | 34336 | 32324 | 28232 | 23117 | 22183 | 3924 | 5347 | 5872 | 3687 | 2419 | 2265 | 3015 | 3809 | 3585 | 3157 | 2628 | 2489 | 65341 | 65341 | 377530 | 377530 | 42197 | 2020
Vintage1993 | petroleum | TRUE | 19454.7503.AK.IC | 7503 | N | . | Unalaska Power Module | City of Unalaska - (AK) | 19454 | AK | PACN |  |  | 22 | 1 | Electric Utility | IC | DFO | DFO |  | A | barrels | 665 | 431 | 435 | 418 | 354 | 445 | 580 | 595 | 378 | 453 | 351 | 348 | 665 | 431 | 435 | 418 | 354 | 445 | 580 | 595 | 378 | 453 | 351 | 348 | 5.768 | 5.768 | 5.768 | 5.768 | 5.768 | 5.768 | 5.768 | 5.768 | 5.768 | 5.768 | 5.768 | 5.768 | 3836 | 2486 | 2509 | 2411 | 2042 | 2567 | 3345 | 3432 | 2180 | 2613 | 2025 | 2007 | 3836 | 2486 | 2509 | 2411 | 2042 | 2567 | 3345 | 3432 | 2180 | 2613 | 2025 | 2007 | 315.524 | 204.553 | 206.516 | 198.174 | 167.801 | 211.268 | 275.393 | 282.17 | 179.425 | 214.753 | 166.538 | 165.085 | 5453 | 5453 | 31453 | 31453 | 2587.2 | 2020
Vintage2000 | natural gas peaker | TRUE | 19545.7504.WY.GT | 7504 | N | . | Neil Simpson II | Black Hills Power, Inc. d/b/a | 19545 | WY | MTN | WECC |  | 22 | 1 | Electric Utility | GT | NG | NG | WACM | A | mcf | 59543 | 53243 | 61720 | 45349 | 38268 | 44192 | 72314 | 107730 | 58778 | 56537 | 49748 | 41672 | 59543 | 53243 | 61720 | 45349 | 38268 | 44192 | 72314 | 107730 | 58778 | 56537 | 49748 | 41672 | 1.07 | 1.07 | 1.07 | 1.07 | 1.07 | 1.07 | 1.07 | 1.07 | 1.07 | 1.07 | 1.07 | 1.07 | 63711 | 56970 | 66040 | 48523 | 40947 | 47285 | 77376 | 115271 | 62892 | 60495 | 53230 | 44589 | 63711 | 56970 | 66040 | 48523 | 40947 | 47285 | 77376 | 115271 | 62892 | 60495 | 53230 | 44589 | 6382.151 | 5707.007 | 6615.613 | 4860.824 | 4101.86 | 4736.775 | 7751.183 | 11547.217 | 6300.221 | 6060.064 | 5332.391 | 4466.694 | 689094 | 689094 | 737329 | 737329 | 73862 | 2020
Vintage1995 | petroleum | TRUE | 19545.7504.WY.ST | 7504 | N | . | Neil Simpson II | Black Hills Power, Inc. d/b/a | 19545 | WY | MTN | WECC |  | 22 | 1 | Electric Utility | ST | DFO | DFO | WACM | AM | barrels | 0 | 0 | 0 | 0 | 0 | 0 | 0 | 0 | 0 | 0 | 0 | 0 | 0 | 0 | 0 | 0 | 0 | 0 | 0 | 0 | 0 | 0 | 0 | 0 | 0 | 0 | 0 | 0 | 0 | 0 | 0 | 0 | 0 | 0 | 0 | 0 | 0 | 0 | 0 | 0 | 0 | 0 | 0 | 0 | 0 | 0 | 0 | 0 | 0 | 0 | 0 | 0 | 0 | 0 | 0 | 0 | 0 | 0 | 0 | 0 | 0 | 0 | 0 | 0 | 0 | 0 | 0 | 0 | 0 | 0 | 0 | 0 | 0 | 0 | 0 | 0 | 0 | 2020
Vintage1995 | natural gas steam turbine | TRUE | 19545.7504.WY.ST | 7504 | N | . | Neil Simpson II | Black Hills Power, Inc. d/b/a | 19545 | WY | MTN | WECC |  | 22 | 1 | Electric Utility | ST | NG | NG | WACM | AM | mcf | 0 | 1015 | 4033 | 1184 | 65 | 676 | 16 | 202 | 1037 | 32 | 3026 | 915 | 0 | 1015 | 4033 | 1184 | 65 | 676 | 16 | 202 | 1037 | 32 | 3026 | 915 | 0 | 1.07 | 1.05 | 1.09 | 1.05 | 1.06 | 1.06 | 1.07 | 1.08 | 1.08 | 1.07 | 1.06 | 0 | 1086 | 4235 | 1291 | 68 | 717 | 17 | 216 | 1120 | 35 | 3238 | 970 | 0 | 1086 | 4235 | 1291 | 68 | 717 | 17 | 216 | 1120 | 35 | 3238 | 970 | 0 | 84.583 | 328.493 | 102.357 | 5.479 | 57.267 | 1.357 | 17.24 | 87.259 | 2.712 | 250.208 | 76.384 | 12201 | 12201 | 12993 | 12993 | 1013.339 | 2020
Vintage1995 | hard coal | TRUE | 19545.7504.WY.ST | 7504 | N | . | Neil Simpson II | Black Hills Power, Inc. d/b/a | 19545 | WY | MTN | WECC |  | 22 | 1 | Electric Utility | ST | SUB | COL | WACM | AM | short tons | 46962 | 43322 | 33161 | 41097 | 45029 | 42723 | 45984 | 46348 | 40960 | 46736 | 34098 | 42428 | 46962 | 43322 | 33161 | 41097 | 45029 | 42723 | 45984 | 46348 | 40960 | 46736 | 34098 | 42428 | 16.31 | 16.24 | 16.06 | 16.25 | 16.1 | 16.08 | 16.17 | 16.23 | 16.37 | 16.19 | 16.09 | 16.15 | 765950 | 703549 | 532566 | 667826 | 724967 | 686986 | 743561 | 752228 | 670515 | 756656 | 548637 | 685212 | 765950 | 703549 | 532566 | 667826 | 724967 | 686986 | 743561 | 752228 | 670515 | 756656 | 548637 | 685212 | 60626 | 54793.417 | 41312.507 | 52966.643 | 58202.521 | 54903.733 | 59512.643 | 60001.76 | 52241.741 | 59379.288 | 42396.792 | 53963.616 | 508848 | 508848 | 8238653 | 8238653 | 650300.66 | 2020
Vintage1995 | petroleum | TRUE | 14232.7505.MN.IC | 7505 | N | . | Fergus Control Ctr | Otter Tail Power Co | 14232 | MN | WNC | MRO |  | 22 | 1 | Electric Utility | IC | DFO | DFO | MISO | A | barrels | 0 | 0 | 0 | 0 | 0 | 0 | 0 | 0 | 0 | 0 | 0 | 0 | 0 | 0 | 0 | 0 | 0 | 0 | 0 | 0 | 0 | 0 | 0 | 0 | 0 | 0 | 0 | 0 | 0 | 0 | 0 | 0 | 0 | 0 | 0 | 0 | 0 | 0 | 0 | 0 | 0 | 0 | 0 | 0 | 0 | 0 | 0 | 0 | 0 | 0 | 0 | 0 | 0 | 0 | 0 | 0 | 0 | 0 | 0 | 0 | 0 | 0 | 0 | 0 | 0 | 0 | 0 | 0 | 0 | 0 | 0 | 0 | 0 | 0 | 0 | 0 | 0 | 2020
Vintage1993 | hydro | TRUE | 61958.7507.CA.HY | 7507 | N | . | Deadwood Creek | Hydro Sierra Energy, LLC | 61958 | CA | PACC | WECC |  | 22 | 1 | Electric Utility | HY | WAT | HYC | CISO | A |  | 0 | 0 | 0 | 0 | 0 | 0 | 0 | 0 | 0 | 0 | 0 | 0 | 0 | 0 | 0 | 0 | 0 | 0 | 0 | 0 | 0 | 0 | 0 | 0 | 0 | 0 | 0 | 0 | 0 | 0 | 0 | 0 | 0 | 0 | 0 | 0 | 406 | 303 | 321 | 471 | 645 | 602 | 637 | 642 | 447 | 368 | 278 | 229 | 406 | 303 | 321 | 471 | 645 | 602 | 637 | 642 | 447 | 368 | 278 | 229 | 46.312 | 34.552 | 36.579 | 53.695 | 73.541 | 68.714 | 72.65 | 73.206 | 50.986 | 41.93 | 31.712 | 26.123 | 0 | 0 | 5349 | 5349 | 610 | 2020
Vintage1994 | hydro | TRUE | 6013.7508.OR.HY | 7508 | N | . | Stone Creek | Eugene Water & Electric Board | 6013 | OR | PACC | WECC |  | 22 | 1 | Electric Utility | HY | WAT | HYC | PGE | A |  | 0 | 0 | 0 | 0 | 0 | 0 | 0 | 0 | 0 | 0 | 0 | 0 | 0 | 0 | 0 | 0 | 0 | 0 | 0 | 0 | 0 | 0 | 0 | 0 | 0 | 0 | 0 | 0 | 0 | 0 | 0 | 0 | 0 | 0 | 0 | 0 | 23117 | 25036 | 20091 | 17866 | 30636 | 30764 | 28205 | 22681 | 17235 | 16975 | 20482 | 21011 | 23117 | 25036 | 20091 | 17866 | 30636 | 30764 | 28205 | 22681 | 17235 | 16975 | 20482 | 21011 | 2636.846 | 2855.694 | 2291.652 | 2037.917 | 3494.521 | 3509.09 | 3217.189 | 2587.066 | 1965.929 | 1936.234 | 2336.279 | 2396.583 | 0 | 0 | 274099 | 274099 | 31265 | 2020
Vintage1997 | hydro | TRUE | 13788.7511.WA.HY | 7511 | N | . | McNary Dam Fish Attraction Project | Northern Wasco County PUD | 13788 | WA | PACC | WECC |  | 22 | 1 | Electric Utility | HY | WAT | HYC | BPAT | A |  | 0 | 0 | 0 | 0 | 0 | 0 | 0 | 0 | 0 | 0 | 0 | 0 | 0 | 0 | 0 | 0 | 0 | 0 | 0 | 0 | 0 | 0 | 0 | 0 | 0 | 0 | 0 | 0 | 0 | 0 | 0 | 0 | 0 | 0 | 0 | 0 | 30067 | 33367 | 25772 | 22661 | 40919 | 41526 | 38507 | 29512 | 21303 | 21789 | 27624 | 28873 | 30067 | 33367 | 25772 | 22661 | 40919 | 41526 | 38507 | 29512 | 21303 | 21789 | 27624 | 28873 | 3429.544 | 3805.966 | 2939.684 | 2584.769 | 4667.423 | 4736.578 | 4392.293 | 3366.294 | 2429.866 | 2485.344 | 3150.883 | 3293.356 | 0 | 0 | 361920 | 361920 | 41282 | 2020
Vintage2000 | natural gas combined cycle | TRUE | 16604.7512.TX.CA | 7512 | N | . | Arthur Von Rosenberg | City of San Antonio - (TX) | 16604 | TX | WSC | TRE |  | 22 | 1 | Electric Utility | CA | NG | NG | ERCO | M | mcf | 0 | 0 | 0 | 0 | 0 | 0 | 0 | 0 | 0 | 0 | 0 | 0 | 0 | 0 | 0 | 0 | 0 | 0 | 0 | 0 | 0 | 0 | 0 | 0 | 0 | 0 | 0 | 0 | 0 | 0 | 0 | 0 | 0 | 0 | 0 | 0 | 0 | 0 | 0 | 0 | 0 | 0 | 0 | 0 | 0 | 0 | 0 | 0 | 0 | 0 | 0 | 0 | 0 | 0 | 0 | 0 | 0 | 0 | 0 | 0 | 118146 | 113681 | 87524 | 0 | 104011 | 113456 | 121343 | 117262 | 59414 | 117794 | 107454 | 111078 | 0 | 0 | 0 | 0 | 1171163 | 2020
Vintage2000 | natural gas combined cycle | TRUE | 16604.7512.TX.CT | 7512 | N | . | Arthur Von Rosenberg | City of San Antonio - (TX) | 16604 | TX | WSC | TRE |  | 22 | 1 | Electric Utility | CT | NG | NG | ERCO | M | mcf | 2136542 | 2080320 | 1621875 | 0 | 1984737 | 2166916 | 2332777 | 2248506 | 1206089 | 2351809 | 2058273 | 2074171 | 2136542 | 2080320 | 1621875 | 0 | 1984737 | 2166916 | 2332777 | 2248506 | 1206089 | 2351809 | 2058273 | 2074171 | 1.008 | 1.003 | 1.002 | 0 | 1.009 | 1.005 | 1.009 | 1.007 | 1.003 | 1.007 | 1.007 | 1.006 | 2153634 | 2086561 | 1625119 | 0 | 2002600 | 2177751 | 2353772 | 2264246 | 1209707 | 2368272 | 2072681 | 2086616 | 2153634 | 2086561 | 1625119 | 0 | 2002600 | 2177751 | 2353772 | 2264246 | 1209707 | 2368272 | 2072681 | 2086616 | 190020 | 186940 | 146666 | -320 | 180393 | 195387 | 214025 | 202015 | 108879 | 219712 | 186547 | 186538 | 22262015 | 22262015 | 22400959 | 22400959 | 2016802 | 2020
Vintage1998 | petroleum | TRUE | 12208.7515.KS.GT | 7515 | N | . | McPherson 3 | City of McPherson - (KS) | 12208 | KS | WNC | MRO |  | 22 | 1 | Electric Utility | GT | DFO | DFO | SWPP | A | barrels | 89 | 94 | 80 | 91 | 104 | 126 | 64 | 104 | 80 | 99 | 134 | 107 | 89 | 94 | 80 | 91 | 104 | 126 | 64 | 104 | 80 | 99 | 134 | 107 | 5.815 | 5.815 | 5.815 | 5.815 | 5.815 | 5.815 | 5.815 | 5.815 | 5.815 | 5.815 | 5.815 | 5.815 | 518 | 547 | 465 | 529 | 605 | 733 | 372 | 605 | 465 | 576 | 779 | 622 | 518 | 547 | 465 | 529 | 605 | 733 | 372 | 605 | 465 | 576 | 779 | 622 | 2.128 | 2.213 | 1.891 | 2.145 | 2.472 | 2.98 | 1.52 | 2.465 | 1.888 | 2.355 | 3.163 | 2.522 | 1172 | 1172 | 6816 | 6816 | 27.742 | 2020
Vintage1998 | natural gas peaker | TRUE | 12208.7515.KS.GT | 7515 | N | . | McPherson 3 | City of McPherson - (KS) | 12208 | KS | WNC | MRO |  | 22 | 1 | Electric Utility | GT | NG | NG | SWPP | A | mcf | 12658 | 10680 | 9178 | 7891 | 7292 | 11257 | 16417 | 11502 | 7770 | 8635 | 6691 | 10302 | 12658 | 10680 | 9178 | 7891 | 7292 | 11257 | 16417 | 11502 | 7770 | 8635 | 6691 | 10302 | 1.032 | 1.032 | 1.032 | 1.032 | 1.032 | 1.032 | 1.032 | 1.032 | 1.032 | 1.032 | 1.032 | 1.032 | 13063 | 11022 | 9472 | 8144 | 7525 | 11617 | 16942 | 11870 | 8019 | 8911 | 6905 | 10632 | 13063 | 11022 | 9472 | 8144 | 7525 | 11617 | 16942 | 11870 | 8019 | 8911 | 6905 | 10632 | 53.183 | 44.866 | 38.554 | 33.15 | 30.633 | 47.288 | 68.965 | 48.319 | 32.639 | 36.274 | 28.108 | 43.279 | 120273 | 120273 | 124122 | 124122 | 505.258 | 2020
Vintage2012 | onshore wind | TRUE | 16534.7526.CA.WT | 7526 | N | . | Solano Wind | Sacramento Municipal Util Dist | 16534 | CA | PACC | WECC |  | 22 | 1 | Electric Utility | WT | WND | WND | CISO | M |  | 0 | 0 | 0 | 0 | 0 | 0 | 0 | 0 | 0 | 0 | 0 | 0 | 0 | 0 | 0 | 0 | 0 | 0 | 0 | 0 | 0 | 0 | 0 | 0 | 0 | 0 | 0 | 0 | 0 | 0 | 0 | 0 | 0 | 0 | 0 | 0 | 115409 | 305723 | 262388 | 437763 | 488822 | 671789 | 863155 | 633293 | 488225 | 279746 | 186588 | 139579 | 115409 | 305723 | 262388 | 437763 | 488822 | 671789 | 863155 | 633293 | 488225 | 279746 | 186588 | 139579 | 13164 | 34872 | 29929 | 49933 | 55757 | 76627 | 98455 | 72236 | 55689 | 31909 | 21283 | 15921 | 0 | 0 | 4872480 | 4872480 | 555775 | 2020
Vintage1995 | natural gas combined cycle | TRUE | 16534.7527.CA.CA | 7527 | Y | . | Carson Ice-Gen Project | Sacramento Municipal Util Dist | 16534 | CA | PACC | WECC |  | 22 | 1 | Electric Utility | CA | NG | NG | BANC | M | mcf | 0 | 0 | 0 | 0 | 0 | 0 | 0 | 0 | 0 | 0 | 0 | 0 | 0 | 0 | 0 | 0 | 0 | 0 | 0 | 0 | 0 | 0 | 0 | 0 | 0 | 0 | 0 | 0 | 0 | 0 | 0 | 0 | 0 | 0 | 0 | 0 | 0 | 0 | 0 | 0 | 0 | 0 | 0 | 0 | 0 | 0 | 0 | 0 | 0 | 0 | 0 | 0 | 0 | 0 | 0 | 0 | 0 | 0 | 0 | 0 | 3400.916 | 542.047 | 3944.666 | 15568.998 | 8315.497 | 16305.544 | 21528.055 | 18337 | 12547 | 19548 | 11230 | 18114.736 | 0 | 0 | 0 | 0 | 149382.46 | 2020
Vintage1995 | biomass | TRUE | 16534.7527.CA.CA | 7527 | Y | . | Carson Ice-Gen Project | Sacramento Municipal Util Dist | 16534 | CA | PACC | WECC |  | 22 | 1 | Electric Utility | CA | OBG | ORW | BANC | M | Mcf | 0 | 0 | 0 | 0 | 0 | 0 | 0 | 0 | 0 | 0 | 0 | 0 | 0 | 0 | 0 | 0 | 0 | 0 | 0 | 0 | 0 | 0 | 0 | 0 | 0 | 0 | 0 | 0 | 0 | 0 | 0 | 0 | 0 | 0 | 0 | 0 | 0 | 0 | 0 | 0 | 0 | 0 | 0 | 0 | 0 | 0 | 0 | 0 | 0 | 0 | 0 | 0 | 0 | 0 | 0 | 0 | 0 | 0 | 0 | 0 | 1.084 | 9.953 | 859.334 | 3083.002 | 449.503 | 0.456 | 103.945 | 0 | 0 | 0 | 0 | 60.264 | 0 | 0 | 0 | 0 | 4567.541 | 2020
Vintage1995 | natural gas combined cycle | TRUE | 16534.7527.CA.CT | 7527 | Y | . | Carson Ice-Gen Project | Sacramento Municipal Util Dist | 16534 | CA | PACC | WECC |  | 22 | 1 | Electric Utility | CT | NG | NG | BANC | M | mcf | 200804 | 51627 | 165731 | 205195 | 108610 | 176856 | 228617 | 206038 | 142378 | 207000 | 131025 | 196983 | 163360 | 34100 | 130400 | 167609 | 83036 | 149942 | 196962 | 168538 | 117000 | 179289 | 105175 | 167538 | 1.02 | 1.02 | 1.02 | 1.02 | 1.02 | 1.02 | 1.02 | 1.02 | 1.02 | 1.02 | 1.02 | 1.02 | 204820 | 52660 | 169046 | 209299 | 110782 | 180393 | 233189 | 210159 | 145226 | 211140 | 133646 | 200923 | 166627 | 34782 | 133008 | 170961 | 84697 | 152941 | 200901 | 171909 | 119340 | 182875 | 107279 | 170889 | 17468.432 | 3286.649 | 12775.825 | 5963.998 | 1942.971 | 2755.923 | 3761.837 | 3164 | 2172 | 3388 | 1907 | 3182.413 | 2020864 | 1662949 | 2061283 | 1696209 | 61769.048 | 2020
Vintage1995 | biomass | TRUE | 16534.7527.CA.CT | 7527 | Y | . | Carson Ice-Gen Project | Sacramento Municipal Util Dist | 16534 | CA | PACC | WECC |  | 22 | 1 | Electric Utility | CT | OBG | ORW | BANC | M | Mcf | 64 | 948 | 36104 | 64759 | 9213 | 8 | 1816 | 0 | 0 | 0 | 0 | 1061 | 52 | 625 | 28408 | 52897 | 7043 | 8 | 1565 | 0 | 0 | 0 | 0 | 903 | 1.02 | 1.02 | 1.02 | 0.64 | 0.65 | 0.63 | 0.62 | 0 | 0 | 0 | 0 | 0.63 | 65 | 967 | 36826 | 41446 | 5988 | 5 | 1126 | 0 | 0 | 0 | 0 | 668 | 53 | 638 | 28976 | 33854 | 4578 | 5 | 970 | 0 | 0 | 0 | 0 | 569 | 5.568 | 60.351 | 2783.175 | 1181.002 | 105.029 | 0.077 | 18.163 | 0 | 0 | 0 | 0 | 10.587 | 113973 | 91501 | 87091 | 69643 | 4163.952 | 2020
Vintage1995 | natural gas peaker | TRUE | 16534.7527.CA.GT | 7527 | Y | . | Carson Ice-Gen Project | Sacramento Municipal Util Dist | 16534 | CA | PACC | WECC |  | 22 | 1 | Electric Utility | GT | NG | NG | BANC | M | mcf | 137 | 8984 | 6408 | 915 | 3851 | 3032 | 6248 | 28424 | 12861 | 2899 | 1738 | 1084 | 93 | 5189 | 4691 | 646 | 2513 | 2202 | 4605 | 19829 | 9009 | 2139 | 1190 | 785 | 1.02 | 1.02 | 1.02 | 1.02 | 1.02 | 1.02 | 1.02 | 1.02 | 1.02 | 1.02 | 1.02 | 1.02 | 140 | 9164 | 6536 | 933 | 3928 | 3093 | 6373 | 28992 | 13118 | 2957 | 1773 | 1106 | 95 | 5293 | 4785 | 659 | 2563 | 2246 | 4697 | 20226 | 9189 | 2182 | 1214 | 801 | 0 | 647 | 591 | 70 | 310 | 270 | 578 | 2537 | 1146 | 262 | 140 | 87 | 76581 | 52891 | 78113 | 53950 | 6638 | 2020
Vintage2009 | petroleum | TRUE | 3046.7538.NC.GT | 7538 | N | . | Wayne County | Duke Energy Progress - (NC) | 3046 | NC | SAT | SERC |  | 22 | 1 | Electric Utility | GT | DFO | DFO | CPLE | A | barrels | 1972 | 697 | 618 | 735 | 1487 | 706 | 647 | 929 | 662 | 798 | 732 | 1360 | 1972 | 697 | 618 | 735 | 1487 | 706 | 647 | 929 | 662 | 798 | 732 | 1360 | 5.79 | 5.79 | 5.79 | 5.79 | 5.79 | 5.79 | 5.79 | 5.79 | 5.79 | 5.79 | 5.79 | 5.79 | 11418 | 4036 | 3578 | 4256 | 8610 | 4088 | 3746 | 5379 | 3833 | 4620 | 4238 | 7874 | 11418 | 4036 | 3578 | 4256 | 8610 | 4088 | 3746 | 5379 | 3833 | 4620 | 4238 | 7874 | 968.089 | 342.254 | 303.597 | 361.129 | 730.405 | 347.022 | 317.86 | 456.542 | 324.972 | 392.171 | 359.549 | 668.076 | 11343 | 11343 | 65676 | 65676 | 5571.666 | 2020
Vintage2009 | natural gas peaker | TRUE | 3046.7538.NC.GT | 7538 | N | . | Wayne County | Duke Energy Progress - (NC) | 3046 | NC | SAT | SERC |  | 22 | 1 | Electric Utility | GT | NG | NG | CPLE | A | mcf | 191349 | 192122 | 167334 | 98195 | 141066 | 159067 | 202573 | 186398 | 142766 | 132585 | 141529 | 188537 | 191349 | 192122 | 167334 | 98195 | 141066 | 159067 | 202573 | 186398 | 142766 | 132585 | 141529 | 188537 | 1.03 | 1.03 | 1.03 | 1.03 | 1.03 | 1.03 | 1.03 | 1.03 | 1.03 | 1.03 | 1.03 | 1.03 | 197089 | 197886 | 172354 | 101141 | 145298 | 163839 | 208650 | 191990 | 147049 | 136563 | 145775 | 194193 | 197089 | 197886 | 172354 | 101141 | 145298 | 163839 | 208650 | 191990 | 147049 | 136563 | 145775 | 194193 | 16720.115 | 16787.802 | 14621.781 | 8580.37 | 12326.474 | 13899.409 | 17700.959 | 16287.631 | 12475.031 | 11585.419 | 12366.872 | 16474.471 | 1943521 | 1943521 | 2001827 | 2001827 | 169826.33 | 2020
Vintage1994 | hydro | TRUE | 2518.7541.WY.HY | 7541 | N | . | Spirit Mountain | U S Bureau of Reclamation | 2518 | WY | MTN | WECC |  | 22 | 1 | Electric Utility | HY | WAT | HYC | WAUW | A |  | 0 | 0 | 0 | 0 | 0 | 0 | 0 | 0 | 0 | 0 | 0 | 0 | 0 | 0 | 0 | 0 | 0 | 0 | 0 | 0 | 0 | 0 | 0 | 0 | 0 | 0 | 0 | 0 | 0 | 0 | 0 | 0 | 0 | 0 | 0 | 0 | 10188 | 10731 | 11164 | 12560 | 14287 | 13916 | 14101 | 14196 | 10312 | 11281 | 10997 | 10212 | 10188 | 10731 | 11164 | 12560 | 14287 | 13916 | 14101 | 14196 | 10312 | 11281 | 10997 | 10212 | 1162.123 | 1224.002 | 1273.416 | 1432.606 | 1629.604 | 1587.363 | 1608.377 | 1619.29 | 1176.224 | 1286.803 | 1254.338 | 1164.854 | 0 | 0 | 143945 | 143945 | 16419 | 2020
Vintage1989 | hydro | TRUE | 14077.7545.OK.HY | 7545 | N | . | Kaw Hydro | Oklahoma Municipal Power Authority | 14077 | OK | WSC | MRO |  | 22 | 1 | Electric Utility | HY | WAT | HYC | SWPP | A |  | 0 | 0 | 0 | 0 | 0 | 0 | 0 | 0 | 0 | 0 | 0 | 0 | 0 | 0 | 0 | 0 | 0 | 0 | 0 | 0 | 0 | 0 | 0 | 0 | 0 | 0 | 0 | 0 | 0 | 0 | 0 | 0 | 0 | 0 | 0 | 0 | 37301 | 78515 | 72547 | 88657 | 96770 | 43454 | 60324 | 47379 | 62111 | 60721 | 37552 | 40997 | 37301 | 78515 | 72547 | 88657 | 96770 | 43454 | 60324 | 47379 | 62111 | 60721 | 37552 | 40997 | 4254.74 | 8955.689 | 8275.048 | 10112.58 | 11037.995 | 4956.558 | 6880.77 | 5404.244 | 7084.667 | 6926.081 | 4283.305 | 4676.323 | 0 | 0 | 726328 | 726328 | 82848 | 2020
Vintage1966 | petroleum | TRUE | 14077.7546.OK.CA | 7546 | N | . | Ponca City | Oklahoma Municipal Power Authority | 14077 | OK | WSC | MRO |  | 22 | 1 | Electric Utility | CA | DFO | DFO | SWPP | A | barrels | 0 | 0 | 0 | 0 | 0 | 0 | 0 | 0 | 0 | 0 | 0 | 0 | 0 | 0 | 0 | 0 | 0 | 0 | 0 | 0 | 0 | 0 | 0 | 0 | 0 | 0 | 0 | 0 | 0 | 0 | 0 | 0 | 0 | 0 | 0 | 0 | 0 | 0 | 0 | 0 | 0 | 0 | 0 | 0 | 0 | 0 | 0 | 0 | 0 | 0 | 0 | 0 | 0 | 0 | 0 | 0 | 0 | 0 | 0 | 0 | 0 | 0 | 0 | 0 | 0 | 0 | 0 | 0 | 0 | 0 | 0 | 0 | 0 | 0 | 0 | 0 | 0 | 2020
Vintage1966 | natural gas combined cycle | TRUE | 14077.7546.OK.CA | 7546 | N | . | Ponca City | Oklahoma Municipal Power Authority | 14077 | OK | WSC | MRO |  | 22 | 1 | Electric Utility | CA | NG | NG | SWPP | AM | mcf | 0 | 0 | 0 | 0 | 0 | 27 | 0 | 152 | 118 | 45 | 0 | 0 | 0 | 0 | 0 | 0 | 0 | 27 | 0 | 152 | 118 | 45 | 0 | 0 | 0 | 0 | 0 | 0 | 0 | 1.05 | 0 | 1.05 | 1.05 | 1.05 | 0 | 0 | 0 | 0 | 0 | 0 | 0 | 28 | 0 | 160 | 124 | 47 | 0 | 0 | 0 | 0 | 0 | 0 | 0 | 28 | 0 | 160 | 124 | 47 | 0 | 0 | 0 | 0 | 0 | 0 | 0 | 0 | 0 | 0 | 0 | 0 | 0 | 0 | 342 | 342 | 359 | 359 | 0 | 2020
Vintage1995 | petroleum | TRUE | 14077.7546.OK.CT | 7546 | N | . | Ponca City | Oklahoma Municipal Power Authority | 14077 | OK | WSC | MRO |  | 22 | 1 | Electric Utility | CT | DFO | DFO | SWPP | AM | barrels | 0 | 0 | 0 | 0 | 0 | 0 | 0 | 0 | 0 | 0 | 0 | 0 | 0 | 0 | 0 | 0 | 0 | 0 | 0 | 0 | 0 | 0 | 0 | 0 | 0 | 0 | 0 | 0 | 0 | 0 | 0 | 0 | 0 | 0 | 0 | 0 | 0 | 0 | 0 | 0 | 0 | 0 | 0 | 0 | 0 | 0 | 0 | 0 | 0 | 0 | 0 | 0 | 0 | 0 | 0 | 0 | 0 | 0 | 0 | 0 | 0 | 0 | 0 | 0 | 0 | 0 | 0 | 0 | 0 | 0 | 0 | 0 | 0 | 0 | 0 | 0 | 0 | 2020
Vintage1995 | natural gas combined cycle | TRUE | 14077.7546.OK.CT | 7546 | N | . | Ponca City | Oklahoma Municipal Power Authority | 14077 | OK | WSC | MRO |  | 22 | 1 | Electric Utility | CT | NG | NG | SWPP | AM | mcf | 0 | 245 | 770 | 1457 | 3646 | 14820 | 16263 | 50728 | 7692 | 9413 | 4775 | 0 | 0 | 245 | 770 | 1457 | 3646 | 14820 | 16263 | 50728 | 7692 | 9413 | 4775 | 0 | 0 | 1.05 | 1.05 | 1.05 | 1.05 | 1.05 | 1.05 | 1.05 | 1.05 | 1.05 | 1.05 | 0 | 0 | 257 | 809 | 1530 | 3828 | 15561 | 17076 | 53264 | 8077 | 9884 | 5014 | 0 | 0 | 257 | 809 | 1530 | 3828 | 15561 | 17076 | 53264 | 8077 | 9884 | 5014 | 0 | 0 | 18 | 53 | 114 | 353 | 1630 | 1782 | 5544 | 811 | 1035 | 393 | 0 | 109809 | 109809 | 115300 | 115300 | 11733 | 2020
Vintage2003 | natural gas peaker | TRUE | 14077.7546.OK.GT | 7546 | N | . | Ponca City | Oklahoma Municipal Power Authority | 14077 | OK | WSC | MRO |  | 22 | 1 | Electric Utility | GT | NG | NG | SWPP | A | mcf | 1519 | 1384 | 1286 | 1007 | 1319 | 1507 | 2098 | 1766 | 1366 | 1022 | 740 | 1194 | 1519 | 1384 | 1286 | 1007 | 1319 | 1507 | 2098 | 1766 | 1366 | 1022 | 740 | 1194 | 1.05 | 1.05 | 1.05 | 1.05 | 1.05 | 1.05 | 1.05 | 1.05 | 1.05 | 1.05 | 1.05 | 1.05 | 1595 | 1453 | 1350 | 1057 | 1385 | 1582 | 2203 | 1854 | 1434 | 1073 | 777 | 1254 | 1595 | 1453 | 1350 | 1057 | 1385 | 1582 | 2203 | 1854 | 1434 | 1073 | 777 | 1254 | 131.176 | 119.479 | 110.977 | 86.913 | 113.868 | 130.045 | 181.072 | 152.41 | 117.899 | 88.222 | 63.866 | 103.073 | 16208 | 16208 | 17017 | 17017 | 1399 | 2020
Vintage1998 | hydro | TRUE | 20255.7548.UT.HY | 7548 | N | . | Causey | Weber Basin Water Conserv Dist | 20255 | UT | MTN | WECC |  | 22 | 1 | Electric Utility | HY | WAT | HYC | PACE | A |  | 0 | 0 | 0 | 0 | 0 | 0 | 0 | 0 | 0 | 0 | 0 | 0 | 0 | 0 | 0 | 0 | 0 | 0 | 0 | 0 | 0 | 0 | 0 | 0 | 0 | 0 | 0 | 0 | 0 | 0 | 0 | 0 | 0 | 0 | 0 | 0 | 2233 | 2352 | 2446 | 2752 | 3131 | 3050 | 3090 | 3111 | 2260 | 2472 | 2410 | 2238 | 2233 | 2352 | 2446 | 2752 | 3131 | 3050 | 3090 | 3111 | 2260 | 2472 | 2410 | 2238 | 254.664 | 268.223 | 279.052 | 313.936 | 357.106 | 347.849 | 352.454 | 354.845 | 257.753 | 281.985 | 274.871 | 255.262 | 0 | 0 | 31545 | 31545 | 3598 | 2020
Vintage1997 | natural gas combined cycle | TRUE | 16534.7551.CA.CA | 7551 | Y | . | SCA Cogen 2 | Sacramento Municipal Util Dist | 16534 | CA | PACC | WECC |  | 22 | 1 | Electric Utility | CA | NG | NG | BANC | M | mcf | 127 | 897 | 658 | 14 | 44 | 708 | 491 | 1242 | 405 | 388 | 52 | 595 | 127 | 897 | 658 | 14 | 44 | 708 | 491 | 1242 | 405 | 388 | 52 | 595 | 1.02 | 1.02 | 1.02 | 1.02 | 1.02 | 1.02 | 1.02 | 1.02 | 1.02 | 1.02 | 1.02 | 1.02 | 130 | 915 | 671 | 14 | 45 | 722 | 501 | 1267 | 413 | 396 | 53 | 607 | 130 | 915 | 671 | 14 | 45 | 722 | 501 | 1267 | 413 | 396 | 53 | 607 | 7194 | 9016 | 9678 | 5967 | 5417 | 8032 | 7937 | 9559 | 8647 | 8676 | 9037 | 10820 | 5621 | 5621 | 5734 | 5734 | 99980 | 2020
Vintage1997 | natural gas combined cycle | TRUE | 16534.7551.CA.CT | 7551 | Y | . | SCA Cogen 2 | Sacramento Municipal Util Dist | 16534 | CA | PACC | WECC |  | 22 | 1 | Electric Utility | CT | NG | NG | BANC | M | mcf | 406188 | 466924 | 534950 | 357857 | 360145 | 458091 | 481483 | 527819 | 494275 | 466937 | 475441 | 539475 | 341202 | 394582 | 444745 | 302199 | 294598 | 370810 | 391438 | 432624 | 404018 | 392647 | 397052 | 453129 | 1.02 | 1.02 | 1.02 | 1.02 | 1.02 | 1.02 | 1.02 | 1.02 | 1.02 | 1.02 | 1.02 | 1.02 | 414312 | 476262 | 545649 | 365014 | 367348 | 467253 | 491113 | 538375 | 504161 | 476276 | 484950 | 550265 | 348026 | 402474 | 453640 | 308243 | 300490 | 378226 | 399267 | 441276 | 412098 | 400500 | 404993 | 462192 | 40667 | 46967 | 53396 | 36531 | 35674 | 44319 | 47270 | 51669 | 48433 | 46825 | 47227 | 53674 | 5569585 | 4619044 | 5680978 | 4711425 | 552652 | 2020
Vintage2001 | natural gas peaker | TRUE | 16534.7551.CA.GT | 7551 | Y | . | SCA Cogen 2 | Sacramento Municipal Util Dist | 16534 | CA | PACC | WECC |  | 22 | 1 | Electric Utility | GT | NG | NG | BANC | M | mcf | 1617 | 17284 | 20175 | 0 | 5507 | 7005 | 16357 | 38795 | 23984 | 10920 | 2171 | 2604 | 1154 | 12281 | 14220 | 0 | 3912 | 7005 | 11401 | 26911 | 16650 | 7755 | 1523 | 1823 | 1.02 | 1.02 | 1.02 | 0 | 1.02 | 1.02 | 1.02 | 1.02 | 1.02 | 1.02 | 1.02 | 1.02 | 1649 | 17630 | 20579 | 0 | 5617 | 7145 | 16684 | 39571 | 24464 | 11138 | 2214 | 2656 | 1177 | 12527 | 14504 | 0 | 3990 | 7145 | 11629 | 27449 | 16983 | 7910 | 1553 | 1859 | 163 | 1737 | 2011 | 0 | 545 | 1304 | 1608 | 3797 | 2347 | 1092 | 215 | 259 | 146419 | 104635 | 149347 | 106726 | 15078 | 2020
Vintage1997 | natural gas combined cycle | TRUE | 16534.7552.CA.CA | 7552 | Y | . | SPA Cogen 3 | Sacramento Municipal Util Dist | 16534 | CA | PACC | WECC |  | 22 | 1 | Electric Utility | CA | NG | NG | BANC | M | mcf | 38 | 0 | 370 | 0 | 1460 | 930 | 2020 | 6710 | 2780 | 810 | 210 | 2700 | 38 | 0 | 370 | 0 | 1460 | 930 | 2020 | 6710 | 2780 | 810 | 210 | 2700 | 1.02 | 0 | 1.02 | 0 | 1.02 | 1.02 | 1.02 | 1.02 | 1.02 | 1.02 | 1.02 | 1.02 | 39 | 0 | 377 | 0 | 1489 | 949 | 2060 | 6844 | 2836 | 826 | 214 | 2754 | 39 | 0 | 377 | 0 | 1489 | 949 | 2060 | 6844 | 2836 | 826 | 214 | 2754 | 29034 | 3333 | 16118 | 22625 | 5764 | 11453 | 9323 | 32145 | 17940 | 10752 | 12941 | 29134 | 18028 | 18028 | 18388 | 18388 | 200562 | 2020
Vintage1997 | natural gas combined cycle | TRUE | 16534.7552.CA.CT | 7552 | Y | . | SPA Cogen 3 | Sacramento Municipal Util Dist | 16534 | CA | PACC | WECC |  | 22 | 1 | Electric Utility | CT | NG | NG | BANC | M | mcf | 626705 | 83071 | 362101 | 490220 | 128641 | 249420 | 203601 | 672432 | 380987 | 232840 | 296432 | 636251 | 616534 | 79575 | 355128 | 480963 | 121997 | 242912 | 195847 | 654095 | 370323 | 230453 | 282886 | 626031 | 1.02 | 1.02 | 1.02 | 1.02 | 1.02 | 1.02 | 1.02 | 1.02 | 1.02 | 1.02 | 1.02 | 1.02 | 639239 | 84732 | 369343 | 500024 | 131214 | 254408 | 207673 | 685881 | 388607 | 237497 | 302361 | 648976 | 628865 | 81166 | 362231 | 490582 | 124437 | 247770 | 199764 | 667177 | 377729 | 235062 | 288544 | 638552 | 50185 | 6461 | 29441 | 39063 | 9685 | 19571 | 15744 | 52799 | 29807 | 18622 | 23229 | 51634 | 4362701 | 4256744 | 4449955 | 4341879 | 346241 | 2020
Vintage1998 | petroleum | TRUE | 13334.7555.NE.IC | 7555 | N | . | Nebraska City # 2 | City of Nebraska City | 13334 | NE | WNC | MRO |  | 22 | 1 | Electric Utility | IC | DFO | DFO | SWPP | A | barrels | 2 | 2 | 2 | 2 | 2 | 5 | 1 | 2 | 2 | 2 | 3 | 2 | 2 | 2 | 2 | 2 | 2 | 5 | 1 | 2 | 2 | 2 | 3 | 2 | 5.5 | 5.5 | 5.5 | 5.5 | 5.5 | 5.5 | 5.5 | 5.5 | 5.5 | 5.5 | 5.5 | 5.5 | 11 | 11 | 11 | 11 | 11 | 28 | 6 | 11 | 11 | 11 | 17 | 11 | 11 | 11 | 11 | 11 | 11 | 28 | 6 | 11 | 11 | 11 | 17 | 11 | -19.803 | -20.587 | -17.59 | -19.948 | -22.99 | -27.715 | -14.14 | -22.922 | -17.556 | -21.904 | -29.42 | -23.454 | 27 | 27 | 150 | 150 | -258.029 | 2020
Vintage1998 | natural gas peaker | TRUE | 13334.7555.NE.IC | 7555 | N | . | Nebraska City # 2 | City of Nebraska City | 13334 | NE | WNC | MRO |  | 22 | 1 | Electric Utility | IC | NG | NG | SWPP | A | mcf | 36 | 24 | 17 | 14 | 15 | 42 | 57 | 34 | 22 | 32 | 15 | 16 | 36 | 24 | 17 | 14 | 15 | 42 | 57 | 34 | 22 | 32 | 15 | 16 | 1 | 1 | 1 | 1 | 1 | 1 | 1 | 1 | 1 | 1 | 1 | 1 | 36 | 24 | 17 | 14 | 15 | 42 | 57 | 34 | 22 | 32 | 15 | 16 | 36 | 24 | 17 | 14 | 15 | 42 | 57 | 34 | 22 | 32 | 15 | 16 | -65.447 | -41.068 | -28.933 | -24.53 | -26.712 | -72.466 | -98.37 | -59.067 | -37.492 | -56.058 | -25.199 | -27.629 | 324 | 324 | 324 | 324 | -562.971 | 2020
Vintage1996 | petroleum | FALSE | 56076.7556.IL.IC | 7556 | N | . | State Farm | State Farm Insurance | 56076 | IL | ENC | RFC |  | 518 | 4 | Commercial NAICS Non-Cogen | IC | DFO | DFO | MISO | M | barrels | 6 | 7 | 4 | 10 | 5 | 4 | 4 | 6 | 8 | 5 | 5 | 4 | 6 | 7 | 4 | 10 | 5 | 4 | 4 | 6 | 8 | 5 | 5 | 4 | 5.77 | 5.77 | 5.77 | 5.77 | 5.77 | 5.77 | 5.77 | 5.77 | 5.77 | 5.77 | 5.77 | 5.77 | 35 | 40 | 23 | 58 | 29 | 23 | 23 | 35 | 46 | 29 | 29 | 23 | 35 | 40 | 23 | 58 | 29 | 23 | 23 | 35 | 46 | 29 | 29 | 23 | 3 | 2 | 1 | 2 | 2 | 1 | 1 | 1 | 2 | 1 | 1 | 1 | 68 | 68 | 393 | 393 | 18 | 2020
Vintage1986 | hydro | TRUE | 5914.7583.NY.HY | 7583 | N | . | Talcville | Erie Boulevard Hydropower LP | 5914 | NY | MAT | NPCC |  | 22 | 2 | NAICS-22 Non-Cogen | HY | WAT | HYC | NYIS | A |  | 0 | 0 | 0 | 0 | 0 | 0 | 0 | 0 | 0 | 0 | 0 | 0 | 0 | 0 | 0 | 0 | 0 | 0 | 0 | 0 | 0 | 0 | 0 | 0 | 0 | 0 | 0 | 0 | 0 | 0 | 0 | 0 | 0 | 0 | 0 | 0 | 2851 | 2660 | 2825 | 2771 | 2894 | 2707 | 2841 | 2786 | 2647 | 2660 | 2630 | 2779 | 2851 | 2660 | 2825 | 2771 | 2894 | 2707 | 2841 | 2786 | 2647 | 2660 | 2630 | 2779 | 325.207 | 303.455 | 322.269 | 316.026 | 330.107 | 308.827 | 324.073 | 317.815 | 301.882 | 303.372 | 300.029 | 316.938 | 0 | 0 | 33051 | 33051 | 3770 | 2020
Vintage1993 | petroleum | TRUE | 14433.7584.IA.IC | 7584 | N | . | Panora | City of Panora - (IA) | 14433 | IA | WNC | MRO |  | 22 | 1 | Electric Utility | IC | DFO | DFO | MISO | A | barrels | 5 | 4 | 3 | 4 | 4 | 5 | 3 | 4 | 3 | 4 | 5 | 4 | 5 | 4 | 3 | 4 | 4 | 5 | 3 | 4 | 3 | 4 | 5 | 4 | 6 | 6 | 6 | 6 | 6 | 6 | 6 | 6 | 6 | 6 | 6 | 6 | 30 | 24 | 18 | 24 | 24 | 30 | 18 | 24 | 18 | 24 | 30 | 24 | 30 | 24 | 18 | 24 | 24 | 30 | 18 | 24 | 18 | 24 | 30 | 24 | 2.225 | 2.314 | 1.977 | 2.242 | 2.584 | 3.115 | 1.589 | 2.576 | 1.973 | 2.462 | 3.307 | 2.636 | 48 | 48 | 288 | 288 | 29 | 2020
Vintage1984 | hydro | TRUE | 17470.7588.WA.HY | 7588 | N | . | H M Jackson | PUD 1 of Snohomish County | 17470 | WA | PACC | WECC |  | 22 | 1 | Electric Utility | HY | WAT | HYC | BPAT | A |  | 0 | 0 | 0 | 0 | 0 | 0 | 0 | 0 | 0 | 0 | 0 | 0 | 0 | 0 | 0 | 0 | 0 | 0 | 0 | 0 | 0 | 0 | 0 | 0 | 0 | 0 | 0 | 0 | 0 | 0 | 0 | 0 | 0 | 0 | 0 | 0 | 354270 | 393154 | 303668 | 267005 | 482142 | 489286 | 453722 | 347736 | 251004 | 256735 | 325485 | 340202 | 354270 | 393154 | 303668 | 267005 | 482142 | 489286 | 453722 | 347736 | 251004 | 256735 | 325485 | 340202 | 40409.517 | 44844.794 | 34637.594 | 30455.716 | 54995.141 | 55809.969 | 51753.343 | 39664.241 | 28630.533 | 29284.215 | 37126.107 | 38804.83 | 0 | 0 | 4264409 | 4264409 | 486416 | 2020
Vintage1988 | hydro | TRUE | 11204.7593.NM.HY | 7593 | N | . | El Vado Dam | Los Alamos County | 11204 | NM | MTN | WECC |  | 22 | 1 | Electric Utility | HY | WAT | HYC | WACM | A |  | 0 | 0 | 0 | 0 | 0 | 0 | 0 | 0 | 0 | 0 | 0 | 0 | 0 | 0 | 0 | 0 | 0 | 0 | 0 | 0 | 0 | 0 | 0 | 0 | 0 | 0 | 0 | 0 | 0 | 0 | 0 | 0 | 0 | 0 | 0 | 0 | 8654 | 9115 | 9483 | 10669 | 12136 | 11821 | 11978 | 12059 | 8759 | 9583 | 9341 | 8675 | 8654 | 9115 | 9483 | 10669 | 12136 | 11821 | 11978 | 12059 | 8759 | 9583 | 9341 | 8675 | 987.157 | 1039.72 | 1081.694 | 1216.917 | 1384.255 | 1348.374 | 1366.224 | 1375.494 | 999.135 | 1093.065 | 1065.488 | 989.477 | 0 | 0 | 122273 | 122273 | 13947 | 2020
Vintage1999 | hydro | TRUE | 40577.7594.WV.HY | 7594 | N | . | Belleville Dam | American Mun Power-Ohio, Inc | 40577 | WV | SAT | RFC |  | 22 | 1 | Electric Utility | HY | WAT | HYC | PJM | A |  | 0 | 0 | 0 | 0 | 0 | 0 | 0 | 0 | 0 | 0 | 0 | 0 | 0 | 0 | 0 | 0 | 0 | 0 | 0 | 0 | 0 | 0 | 0 | 0 | 0 | 0 | 0 | 0 | 0 | 0 | 0 | 0 | 0 | 0 | 0 | 0 | 205248 | 228979 | 261717 | 217320 | 199725 | 131874 | 104741 | 112062 | 93670 | 77695 | 108365 | 143350 | 205248 | 228979 | 261717 | 217320 | 199725 | 131874 | 104741 | 112062 | 93670 | 77695 | 108365 | 143350 | 23411.431 | 26118.241 | 29852.546 | 24788.424 | 22781.454 | 15042.059 | 11947.229 | 12782.237 | 10684.397 | 8862.263 | 12360.609 | 16351.11 | 0 | 0 | 1884746 | 1884746 | 214982 | 2020
Vintage1998 | petroleum | TRUE | 40577.7603.OH.IC | 7603 | N | . | Prospect Municipal | American Mun Power-Ohio, Inc | 40577 | OH | ENC | RFC |  | 22 | 1 | Electric Utility | IC | DFO | DFO | PJM | A | barrels | 12 | 16 | 10 | 11 | 14 | 16 | 23 | 13 | 8 | 18 | 13 | 11 | 12 | 16 | 10 | 11 | 14 | 16 | 23 | 13 | 8 | 18 | 13 | 11 | 5.812 | 5.812 | 5.812 | 5.812 | 5.812 | 5.812 | 5.812 | 5.812 | 5.812 | 5.812 | 5.812 | 5.812 | 70 | 93 | 58 | 64 | 81 | 93 | 134 | 76 | 46 | 105 | 76 | 64 | 70 | 93 | 58 | 64 | 81 | 93 | 134 | 76 | 46 | 105 | 76 | 64 | 7.358 | 9.325 | 5.704 | 6.325 | 8.363 | 9.163 | 13.266 | 7.915 | 4.884 | 10.72 | 7.76 | 6.217 | 165 | 165 | 960 | 960 | 97 | 2020
Vintage2001 | natural gas combined cycle | TRUE | 924.7604.MO.CS | 7604 | N | . | St Francis Energy Facility | Associated Electric Coop, Inc | 924 | MO | WNC | SERC |  | 22 | 1 | Electric Utility | CS | NG | NG | AECI | AM | mcf | 517578 | 449737 | 405608 | 240637 | 189936 | 683993 | 1663273 | 719636 | 249971 | 770156 | 380512 | 625549 | 517578 | 449737 | 405608 | 240637 | 189936 | 683993 | 1663273 | 719636 | 249971 | 770156 | 380512 | 625549 | 1.02 | 1.019 | 1.017 | 1.016 | 1.012 | 1.013 | 1.023 | 1.023 | 1.01 | 1.01 | 1.011 | 1.015 | 527930 | 458282 | 412503 | 244487 | 192215 | 692885 | 1701528 | 736188 | 252471 | 777858 | 384698 | 634932 | 527930 | 458282 | 412503 | 244487 | 192215 | 692885 | 1701528 | 736188 | 252471 | 777858 | 384698 | 634932 | 70401 | 60993 | 56056 | 32902 | 25030 | 94869 | 240277 | 98659 | 32186 | 108227 | 49854 | 88414 | 6896586 | 6896586 | 7015977 | 7015977 | 957868 | 2020
Vintage1997 | natural gas combined cycle | TRUE | 3660.7605.WA.CS | 7605 | N | . | River Road Gen Plant | PUD No 1 of Clark County - (WA) | 3660 | WA | PACC | WECC |  | 22 | 1 | Electric Utility | CS | NG | NG | BPAT | M | mcf | 1258728 | 1176305 | 1284434 | 1184463 | 0 | 0 | 291391 | 1194065 | 1170591 | 1244130 | 882999 | 1259535 | 1258728 | 1176305 | 1284434 | 1184463 | 0 | 0 | 291391 | 1194065 | 1170591 | 1244130 | 882999 | 1259535 | 1.063 | 1.087 | 1.049 | 1.038 | 0 | 0 | 1.083 | 1.084 | 1.07 | 1.062 | 1.059 | 1.087 | 1338028 | 1278644 | 1347371 | 1229473 | 0 | 0 | 315576 | 1294366 | 1252532 | 1321266 | 935096 | 1369115 | 1338028 | 1278644 | 1347371 | 1229473 | 0 | 0 | 315576 | 1294366 | 1252532 | 1321266 | 935096 | 1369115 | 186506 | 176243 | 186138 | 170931 | 0 | 0 | 40803 | 179527 | 173415 | 183107 | 129885 | 190578 | 10946641 | 10946641 | 11681467 | 11681467 | 1617133 | 2020
Vintage1983 | hydro | TRUE | 22776.7646.CA.HY | 7646 | N | . | Monticello Dam | Solano Irrigation District | 22776 | CA | PACC | WECC |  | 22 | 1 | Electric Utility | HY | WAT | HYC | CISO | A |  | 0 | 0 | 0 | 0 | 0 | 0 | 0 | 0 | 0 | 0 | 0 | 0 | 0 | 0 | 0 | 0 | 0 | 0 | 0 | 0 | 0 | 0 | 0 | 0 | 0 | 0 | 0 | 0 | 0 | 0 | 0 | 0 | 0 | 0 | 0 | 0 | 28053 | 20929 | 22158 | 32525 | 44547 | 41623 | 44007 | 44344 | 30884 | 25399 | 19209 | 15824 | 28053 | 20929 | 22158 | 32525 | 44547 | 41623 | 44007 | 44344 | 30884 | 25399 | 19209 | 15824 | 3199.875 | 2387.289 | 2527.383 | 3709.946 | 5081.208 | 4747.699 | 5019.664 | 5058.086 | 3522.769 | 2897.071 | 2191.106 | 1804.904 | 0 | 0 | 369502 | 369502 | 42147 | 2020
Vintage2004 | hydro | TRUE | 2439.7657.OH.HY | 7657 | N | . | Auglaize Hydro | City of Bryan - (OH) | 2439 | OH | ENC | RFC |  | 22 | 1 | Electric Utility | HY | WAT | HYC | PJM | A |  | 0 | 0 | 0 | 0 | 0 | 0 | 0 | 0 | 0 | 0 | 0 | 0 | 0 | 0 | 0 | 0 | 0 | 0 | 0 | 0 | 0 | 0 | 0 | 0 | 0 | 0 | 0 | 0 | 0 | 0 | 0 | 0 | 0 | 0 | 0 | 0 | 6756 | 6543 | 7074 | 7113 | 7886 | 6947 | 7470 | 6663 | 7123 | 7035 | 6984 | 7832 | 6756 | 6543 | 7074 | 7113 | 7886 | 6947 | 7470 | 6663 | 7123 | 7035 | 6984 | 7832 | 770.584 | 746.268 | 806.891 | 811.295 | 899.563 | 792.408 | 852.004 | 760.017 | 812.469 | 802.487 | 796.665 | 893.349 | 0 | 0 | 85426 | 85426 | 9744 | 2020
Vintage1996 | biomass | TRUE | 54842.7690.PA.GT | 7690 | N | . | Pennsbury | WM Renewable Energy LLC | 54842 | PA | MAT | RFC |  | 22 | 2 | NAICS-22 Non-Cogen | GT | LFG | MLG | PJM | A | mcf | 0 | 0 | 0 | 0 | 0 | 0 | 0 | 0 | 0 | 0 | 0 | 0 | 0 | 0 | 0 | 0 | 0 | 0 | 0 | 0 | 0 | 0 | 0 | 0 | 0 | 0 | 0 | 0 | 0 | 0 | 0 | 0 | 0 | 0 | 0 | 0 | 0 | 0 | 0 | 0 | 0 | 0 | 0 | 0 | 0 | 0 | 0 | 0 | 0 | 0 | 0 | 0 | 0 | 0 | 0 | 0 | 0 | 0 | 0 | 0 | 0 | 0 | 0 | 0 | 0 | 0 | 0 | 0 | 0 | 0 | 0 | 0 | 0 | 0 | 0 | 0 | 0 | 2020
Vintage1996 | other | TRUE | 54842.7690.PA.GT | 7690 | N | . | Pennsbury | WM Renewable Energy LLC | 54842 | PA | MAT | RFC |  | 22 | 2 | NAICS-22 Non-Cogen | GT | PG | WOO | PJM | A | mcf | 0 | 0 | 0 | 0 | 0 | 0 | 0 | 0 | 0 | 0 | 0 | 0 | 0 | 0 | 0 | 0 | 0 | 0 | 0 | 0 | 0 | 0 | 0 | 0 | 0 | 0 | 0 | 0 | 0 | 0 | 0 | 0 | 0 | 0 | 0 | 0 | 0 | 0 | 0 | 0 | 0 | 0 | 0 | 0 | 0 | 0 | 0 | 0 | 0 | 0 | 0 | 0 | 0 | 0 | 0 | 0 | 0 | 0 | 0 | 0 | 0 | 0 | 0 | 0 | 0 | 0 | 0 | 0 | 0 | 0 | 0 | 0 | 0 | 0 | 0 | 0 | 0 | 2020
Vintage1999 | natural gas combined cycle | TRUE | 195.7697.AL.CA | 7697 | Y | . | Washington County Cogeneration Facility | Alabama Power Co | 195 | AL | ESC | SERC |  | 22 | 1 | Electric Utility | CA | NG | NG | SOCO | AM | mcf | 5927 | 54811 | 75136 | 47348 | 36943 | 38064 | 40888 | 56467 | 34127 | . | 1774 | 49010 | 5927 | 54811 | 42437 | 47348 | 36943 | 38064 | 40888 | 56467 | 34127 | . | 1774 | 49010 | 1.021 | 1.021 | 1.021 | 1.028 | 1.02 | 1.02 | 1.021 | 1.021 | 1.021 | . | 1.021 | 1.022 | 6051 | 55962 | 76714 | 48674 | 37682 | 38825 | 41747 | 57653 | 34844 | . | 1811 | 50088 | 6051 | 55962 | 43328 | 48674 | 37682 | 38825 | 41747 | 57653 | 34844 | . | 1811 | 50088 | 17442 | 15757 | 9691 | 17071 | 17746 | 16842 | 17740 | 16601 | 16749 | . | 1967 | 16198 | 440495 | 407796 | 450051 | 416665 | 163804 | 2020
Vintage1999 | natural gas combined cycle | TRUE | 195.7697.AL.CT | 7697 | Y | . | Washington County Cogeneration Facility | Alabama Power Co | 195 | AL | ESC | SERC |  | 22 | 1 | Electric Utility | CT | NG | NG | SOCO | AM | mcf | 613201 | 534562 | 560690 | 540500 | 622582 | 533028 | 568791 | 519531 | 563888 | . | 94419 | 609861 | 325096 | 250289 | 153275 | 263400 | 283843 | 264777 | 271364 | 250973 | 269940 | . | 46602 | 292347 | 1.021 | 1.021 | 1.021 | 1.028 | 1.02 | 1.02 | 1.021 | 1.021 | 1.021 | . | 1.021 | 1.022 | 626078 | 545788 | 572464 | 555634 | 635034 | 543689 | 580736 | 530441 | 575730 | . | 96402 | 623278 | 331923 | 255545 | 156494 | 270775 | 289520 | 270073 | 277063 | 256243 | 275609 | . | 47581 | 298779 | 59099 | 54775 | 35004 | 55249 | 56282 | 52975 | 54304 | 54333 | 53405 | . | 8246 | 62897 | 5761053 | 2671906 | 5885274 | 2729605 | 546569 | 2020
Vintage1999 | natural gas combined cycle | TRUE | 195.7698.AL.CA | 7698 | Y | . | General Electric Plastic | Alabama Power Co | 195 | AL | ESC | SERC |  | 22 | 1 | Electric Utility | CA | NG | NG | SOCO | AM | mcf | 0 | 0 | 0 | 0 | 0 | 0 | 0 | 0 | 0 | 0 | 0 | 0 | 0 | 0 | 0 | 0 | 0 | 0 | 0 | 0 | 0 | 0 | 0 | 0 | 0 | 0 | 0 | 0 | 0 | 0 | 0 | 0 | 0 | 0 | 0 | 0 | 0 | 0 | 0 | 0 | 0 | 0 | 0 | 0 | 0 | 0 | 0 | 0 | 0 | 0 | 0 | 0 | 0 | 0 | 0 | 0 | 0 | 0 | 0 | 0 | 3405 | 3179 | 3259 | 2908 | 3316 | 3068 | 3243 | 3247 | 2902 | 2303 | 3235 | 3141 | 0 | 0 | 0 | 0 | 37206 | 2020
Vintage1999 | natural gas combined cycle | TRUE | 195.7698.AL.CT | 7698 | Y | . | General Electric Plastic | Alabama Power Co | 195 | AL | ESC | SERC |  | 22 | 1 | Electric Utility | CT | NG | NG | SOCO | AM | mcf | 664883 | 611275 | 647298 | 600780 | 624726 | 564544 | 596670 | 598049 | 580711 | 512196 | 611159 | 607076 | 233506 | 214068 | 219343 | 199491 | 208404 | 189975 | 200552 | 202703 | 197271 | 169983 | 210698 | 207142 | 1.033 | 1.031 | 1.032 | 1.028 | 1.029 | 1.03 | 1.032 | 1.034 | 1.037 | 1.034 | 1.035 | 1.038 | 686824 | 630225 | 668012 | 617602 | 642843 | 581480 | 615763 | 618383 | 602197 | 529611 | 632550 | 630145 | 241212 | 220704 | 226362 | 205077 | 214448 | 195674 | 206970 | 209595 | 204570 | 175762 | 218072 | 215013 | 55061 | 50301 | 51563 | 46708 | 48577 | 44225 | 46798 | 47432 | 46538 | 40107 | 49546 | 48863 | 7219367 | 2453136 | 7455635 | 2533459 | 575719 | 2020
Vintage1997 | natural gas combined cycle | TRUE | 6455.7699.FL.CA | 7699 | N | . | Tiger Bay | Duke Energy Florida, LLC | 6455 | FL | SAT | SERC |  | 22 | 1 | Electric Utility | CA | NG | NG | FPC | AM | mcf | 0 | 0 | 0 | 0 | 0 | 0 | 0 | 0 | 0 | 0 | 0 | 0 | 0 | 0 | 0 | 0 | 0 | 0 | 0 | 0 | 0 | 0 | 0 | 0 | 0 | 0 | 0 | 0 | 0 | 0 | 0 | 0 | 0 | 0 | 0 | 0 | 0 | 0 | 0 | 0 | 0 | 0 | 0 | 0 | 0 | 0 | 0 | 0 | 0 | 0 | 0 | 0 | 0 | 0 | 0 | 0 | 0 | 0 | 0 | 0 | 0 | 9651 | 34323 | 48047 | 65 | 0 | 0 | 36152 | 31474 | 47888 | 43581 | 8479 | 0 | 0 | 0 | 0 | 259660 | 2020
Vintage1997 | natural gas combined cycle | TRUE | 6455.7699.FL.CT | 7699 | N | . | Tiger Bay | Duke Energy Florida, LLC | 6455 | FL | SAT | SERC |  | 22 | 1 | Electric Utility | CT | NG | NG | FPC | AM | mcf | 0 | 241287 | 756837 | 1009237 | 1481 | 0 | 0 | 869184 | 749683 | 1096327 | 987267 | 201674 | 0 | 241287 | 756837 | 1009237 | 1481 | 0 | 0 | 869184 | 749683 | 1096327 | 987267 | 201674 | 0 | 1.024 | 1.024 | 1.03 | 1.024 | 0 | 0 | 1.024 | 1.024 | 1.024 | 1.024 | 1.024 | 0 | 247078 | 775001 | 1039514 | 1517 | 0 | 0 | 890044 | 767675 | 1122639 | 1010961 | 206514 | 0 | 247078 | 775001 | 1039514 | 1517 | 0 | 0 | 890044 | 767675 | 1122639 | 1010961 | 206514 | 0 | 18733 | 64866 | 90015 | 125 | 0 | 0 | 71534 | 62242 | 94584 | 86760 | 16917 | 5912977 | 5912977 | 6060943 | 6060943 | 505776 | 2020
Vintage0 | petroleum | TRUE | 6035.7701.PA.ST | 7701 | N | . | Fairless Hills | Exelon Power | 6035 | PA | MAT | RFC |  | 22 | 2 | NAICS-22 Non-Cogen | ST | DFO | DFO | PJM | M | barrels | 0 | 0 | 0 | 0 | 0 | 0 | 0 | . | . | . | . | . | 0 | 0 | 0 | 0 | 0 | 0 | 0 | . | . | . | . | . | 0 | 0 | 0 | 0 | 0 | 0 | 0 | . | . | . | . | . | 0 | 0 | 0 | 0 | 0 | 0 | 0 | . | . | . | . | . | 0 | 0 | 0 | 0 | 0 | 0 | 0 | . | . | . | . | . | 0 | 0 | 0 | 0 | 0 | 0 | 0 | . | . | . | . | . | 0 | 0 | 0 | 0 | 0 | 2020
Vintage0 | biomass | TRUE | 6035.7701.PA.ST | 7701 | N | . | Fairless Hills | Exelon Power | 6035 | PA | MAT | RFC |  | 22 | 2 | NAICS-22 Non-Cogen | ST | LFG | MLG | PJM | M | mcf | 534568 | 496135 | 540795 | 453722 | 374502 | 0 | 0 | . | . | . | . | . | 534568 | 496135 | 540795 | 453722 | 374502 | 0 | 0 | . | . | . | . | . | 0.485 | 0.484 | 0.485 | 0.445 | 0.429 | 0 | 0 | . | . | . | . | . | 259265 | 240129 | 262286 | 201906 | 160661 | 0 | 0 | . | . | . | . | . | 259265 | 240129 | 262286 | 201906 | 160661 | 0 | 0 | . | . | . | . | . | 17408 | 16141 | 16144 | 14752.998 | 12039 | 0 | 0 | . | . | . | . | . | 2399722 | 2399722 | 1124247 | 1124247 | 76484.998 | 2020
Vintage0 | natural gas steam turbine | TRUE | 6035.7701.PA.ST | 7701 | N | . | Fairless Hills | Exelon Power | 6035 | PA | MAT | RFC |  | 22 | 2 | NAICS-22 Non-Cogen | ST | NG | NG | PJM | M | mcf | 0 | 0 | 0 | 1481 | 0 | 0 | 0 | . | . | . | . | . | 0 | 0 | 0 | 1481 | 0 | 0 | 0 | . | . | . | . | . | 0 | 0 | 0 | 1.035 | 0 | 0 | 0 | . | . | . | . | . | 0 | 0 | 0 | 1533 | 0 | 0 | 0 | . | . | . | . | . | 0 | 0 | 0 | 1533 | 0 | 0 | 0 | . | . | . | . | . | 0 | 0 | 0 | 112.002 | 0 | 0 | 0 | . | . | . | . | . | 1481 | 1481 | 1533 | 1533 | 112.002 | 2020
Vintage2001 | petroleum | TRUE | 17650.7709.GA.GT | 7709 | N | . | Dahlberg | Southern Power Co | 17650 | GA | SAT | SERC |  | 22 | 2 | NAICS-22 Non-Cogen | GT | DFO | DFO | SOCO | A | barrels | 62 | 46 | 37 | 17 | 28 | 87 | 67 | 35 | 40 | 46 | 46 | 45 | 62 | 46 | 37 | 17 | 28 | 87 | 67 | 35 | 40 | 46 | 46 | 45 | 5.817 | 5.817 | 5.817 | 5.817 | 5.817 | 5.817 | 5.817 | 5.817 | 5.817 | 5.817 | 5.817 | 5.817 | 361 | 268 | 215 | 99 | 163 | 506 | 390 | 204 | 233 | 268 | 268 | 262 | 361 | 268 | 215 | 99 | 163 | 506 | 390 | 204 | 233 | 268 | 268 | 262 | 29.755 | 22.032 | 17.572 | 8.342 | 13.203 | 41.369 | 31.843 | 16.727 | 19.128 | 22.169 | 21.891 | 21.391 | 556 | 556 | 3237 | 3237 | 265.422 | 2020
Vintage2001 | natural gas peaker | TRUE | 17650.7709.GA.GT | 7709 | N | . | Dahlberg | Southern Power Co | 17650 | GA | SAT | SERC |  | 22 | 2 | NAICS-22 Non-Cogen | GT | NG | NG | SOCO | A | mcf | 472446 | 525792 | 420275 | 394158 | 516663 | 583353 | 619092 | 604068 | 466575 | 451299 | 476516 | 524340 | 472446 | 525792 | 420275 | 394158 | 516663 | 583353 | 619092 | 604068 | 466575 | 451299 | 476516 | 524340 | 1.03 | 1.03 | 1.03 | 1.03 | 1.03 | 1.03 | 1.03 | 1.03 | 1.03 | 1.03 | 1.03 | 1.03 | 486619 | 541566 | 432883 | 405983 | 532163 | 600854 | 637665 | 622190 | 480572 | 464838 | 490811 | 540070 | 486619 | 541566 | 432883 | 405983 | 532163 | 600854 | 637665 | 622190 | 480572 | 464838 | 490811 | 540070 | 39934.812 | 44444.045 | 35524.979 | 33317.381 | 43672.42 | 49309.626 | 52330.577 | 51060.619 | 39438.56 | 38147.317 | 40278.928 | 44321.314 | 6054577 | 6054577 | 6236214 | 6236214 | 511780.58 | 2020
Vintage2008 | natural gas combined cycle | TRUE | 17650.7710.AL.CA | 7710 | N | . | H Allen Franklin Combined Cycle | Southern Power Co | 17650 | AL | ESC | SERC |  | 22 | 2 | NAICS-22 Non-Cogen | CA | NG | NG | SOCO | M | mcf | 291091 | 461884 | 791609 | 301138 | 571081 | 986285 | 1179404 | 1002104 | 858919 | 791542 | 253453 | 489827 | 291091 | 461884 | 791609 | 301138 | 571081 | 986285 | 1179404 | 1002104 | 858919 | 791542 | 253453 | 489827 | 1.032 | 1.031 | 1.032 | 1.028 | 1.029 | 1.032 | 1.033 | 1.035 | 1.037 | 1.034 | 1.038 | 1.038 | 300406 | 476202 | 816940 | 309570 | 587642 | 1017846 | 1218324 | 1037178 | 890699 | 818454 | 263084 | 508440 | 300406 | 476202 | 816940 | 309570 | 587642 | 1017846 | 1218324 | 1037178 | 890699 | 818454 | 263084 | 508440 | 406967 | 413597 | 459350 | 311665 | 405406 | 439151 | 495581 | 472230 | 447852 | 440147 | 172607 | 355323 | 7978337 | 7978337 | 8244785 | 8244785 | 4819876 | 2020
Vintage2008 | natural gas combined cycle | TRUE | 17650.7710.AL.CT | 7710 | N | . | H Allen Franklin Combined Cycle | Southern Power Co | 17650 | AL | ESC | SERC |  | 22 | 2 | NAICS-22 Non-Cogen | CT | NG | NG | SOCO | M | mcf | 7414653 | 7159570 | 7104111 | 5504298 | 6787263 | 6732674 | 7538310 | 7206939 | 7005802 | 6953607 | 2876463 | 5854693 | 7414653 | 7159570 | 7104111 | 5504298 | 6787263 | 6732674 | 7538310 | 7206939 | 7005802 | 6953607 | 2876463 | 5854693 | 1.032 | 1.031 | 1.032 | 1.028 | 1.029 | 1.032 | 1.033 | 1.035 | 1.037 | 1.034 | 1.038 | 1.038 | 7651922 | 7381517 | 7331443 | 5658418 | 6984094 | 6948120 | 7787074 | 7459182 | 7265017 | 7190030 | 2985769 | 6077171 | 7651922 | 7381517 | 7331443 | 5658418 | 6984094 | 6948120 | 7787074 | 7459182 | 7265017 | 7190030 | 2985769 | 6077171 | 745680 | 716765 | 710421 | 540544 | 666981 | 671498 | 758936 | 719081 | 704062 | 701620 | 285797 | 595906 | 78138383 | 78138383 | 80719757 | 80719757 | 7817291 | 2020
Vintage1998 | natural gas peaker | TRUE | 7801.7715.FL.GT | 7715 | N | . | Pea Ridge | Gulf Power Co | 7801 | FL | SAT | SERC |  | 22 | 1 | Electric Utility | GT | NG | NG | SOCO | A | mcf | 97472 | 96327 | 110021 | 108075 | 108960 | 124908 | 134743 | 135782 | 121864 | 119246 | 98553 | 90006 | 97472 | 96327 | 110021 | 108075 | 108960 | 124908 | 134743 | 135782 | 121864 | 119246 | 98553 | 90006 | 1.02 | 1.02 | 1.02 | 1.02 | 1.02 | 1.02 | 1.02 | 1.02 | 1.02 | 1.02 | 1.02 | 1.02 | 99421 | 98254 | 112221 | 110237 | 111139 | 127406 | 137438 | 138498 | 124301 | 121631 | 100524 | 91806 | 99421 | 98254 | 112221 | 110237 | 111139 | 127406 | 137438 | 138498 | 124301 | 121631 | 100524 | 91806 | 4916.453 | 4858.693 | 5549.423 | 5451.252 | 5495.892 | 6300.295 | 6796.396 | 6848.797 | 6146.746 | 6014.72 | 4970.951 | 4539.882 | 1345957 | 1345957 | 1372876 | 1372876 | 67889.5 | 2020
Vintage1998 | petroleum | TRUE | 18642.7719.MS.IC | 7719 | N | . | Meridian | Tennessee Valley Authority | 18642 | MS | ESC | SERC |  | 22 | 1 | Electric Utility | IC | DFO | DFO | TVA | A | barrels | 4 | 5 | 5 | 3 | 6 | 5 | 4 | 6 | 3 | 3 | 4 | 6 | 4 | 5 | 5 | 3 | 6 | 5 | 4 | 6 | 3 | 3 | 4 | 6 | 5.762 | 5.762 | 5.762 | 5.762 | 5.762 | 5.762 | 5.762 | 5.762 | 5.762 | 5.762 | 5.762 | 5.762 | 23 | 29 | 29 | 17 | 35 | 29 | 23 | 35 | 17 | 17 | 23 | 35 | 23 | 29 | 29 | 17 | 35 | 29 | 23 | 35 | 17 | 17 | 23 | 35 | 1.066 | 0.858 | 0.842 | 0.465 | 1.114 | 0.85 | 0.746 | 1.062 | 0.557 | 0.526 | 0.727 | 1.187 | 54 | 54 | 312 | 312 | 10 | 2020
Vintage2000 | natural gas combined cycle | TRUE | 195.7721.AL.CA | 7721 | Y | . | Theodore Cogen Facility | Alabama Power Co | 195 | AL | ESC | SERC |  | 22 | 1 | Electric Utility | CA | NG | NG | SOCO | AM | mcf | 253 | 263 | 0 | 0 | 0 | 0 | 0 | 0 | 0 | 345 | 0 | 0 | 253 | 263 | 0 | 0 | 0 | 0 | 0 | 0 | 0 | 345 | 0 | 0 | 1.029 | 1.032 | 0 | 0 | 0 | 0 | 0 | 0 | 0 | 1.021 | 0 | 0 | 260 | 271 | 0 | 0 | 0 | 0 | 0 | 0 | 0 | 352 | 0 | 0 | 260 | 271 | 0 | 0 | 0 | 0 | 0 | 0 | 0 | 352 | 0 | 0 | 32007 | 16075 | 31517 | 27179 | 32054 | 31182 | 34605 | 33450 | 24017 | 31581 | 29465 | 33765 | 861 | 861 | 883 | 883 | 356897 | 2020
Vintage2000 | natural gas combined cycle | TRUE | 195.7721.AL.CT | 7721 | Y | . | Theodore Cogen Facility | Alabama Power Co | 195 | AL | ESC | SERC |  | 22 | 1 | Electric Utility | CT | NG | NG | SOCO | AM | mcf | 986755 | 728486 | 960815 | 845329 | 928922 | 905534 | 981152 | 965247 | 712309 | 964726 | 944180 | 1004651 | 651128 | 455344 | 634836 | 549669 | 596112 | 588569 | 632483 | 634478 | 453147 | 632823 | 624080 | 657479 | 1.029 | 1.032 | 1.033 | 1.04 | 1.034 | 1.022 | 1.019 | 1.02 | 1.024 | 1.021 | 1.029 | 1.032 | 1015371 | 751798 | 992522 | 879142 | 960505 | 925456 | 999794 | 984552 | 729404 | 984985 | 971561 | 1036800 | 670011 | 469915 | 655786 | 571656 | 616380 | 601518 | 644500 | 647168 | 464023 | 646112 | 642178 | 678518 | 116165 | 87272 | 113416 | 98887 | 104009 | 101620 | 107794 | 109530 | 78191 | 111085 | 112474 | 116310 | 10928106 | 7110148 | 11231890 | 7307765 | 1256753 | 2020
Vintage2016 | nuclear | TRUE | 18642.7722.TN.ST | 7722 | N | 1 | Watts Bar Nuclear Plant | Tennessee Valley Authority | 18642 | TN | ESC | SERC |  | 22 | 1 | Electric Utility | ST | NUC | NUC | TVA | M |  | 0 | 0 | 0 | 0 | 0 | 0 | 0 | 0 | 0 | 0 | 0 | 0 | 0 | 0 | 0 | 0 | 0 | 0 | 0 | 0 | 0 | 0 | 0 | 0 | 0 | 0 | 0 | 0 | 0 | 0 | 0 | 0 | 0 | 0 | 0 | 0 | 9187039 | 8011888 | 9072750 | 8794312 | 2072513 | 6761943 | 8666151 | 8681747 | 7641160 | 8068557 | 8715330 | 9124907 | 9187039 | 8011888 | 9072750 | 8794312 | 2072513 | 6761943 | 8666151 | 8681747 | 7641160 | 8068557 | 8715330 | 9124907 | 879481 | 766983 | 868540 | 841885 | 198403 | 647325 | 829616 | 831109 | 731493 | 772408 | 834324 | 873533 | 0 | 0 | 94798297 | 94798297 | 9075100 | 2020
Vintage2016 | nuclear | TRUE | 18642.7722.TN.ST | 7722 | N | 2 | Watts Bar Nuclear Plant | Tennessee Valley Authority | 18642 | TN | ESC | SERC |  | 22 | 1 | Electric Utility | ST | NUC | NUC | TVA | M |  | 0 | 0 | 0 | 0 | 0 | 0 | 0 | 0 | 0 | 0 | 0 | 0 | 0 | 0 | 0 | 0 | 0 | 0 | 0 | 0 | 0 | 0 | 0 | 0 | 0 | 0 | 0 | 0 | 0 | 0 | 0 | 0 | 0 | 0 | 0 | 0 | 9229784 | 8629517 | 8427303 | 8815873 | 2313356 | 8136038 | 8620481 | 8687722 | 8565065 | 6546505 | 2540180 | 8424253 | 9229784 | 8629517 | 8427303 | 8815873 | 2313356 | 8136038 | 8620481 | 8687722 | 8565065 | 6546505 | 2540180 | 8424253 | 883573 | 826109 | 806751 | 843949 | 221459 | 778868 | 825244 | 831681 | 819939 | 626701 | 243173 | 806459 | 0 | 0 | 88936077 | 88936077 | 8513906 | 2020
Vintage2000 | petroleum | TRUE | 10433.7723.AK.IC | 7723 | N | . | Nymans Plant Microgrid | Kodiak Electric Assn Inc | 10433 | AK | PACN |  |  | 22 | 1 | Electric Utility | IC | DFO | DFO |  | A | barrels | 19 | 11 | 11 | 11 | 9 | 12 | 15 | 16 | 10 | 12 | 9 | 9 | 19 | 11 | 11 | 11 | 9 | 12 | 15 | 16 | 10 | 12 | 9 | 9 | 5.81 | 5.81 | 5.81 | 5.81 | 5.81 | 5.81 | 5.81 | 5.81 | 5.81 | 5.81 | 5.81 | 5.81 | 110 | 64 | 64 | 64 | 52 | 70 | 87 | 93 | 58 | 70 | 52 | 52 | 110 | 64 | 64 | 64 | 52 | 70 | 87 | 93 | 58 | 70 | 52 | 52 | 0 | 0 | 0 | 0 | 0 | 0 | 0 | 0 | 0 | 0 | 0 | 0 | 144 | 144 | 836 | 836 | 0 | 2020
Vintage2007 | biomass | TRUE | 14323.7725.OR.IC | 7725 | N | . | Coffin Butte | Pacific Northwest Generating Coop | 14323 | OR | PACC | WECC |  | 22 | 1 | Electric Utility | IC | LFG | MLG | BPAT | A | mcf | 84596 | 77236 | 81558 | 75970 | 80086 | 74382 | 83060 | 79352 | 78664 | 76312 | 75844 | 70817 | 84596 | 77236 | 81558 | 75970 | 80086 | 74382 | 83060 | 79352 | 78664 | 76312 | 75844 | 70817 | 0.5 | 0.5 | 0.5 | 0.5 | 0.5 | 0.5 | 0.5 | 0.5 | 0.5 | 0.5 | 0.5 | 0.5 | 42298 | 38618 | 40779 | 37985 | 40043 | 37191 | 41530 | 39676 | 39332 | 38156 | 37922 | 35409 | 42298 | 38618 | 40779 | 37985 | 40043 | 37191 | 41530 | 39676 | 39332 | 38156 | 37922 | 35409 | 3857.968 | 3522.348 | 3719.442 | 3464.64 | 3652.336 | 3392.205 | 3787.976 | 3618.876 | 3587.499 | 3480.215 | 3458.893 | 3229.602 | 937877 | 937877 | 468939 | 468939 | 42772 | 2020
Vintage1999 | hard coal | TRUE | 63284.7737.SC.ST | 7737 | Y | . | Kapstone | WestRock North Charleston | 63284 | SC | SAT | SERC |  | 22 | 3 | NAICS-22 Cogen | ST | BIT | COL | SCEG | M | short tons | 17466 | 16883 | 14551 | 18970 | 13277 | 15674 | 16982 | 14494 | 13053 | 11013 | 18407 | 17093 | 3876 | 3237 | 3175 | 4161 | 2749 | 3273 | 3518 | 2929 | 2961 | 2055 | 4008 | 2823 | 26.037 | 25.89 | 25.89 | 25.664 | 26.032 | 25.961 | 26.191 | 26.224 | 25.714 | 25.909 | 25.873 | 25.862 | 454762 | 437101 | 376725 | 486846 | 345627 | 406913 | 444776 | 380091 | 335645 | 285336 | 476244 | 442059 | 100916 | 83794 | 82204 | 106791 | 71573 | 84983 | 92150 | 76820 | 76141 | 53238 | 103693 | 72996 | 17977.519 | 14023.443 | 14143.988 | 18531.59 | 12576.658 | 15113.836 | 15579.906 | 13661.699 | 13791.438 | 8807.25 | 17804.079 | 12563.607 | 187863 | 38765 | 4872125 | 1005299 | 174575.01 | 2020
Vintage1999 | biomass | TRUE | 63284.7737.SC.ST | 7737 | Y | . | Kapstone | WestRock North Charleston | 63284 | SC | SAT | SERC |  | 22 | 3 | NAICS-22 Cogen | ST | BLQ | WWW | SCEG | M | short tons | 0 | 0 | 0 | 0 | 0 | 0 | 0 | 0 | 0 | 0 | 0 | 0 | 0 | 0 | 0 | 0 | 0 | 0 | 0 | 0 | 0 | 0 | 0 | 0 | 0 | 0 | 0 | 0 | 0 | 0 | 0 | 0 | 0 | 0 | 0 | 0 | 0 | 0 | 0 | 0 | 0 | 0 | 0 | 0 | 0 | 0 | 0 | 0 | 0 | 0 | 0 | 0 | 0 | 0 | 0 | 0 | 0 | 0 | 0 | 0 | 0 | 0 | 0 | 0 | 0 | 0 | 0 | 0 | 0 | 0 | 0 | 0 | 0 | 0 | 0 | 0 | 0 | 2020
Vintage1999 | petroleum | TRUE | 63284.7737.SC.ST | 7737 | Y | . | Kapstone | WestRock North Charleston | 63284 | SC | SAT | SERC |  | 22 | 3 | NAICS-22 Cogen | ST | DFO | DFO | SCEG | M | barrels | 0 | 107 | 16 | 407 | 185 | 179 | 0 | 839 | 230 | 1068 | 55 | 641 | 0 | 20 | 3 | 89 | 38 | 37 | 0 | 170 | 52 | 199 | 12 | 106 | 0 | 5.773 | 5.773 | 5.773 | 5.773 | 5.773 | 0 | 5.773 | 5.773 | 5.773 | 5.773 | 5.773 | 0 | 618 | 92 | 2350 | 1068 | 1033 | 0 | 4844 | 1328 | 6166 | 318 | 3700 | 0 | 118 | 20 | 515 | 221 | 216 | 0 | 979 | 301 | 1150 | 69 | 611 | 0 | 19.818 | 3.468 | 89.437 | 38.863 | 38.382 | 0 | 174.093 | 54.558 | 190.308 | 11.87 | 105.17 | 3727 | 726 | 21517 | 4200 | 725.967 | 2020
Vintage1999 | biomass | TRUE | 63284.7737.SC.ST | 7737 | Y | . | Kapstone | WestRock North Charleston | 63284 | SC | SAT | SERC |  | 22 | 3 | NAICS-22 Cogen | ST | WDS | WWW | SCEG | M | short tons | 37741 | 40665 | 42427 | 34226 | 42667 | 37859 | 44596 | 39802 | 38946 | 20863 | 41579 | 39378 | 8375 | 7796 | 9258 | 7508 | 8836 | 7907 | 9240 | 8044 | 8835 | 3893 | 9053 | 6502 | 15 | 15 | 15 | 15 | 15 | 15 | 15 | 15 | 15 | 15 | 15 | 15 | 566115 | 609975 | 636405 | 513390 | 640005 | 567885 | 668940 | 597030 | 584190 | 312945 | 623685 | 590670 | 125626 | 116935 | 138868 | 112613 | 132533 | 118601 | 138594 | 120666 | 132523 | 58389 | 135796 | 97536 | 22379.481 | 19569.739 | 23893.544 | 19541.973 | 23288.479 | 21092.782 | 23432.094 | 21459.208 | 24004.004 | 9659.442 | 23316.051 | 16787.223 | 460749 | 95247 | 6911235 | 1428680 | 248424.02 | 2020
Vintage1999 | natural gas peaker | TRUE | 924.7749.MO.GT | 7749 | N | . | Essex | Associated Electric Coop, Inc | 924 | MO | WNC | SERC |  | 22 | 1 | Electric Utility | GT | NG | NG | AECI | A | mcf | 107511 | 84975 | 81351 | 64032 | 51527 | 103604 | 153900 | 121605 | 92830 | 49212 | 53974 | 81289 | 107511 | 84975 | 81351 | 64032 | 51527 | 103604 | 153900 | 121605 | 92830 | 49212 | 53974 | 81289 | 1.014 | 1.014 | 1.014 | 1.014 | 1.014 | 1.014 | 1.014 | 1.014 | 1.014 | 1.014 | 1.014 | 1.014 | 109016 | 86165 | 82490 | 64928 | 52248 | 105054 | 156055 | 123307 | 94130 | 49901 | 54730 | 82427 | 109016 | 86165 | 82490 | 64928 | 52248 | 105054 | 156055 | 123307 | 94130 | 49901 | 54730 | 82427 | 9277.244 | 7332.669 | 7019.97 | 5525.455 | 4446.378 | 8940.167 | 13280.375 | 10493.534 | 8010.499 | 4246.59 | 4657.492 | 7014.627 | 1045810 | 1045810 | 1060451 | 1060451 | 90245 | 2020
Vintage1997 | hydro | TRUE | 219.7751.AK.HY | 7751 | N | . | Goat Lake Hydro | Alaska Power and Telephone Co | 219 | AK | PACN |  |  | 22 | 1 | Electric Utility | HY | WAT | HYC |  | A |  | 0 | 0 | 0 | 0 | 0 | 0 | 0 | 0 | 0 | 0 | 0 | 0 | 0 | 0 | 0 | 0 | 0 | 0 | 0 | 0 | 0 | 0 | 0 | 0 | 0 | 0 | 0 | 0 | 0 | 0 | 0 | 0 | 0 | 0 | 0 | 0 | 11311 | 11811 | 10362 | 9576 | 14047 | 13684 | 12878 | 10911 | 8742 | 8694 | 10005 | 10406 | 11311 | 11811 | 10362 | 9576 | 14047 | 13684 | 12878 | 10911 | 8742 | 8694 | 10005 | 10406 | 1290.146 | 1347.216 | 1181.892 | 1092.272 | 1602.269 | 1560.813 | 1468.969 | 1244.55 | 997.132 | 991.674 | 1141.162 | 1186.905 | 0 | 0 | 132427 | 132427 | 15105 | 2020
Vintage1995 | hydro | TRUE | 219.7752.AK.HY | 7752 | N | . | Black Bear Lake | Alaska Power and Telephone Co | 219 | AK | PACN |  |  | 22 | 1 | Electric Utility | HY | WAT | HYC |  | A |  | 0 | 0 | 0 | 0 | 0 | 0 | 0 | 0 | 0 | 0 | 0 | 0 | 0 | 0 | 0 | 0 | 0 | 0 | 0 | 0 | 0 | 0 | 0 | 0 | 0 | 0 | 0 | 0 | 0 | 0 | 0 | 0 | 0 | 0 | 0 | 0 | 15880 | 16582 | 14547 | 13444 | 19722 | 19211 | 18081 | 15319 | 12273 | 12206 | 14046 | 14609 | 15880 | 16582 | 14547 | 13444 | 19722 | 19211 | 18081 | 15319 | 12273 | 12206 | 14046 | 14609 | 1811.328 | 1891.454 | 1659.344 | 1533.519 | 2249.541 | 2191.338 | 2062.392 | 1747.314 | 1399.946 | 1392.283 | 1602.16 | 1666.381 | 0 | 0 | 185920 | 185920 | 21207 | 2020
Vintage1999 | natural gas peaker | TRUE | 924.7754.MO.GT | 7754 | N | . | Nodaway | Associated Electric Coop, Inc | 924 | MO | WNC | SERC |  | 22 | 1 | Electric Utility | GT | NG | NG | AECI | A | mcf | 8674 | 6856 | 6563 | 5166 | 4157 | 8359 | 12417 | 9811 | 7490 | 3970 | 4355 | 6558 | 8674 | 6856 | 6563 | 5166 | 4157 | 8359 | 12417 | 9811 | 7490 | 3970 | 4355 | 6558 | 1.041 | 1.041 | 1.041 | 1.041 | 1.041 | 1.041 | 1.041 | 1.041 | 1.041 | 1.041 | 1.041 | 1.041 | 9030 | 7137 | 6832 | 5378 | 4327 | 8702 | 12926 | 10213 | 7797 | 4133 | 4534 | 6827 | 9030 | 7137 | 6832 | 5378 | 4327 | 8702 | 12926 | 10213 | 7797 | 4133 | 4534 | 6827 | 894.467 | 706.982 | 676.833 | 532.739 | 428.699 | 861.969 | 1280.432 | 1011.737 | 772.335 | 409.436 | 449.054 | 676.317 | 84376 | 84376 | 87836 | 87836 | 8701 | 2020
Vintage2011 | natural gas combined cycle | TRUE | 924.7757.OK.CA | 7757 | N | . | Chouteau | Associated Electric Coop, Inc | 924 | OK | WSC | SERC |  | 22 | 1 | Electric Utility | CA | NG | NG | AECI | M | mcf | 0 | 0 | 0 | 0 | 0 | 0 | 0 | 0 | 0 | 0 | 0 | 0 | 0 | 0 | 0 | 0 | 0 | 0 | 0 | 0 | 0 | 0 | 0 | 0 | 0 | 0 | 0 | 0 | 0 | 0 | 0 | 0 | 0 | 0 | 0 | 0 | 0 | 0 | 0 | 0 | 0 | 0 | 0 | 0 | 0 | 0 | 0 | 0 | 0 | 0 | 0 | 0 | 0 | 0 | 0 | 0 | 0 | 0 | 0 | 0 | 229693 | 208382 | 212681 | 201481 | 180831 | 210608 | 226438 | 205906 | 129756 | 94445 | 34106 | 191052 | 0 | 0 | 0 | 0 | 2125379 | 2020
Vintage2011 | natural gas combined cycle | TRUE | 924.7757.OK.CT | 7757 | N | . | Chouteau | Associated Electric Coop, Inc | 924 | OK | WSC | SERC |  | 22 | 1 | Electric Utility | CT | NG | NG | AECI | M | mcf | 4607220 | 4236359 | 4324888 | 3975161 | 3561760 | 4152011 | 4346342 | 4086559 | 2534884 | 1955338 | 859274 | 3955978 | 4607220 | 4236359 | 4324888 | 3975161 | 3561760 | 4152011 | 4346342 | 4086559 | 2534884 | 1955338 | 859274 | 3955978 | 1.061 | 1.055 | 1.044 | 1.051 | 1.051 | 1.03 | 1.038 | 1.027 | 1.044 | 1.04 | 1.055 | 1.054 | 4888260 | 4469359 | 4515183 | 4177894 | 3743410 | 4276571 | 4511503 | 4196896 | 2646419 | 2033552 | 906534 | 4169601 | 4888260 | 4469359 | 4515183 | 4177894 | 3743410 | 4276571 | 4511503 | 4196896 | 2646419 | 2033552 | 906534 | 4169601 | 456086 | 420599 | 418566 | 387294 | 343729 | 380849 | 407100 | 371120 | 240183 | 185090 | 76957 | 384279 | 42595774 | 42595774 | 44535182 | 44535182 | 4071852 | 2020
Vintage2000 | petroleum | TRUE | 20214.7758.IA.IC | 7758 | N | . | South Plant | Waverly Municipal Elec Utility | 20214 | IA | WNC | MRO |  | 22 | 1 | Electric Utility | IC | DFO | DFO | MISO | A | barrels | 5 | 6 | 5 | 6 | 7 | 8 | 4 | 7 | 5 | 6 | 9 | 7 | 5 | 6 | 5 | 6 | 7 | 8 | 4 | 7 | 5 | 6 | 9 | 7 | 5.885 | 5.885 | 5.885 | 5.885 | 5.885 | 5.885 | 5.885 | 5.885 | 5.885 | 5.885 | 5.885 | 5.885 | 29 | 35 | 29 | 35 | 41 | 47 | 24 | 41 | 29 | 35 | 53 | 41 | 29 | 35 | 29 | 35 | 41 | 47 | 24 | 41 | 29 | 35 | 53 | 41 | 3.376 | 3.511 | 3 | 3.402 | 3.92 | 4.726 | 2.411 | 3.909 | 2.994 | 3.735 | 5.017 | 3.999 | 75 | 75 | 439 | 439 | 44 | 2020
Vintage2001 | natural gas peaker | TRUE | 9273.7759.IN.GT | 7759 | N | . | Georgetown | Indianapolis Power & Light Co | 9273 | IN | ENC | RFC |  | 22 | 1 | Electric Utility | GT | NG | NG | MISO | A | mcf | 243734 | 220074 | 206425 | 201476 | 208519 | 239833 | 257259 | 228013 | 189221 | 191338 | 157436 | 222111 | 243734 | 220074 | 206425 | 201476 | 208519 | 239833 | 257259 | 228013 | 189221 | 191338 | 157436 | 222111 | 1.051 | 1.051 | 1.051 | 1.051 | 1.051 | 1.051 | 1.051 | 1.051 | 1.051 | 1.051 | 1.051 | 1.051 | 256164 | 231298 | 216953 | 211751 | 219153 | 252064 | 270379 | 239642 | 198871 | 201096 | 165465 | 233439 | 256164 | 231298 | 216953 | 211751 | 219153 | 252064 | 270379 | 239642 | 198871 | 201096 | 165465 | 233439 | 20387.499 | 18408.382 | 17266.722 | 16852.73 | 17441.858 | 20061.225 | 21518.815 | 19072.502 | 15827.693 | 16004.725 | 13169.01 | 18578.839 | 2565439 | 2565439 | 2696275 | 2696275 | 214590 | 2020
Vintage1999 | natural gas peaker | TRUE | 56491.7760.IL.GT | 7760 | N | . | Tilton | Tilton Energy LLC | 56491 | IL | ENC | SERC |  | 22 | 2 | NAICS-22 Non-Cogen | GT | NG | NG | MISO | A | mcf | 116022 | 105392 | 109390 | 79985 | 68417 | 104914 | 150795 | 112471 | 73568 | 77688 | 36093 | 81552 | 116022 | 105392 | 109390 | 79985 | 68417 | 104914 | 150795 | 112471 | 73568 | 77688 | 36093 | 81552 | 1.053 | 1.053 | 1.053 | 1.053 | 1.053 | 1.053 | 1.053 | 1.053 | 1.053 | 1.053 | 1.053 | 1.053 | 122171 | 110978 | 115188 | 84224 | 72043 | 110474 | 158787 | 118432 | 77467 | 81805 | 38006 | 85874 | 122171 | 110978 | 115188 | 84224 | 72043 | 110474 | 158787 | 118432 | 77467 | 81805 | 38006 | 85874 | 11473.58 | 10422.417 | 10817.825 | 7909.932 | 6765.884 | 10375.195 | 14912.477 | 11122.5 | 7275.284 | 7682.776 | 3569.294 | 8064.836 | 1116287 | 1116287 | 1175449 | 1175449 | 110392 | 2020
Vintage2001 | natural gas peaker | TRUE | 15470.7763.IN.GT | 7763 | N | . | Henry County | Duke Energy Indiana, LLC | 15470 | IN | ENC | RFC |  | 22 | 1 | Electric Utility | GT | NG | NG | MISO | A | mcf | 267087 | 241160 | 226203 | 220780 | 228498 | 262813 | 281908 | 249860 | 207351 | 209671 | 172521 | 243393 | 267087 | 241160 | 226203 | 220780 | 228498 | 262813 | 281908 | 249860 | 207351 | 209671 | 172521 | 243393 | 1.028 | 1.028 | 1.028 | 1.028 | 1.028 | 1.028 | 1.028 | 1.028 | 1.028 | 1.028 | 1.028 | 1.028 | 274565 | 247912 | 232537 | 226962 | 234896 | 270172 | 289801 | 256856 | 213157 | 215542 | 177352 | 250208 | 274565 | 247912 | 232537 | 226962 | 234896 | 270172 | 289801 | 256856 | 213157 | 215542 | 177352 | 250208 | 25887.912 | 23374.844 | 21925.172 | 21399.489 | 22147.56 | 25473.615 | 27324.453 | 24218.14 | 20097.903 | 20322.697 | 16721.924 | 23591.291 | 2811245 | 2811245 | 2889960 | 2889960 | 272485 | 2020
Vintage2001 | petroleum | TRUE | 59421.7764.GA.GT | 7764 | N | . | MPC Generating | SEPG Operating Services, LLC MPC | 59421 | GA | SAT | SERC |  | 22 | 2 | NAICS-22 Non-Cogen | GT | DFO | DFO | SOCO | A | barrels | 97 | 72 | 57 | 27 | 43 | 135 | 104 | 54 | 62 | 72 | 71 | 70 | 97 | 72 | 57 | 27 | 43 | 135 | 104 | 54 | 62 | 72 | 71 | 70 | 5.8 | 5.8 | 5.8 | 5.8 | 5.8 | 5.8 | 5.8 | 5.8 | 5.8 | 5.8 | 5.8 | 5.8 | 563 | 418 | 331 | 157 | 249 | 783 | 603 | 313 | 360 | 418 | 412 | 406 | 563 | 418 | 331 | 157 | 249 | 783 | 603 | 313 | 360 | 418 | 412 | 406 | 47.326 | 35.042 | 27.948 | 13.269 | 21 | 65.798 | 50.648 | 26.605 | 30.423 | 35.261 | 34.819 | 34.023 | 864 | 864 | 5013 | 5013 | 422.162 | 2020
Vintage2001 | natural gas peaker | TRUE | 59421.7764.GA.GT | 7764 | N | . | MPC Generating | SEPG Operating Services, LLC MPC | 59421 | GA | SAT | SERC |  | 22 | 2 | NAICS-22 Non-Cogen | GT | NG | NG | SOCO | A | mcf | 5321 | 5924 | 4735 | 4441 | 5821 | 6572 | 6975 | 6806 | 5257 | 5084 | 5369 | 5907 | 5321 | 5924 | 4735 | 4441 | 5821 | 6572 | 6975 | 6806 | 5257 | 5084 | 5369 | 5907 | 1.026 | 1.026 | 1.026 | 1.026 | 1.026 | 1.026 | 1.026 | 1.026 | 1.026 | 1.026 | 1.026 | 1.026 | 5459 | 6078 | 4858 | 4556 | 5972 | 6743 | 7156 | 6983 | 5394 | 5216 | 5509 | 6061 | 5459 | 6078 | 4858 | 4556 | 5972 | 6743 | 7156 | 6983 | 5394 | 5216 | 5509 | 6061 | 460.061 | 512.006 | 409.256 | 383.824 | 503.117 | 568.059 | 602.861 | 588.231 | 454.342 | 439.466 | 464.023 | 510.592 | 68212 | 68212 | 69985 | 69985 | 5895.838 | 2020
Vintage1999 | petroleum | TRUE | 5957.7766.KS.IC | 7766 | N | . | Erie Energy Center | City of Erie - (KS) | 5957 | KS | WNC | MRO |  | 22 | 1 | Electric Utility | IC | DFO | DFO | SWPP | A | barrels | 217 | 227 | 194 | 220 | 253 | 305 | 156 | 252 | 193 | 241 | 324 | 258 | 217 | 227 | 194 | 220 | 253 | 305 | 156 | 252 | 193 | 241 | 324 | 258 | 5.85 | 5.85 | 5.85 | 5.85 | 5.85 | 5.85 | 5.85 | 5.85 | 5.85 | 5.85 | 5.85 | 5.85 | 1269 | 1328 | 1135 | 1287 | 1480 | 1784 | 913 | 1474 | 1129 | 1410 | 1895 | 1509 | 1269 | 1328 | 1135 | 1287 | 1480 | 1784 | 913 | 1474 | 1129 | 1410 | 1895 | 1509 | 118.641 | 123.351 | 105.392 | 119.522 | 137.748 | 166.054 | 84.724 | 137.341 | 105.19 | 131.24 | 176.273 | 140.524 | 2840 | 2840 | 16613 | 16613 | 1546 | 2020
Vintage1999 | petroleum | TRUE | 17874.7767.UT.IC | 7767 | N | . | Bloomington Power Plant | City of St George | 17874 | UT | MTN | WECC |  | 22 | 1 | Electric Utility | IC | DFO | DFO | PACE | A | barrels | 3 | 2 | 2 | 3 | 2 | 2 | 2 | 3 | 3 | 3 | 3 | 3 | 3 | 2 | 2 | 3 | 2 | 2 | 2 | 3 | 3 | 3 | 3 | 3 | 5.5 | 5.5 | 5.5 | 5.5 | 5.5 | 5.5 | 5.5 | 5.5 | 5.5 | 5.5 | 5.5 | 5.5 | 17 | 11 | 11 | 17 | 11 | 11 | 11 | 17 | 17 | 17 | 17 | 17 | 17 | 11 | 11 | 17 | 11 | 11 | 11 | 17 | 17 | 17 | 17 | 17 | 1.823 | 1.454 | 1.342 | 1.796 | 1.226 | 1.551 | 1.462 | 1.622 | 1.947 | 1.656 | 2.152 | 1.969 | 31 | 31 | 174 | 174 | 20 | 2020
Vintage1999 | petroleum | TRUE | 17690.7768.GA.GT | 7768 | N | . | Sowega Power | SOWEGA Power LLC | 17690 | GA | SAT | SERC |  | 22 | 2 | NAICS-22 Non-Cogen | GT | DFO | DFO | SOCO | A | barrels | 0 | 0 | 0 | 0 | 0 | 0 | 0 | 0 | 0 | 0 | 0 | 0 | 0 | 0 | 0 | 0 | 0 | 0 | 0 | 0 | 0 | 0 | 0 | 0 | 0 | 0 | 0 | 0 | 0 | 0 | 0 | 0 | 0 | 0 | 0 | 0 | 0 | 0 | 0 | 0 | 0 | 0 | 0 | 0 | 0 | 0 | 0 | 0 | 0 | 0 | 0 | 0 | 0 | 0 | 0 | 0 | 0 | 0 | 0 | 0 | 0 | 0 | 0 | 0 | 0 | 0 | 0 | 0 | 0 | 0 | 0 | 0 | 0 | 0 | 0 | 0 | 0 | 2020
Vintage1999 | natural gas peaker | TRUE | 17690.7768.GA.GT | 7768 | N | . | Sowega Power | SOWEGA Power LLC | 17690 | GA | SAT | SERC |  | 22 | 2 | NAICS-22 Non-Cogen | GT | NG | NG | SOCO | A | mcf | 55668 | 61954 | 49521 | 46444 | 60879 | 68737 | 72948 | 71178 | 54977 | 53177 | 56148 | 61783 | 55668 | 61954 | 49521 | 46444 | 60879 | 68737 | 72948 | 71178 | 54977 | 53177 | 56148 | 61783 | 1.025 | 1.025 | 1.025 | 1.025 | 1.025 | 1.025 | 1.025 | 1.025 | 1.025 | 1.025 | 1.025 | 1.025 | 57060 | 63503 | 50759 | 47605 | 62401 | 70455 | 74772 | 72957 | 56351 | 54506 | 57552 | 63328 | 57060 | 63503 | 50759 | 47605 | 62401 | 70455 | 74772 | 72957 | 56351 | 54506 | 57552 | 63328 | 5681.133 | 6322.618 | 5053.79 | 4739.737 | 6212.847 | 7014.797 | 7444.558 | 7263.893 | 5610.537 | 5426.844 | 5730.088 | 6305.158 | 713414 | 713414 | 731249 | 731249 | 72806 | 2020
Vintage2000 | natural gas peaker | TRUE | 16179.7770.IL.GT | 7770 | N | . | 1515 S Caron Road | Rochelle Municipal Utilities | 16179 | IL | ENC | RFC |  | 22 | 1 | Electric Utility | GT | NG | NG | PJM | A | mcf | 248 | 224 | 232 | 170 | 145 | 223 | 320 | 239 | 156 | 165 | 77 | 173 | 248 | 224 | 232 | 170 | 145 | 223 | 320 | 239 | 156 | 165 | 77 | 173 | 1.05 | 1.05 | 1.05 | 1.05 | 1.05 | 1.05 | 1.05 | 1.05 | 1.05 | 1.05 | 1.05 | 1.05 | 260 | 235 | 244 | 179 | 152 | 234 | 336 | 251 | 164 | 173 | 81 | 182 | 260 | 235 | 244 | 179 | 152 | 234 | 336 | 251 | 164 | 173 | 81 | 182 | 15.903 | 14.445 | 14.993 | 10.963 | 9.377 | 14.38 | 20.668 | 15.415 | 10.083 | 10.648 | 4.947 | 11.178 | 2372 | 2372 | 2491 | 2491 | 153 | 2020
Vintage2011 | onshore wind | TRUE | 58190.7771.NE.WT | 7771 | N | . | Springview | Bluestem LLC | 58190 | NE | WNC | MRO |  | 22 | 2 | NAICS-22 Non-Cogen | WT | WND | WND | SWPP | A |  | 0 | 0 | 0 | 0 | 0 | 0 | 0 | 0 | 0 | 0 | 0 | 0 | 0 | 0 | 0 | 0 | 0 | 0 | 0 | 0 | 0 | 0 | 0 | 0 | 0 | 0 | 0 | 0 | 0 | 0 | 0 | 0 | 0 | 0 | 0 | 0 | 7440 | 7833 | 7581 | 7335 | 6335 | 7981 | 5768 | 6853 | 7441 | 7605 | 8075 | 8001 | 7440 | 7833 | 7581 | 7335 | 6335 | 7981 | 5768 | 6853 | 7441 | 7605 | 8075 | 8001 | 848.68 | 893.411 | 864.73 | 836.652 | 722.58 | 910.397 | 657.977 | 781.665 | 848.789 | 867.444 | 921.08 | 912.595 | 0 | 0 | 88248 | 88248 | 10066 | 2020
Vintage2000 | petroleum | TRUE | 40577.7774.OH.IC | 7774 | N | . | Cleveland Peaking | American Mun Power-Ohio, Inc | 40577 | OH | ENC | RFC |  | 22 | 1 | Electric Utility | IC | DFO | DFO | PJM | A | barrels | 63 | 81 | 50 | 55 | 73 | 80 | 116 | 69 | 43 | 93 | 68 | 54 | 63 | 81 | 50 | 55 | 73 | 80 | 116 | 69 | 43 | 93 | 68 | 54 | 5.799 | 5.799 | 5.799 | 5.799 | 5.799 | 5.799 | 5.799 | 5.799 | 5.799 | 5.799 | 5.799 | 5.799 | 365 | 470 | 290 | 319 | 423 | 464 | 673 | 400 | 249 | 539 | 394 | 313 | 365 | 470 | 290 | 319 | 423 | 464 | 673 | 400 | 249 | 539 | 394 | 313 | 37.474 | 47.492 | 29.047 | 32.211 | 42.592 | 46.664 | 67.561 | 40.309 | 24.873 | 54.594 | 39.522 | 31.661 | 845 | 845 | 4899 | 4899 | 494 | 2020
Vintage1999 | petroleum | TRUE | 40577.7775.OH.IC | 7775 | N | . | Versailles Peaking | American Mun Power-Ohio, Inc | 40577 | OH | ENC | RFC |  | 22 | 1 | Electric Utility | IC | DFO | DFO | PJM | A | barrels | 33 | 40 | 25 | 27 | 36 | 40 | 57 | 34 | 21 | 46 | 34 | 27 | 33 | 40 | 25 | 27 | 36 | 40 | 57 | 34 | 21 | 46 | 34 | 27 | 5.802 | 5.802 | 5.802 | 5.802 | 5.802 | 5.802 | 5.802 | 5.802 | 5.802 | 5.802 | 5.802 | 5.802 | 191 | 232 | 145 | 157 | 209 | 232 | 331 | 197 | 122 | 267 | 197 | 157 | 191 | 232 | 145 | 157 | 209 | 232 | 331 | 197 | 122 | 267 | 197 | 157 | 18.661 | 23.65 | 14.465 | 16.04 | 21.21 | 23.238 | 33.644 | 20.073 | 12.386 | 27.186 | 19.681 | 15.766 | 420 | 420 | 2437 | 2437 | 246 | 2020
Vintage1999 | petroleum | TRUE | 40577.7776.OH.IC | 7776 | N | . | Napoleon Peaking | American Mun Power-Ohio, Inc | 40577 | OH | ENC | RFC |  | 22 | 1 | Electric Utility | IC | DFO | DFO | PJM | A | barrels | 41 | 52 | 32 | 35 | 46 | 51 | 73 | 44 | 27 | 59 | 43 | 34 | 41 | 52 | 32 | 35 | 46 | 51 | 73 | 44 | 27 | 59 | 43 | 34 | 5.801 | 5.801 | 5.801 | 5.801 | 5.801 | 5.801 | 5.801 | 5.801 | 5.801 | 5.801 | 5.801 | 5.801 | 238 | 302 | 186 | 203 | 267 | 296 | 423 | 255 | 157 | 342 | 249 | 197 | 238 | 302 | 186 | 203 | 267 | 296 | 423 | 255 | 157 | 342 | 249 | 197 | 23.819 | 30.188 | 18.463 | 20.474 | 27.073 | 29.661 | 42.944 | 25.621 | 15.81 | 34.701 | 25.121 | 20.125 | 537 | 537 | 3115 | 3115 | 314 | 2020
Vintage1999 | petroleum | TRUE | 40577.7777.OH.IC | 7777 | N | . | Dover Peaking | American Mun Power-Ohio, Inc | 40577 | OH | ENC | RFC |  | 22 | 1 | Electric Utility | IC | DFO | DFO | PJM | A | barrels | 71 | 89 | 54 | 60 | 80 | 87 | 126 | 75 | 47 | 102 | 74 | 59 | 71 | 89 | 54 | 60 | 80 | 87 | 126 | 75 | 47 | 102 | 74 | 59 | 5.794 | 5.794 | 5.794 | 5.794 | 5.794 | 5.794 | 5.794 | 5.794 | 5.794 | 5.794 | 5.794 | 5.794 | 411 | 516 | 313 | 348 | 464 | 504 | 730 | 435 | 272 | 591 | 429 | 342 | 411 | 516 | 313 | 348 | 464 | 504 | 730 | 435 | 272 | 591 | 429 | 342 | 40.964 | 51.915 | 31.752 | 35.21 | 46.558 | 51.009 | 73.852 | 44.062 | 27.189 | 59.678 | 43.202 | 34.609 | 924 | 924 | 5355 | 5355 | 540 | 2020
Vintage1999 | petroleum | TRUE | 40577.7778.OH.IC | 7778 | N | . | Orrville Peaking | American Mun Power-Ohio, Inc | 40577 | OH | ENC | RFC |  | 22 | 1 | Electric Utility | IC | DFO | DFO | PJM | A | barrels | 40 | 51 | 31 | 34 | 45 | 50 | 72 | 43 | 26 | 58 | 42 | 34 | 40 | 51 | 31 | 34 | 45 | 50 | 72 | 43 | 26 | 58 | 42 | 34 | 5.795 | 5.795 | 5.795 | 5.795 | 5.795 | 5.795 | 5.795 | 5.795 | 5.795 | 5.795 | 5.795 | 5.795 | 232 | 296 | 180 | 197 | 261 | 290 | 417 | 249 | 151 | 336 | 243 | 197 | 232 | 296 | 180 | 197 | 261 | 290 | 417 | 249 | 151 | 336 | 243 | 197 | 23.288 | 29.515 | 18.052 | 20.018 | 26.469 | 29 | 41.986 | 25.05 | 15.457 | 33.928 | 24.561 | 19.676 | 526 | 526 | 3049 | 3049 | 307 | 2020
Vintage1999 | petroleum | TRUE | 40577.7779.OH.IC | 7779 | N | . | Bryan Peaking | American Mun Power-Ohio, Inc | 40577 | OH | ENC | RFC |  | 22 | 1 | Electric Utility | IC | DFO | DFO | PJM | A | barrels | 78 | 98 | 60 | 66 | 88 | 96 | 139 | 83 | 51 | 113 | 81 | 65 | 78 | 98 | 60 | 66 | 88 | 96 | 139 | 83 | 51 | 113 | 81 | 65 | 5.797 | 5.797 | 5.797 | 5.797 | 5.797 | 5.797 | 5.797 | 5.797 | 5.797 | 5.797 | 5.797 | 5.797 | 452 | 568 | 348 | 383 | 510 | 557 | 806 | 481 | 296 | 655 | 470 | 377 | 452 | 568 | 348 | 383 | 510 | 557 | 806 | 481 | 296 | 655 | 470 | 377 | 45.137 | 57.202 | 34.986 | 38.796 | 51.3 | 56.205 | 81.374 | 48.55 | 29.958 | 65.756 | 47.602 | 38.134 | 1018 | 1018 | 5903 | 5903 | 595 | 2020
Vintage1999 | petroleum | TRUE | 40577.7780.OH.IC | 7780 | N | . | Jackson Cntr Peaking | American Mun Power-Ohio, Inc | 40577 | OH | ENC | RFC |  | 22 | 1 | Electric Utility | IC | DFO | DFO | PJM | A | barrels | 12 | 16 | 10 | 11 | 14 | 16 | 23 | 13 | 8 | 18 | 13 | 11 | 12 | 16 | 10 | 11 | 14 | 16 | 23 | 13 | 8 | 18 | 13 | 11 | 5.812 | 5.812 | 5.812 | 5.812 | 5.812 | 5.812 | 5.812 | 5.812 | 5.812 | 5.812 | 5.812 | 5.812 | 70 | 93 | 58 | 64 | 81 | 93 | 134 | 76 | 46 | 105 | 76 | 64 | 70 | 93 | 58 | 64 | 81 | 93 | 134 | 76 | 46 | 105 | 76 | 64 | 7.358 | 9.325 | 5.704 | 6.325 | 8.363 | 9.163 | 13.266 | 7.915 | 4.884 | 10.72 | 7.76 | 6.217 | 165 | 165 | 960 | 960 | 97 | 2020
Vintage1999 | petroleum | TRUE | 40577.7781.OH.IC | 7781 | N | . | Arcanum Peaking | American Mun Power-Ohio, Inc | 40577 | OH | ENC | RFC |  | 22 | 1 | Electric Utility | IC | DFO | DFO | PJM | A | barrels | 13 | 16 | 10 | 11 | 15 | 16 | 23 | 14 | 9 | 19 | 14 | 11 | 13 | 16 | 10 | 11 | 15 | 16 | 23 | 14 | 9 | 19 | 14 | 11 | 5.813 | 5.813 | 5.813 | 5.813 | 5.813 | 5.813 | 5.813 | 5.813 | 5.813 | 5.813 | 5.813 | 5.813 | 76 | 93 | 58 | 64 | 87 | 93 | 134 | 81 | 52 | 110 | 81 | 64 | 76 | 93 | 58 | 64 | 87 | 93 | 134 | 81 | 52 | 110 | 81 | 64 | 7.587 | 9.614 | 5.88 | 6.52 | 8.622 | 9.446 | 13.676 | 8.16 | 5.035 | 11.051 | 8 | 6.409 | 171 | 171 | 993 | 993 | 100 | 2020
Vintage2000 | natural gas peaker | TRUE | 40577.7782.OH.GT | 7782 | N | . | Hamilton Peaking | American Mun Power-Ohio, Inc | 40577 | OH | ENC | RFC |  | 22 | 1 | Electric Utility | GT | NG | NG | PJM | A | mcf | 3132 | 2896 | 2984 | 2567 | 2428 | 2562 | 3122 | 3030 | 2671 | 1961 | 2530 | 3047 | 3132 | 2896 | 2984 | 2567 | 2428 | 2562 | 3122 | 3030 | 2671 | 1961 | 2530 | 3047 | 1.03 | 1.03 | 1.03 | 1.03 | 1.03 | 1.03 | 1.03 | 1.03 | 1.03 | 1.03 | 1.03 | 1.03 | 3226 | 2983 | 3074 | 2644 | 2501 | 2639 | 3216 | 3121 | 2751 | 2020 | 2606 | 3138 | 3226 | 2983 | 3074 | 2644 | 2501 | 2639 | 3216 | 3121 | 2751 | 2020 | 2606 | 3138 | 262.451 | 242.759 | 250.079 | 215.176 | 203.514 | 214.724 | 261.65 | 253.956 | 223.902 | 164.383 | 212.041 | 255.365 | 32930 | 32930 | 33919 | 33919 | 2760 | 2020
Vintage2000 | petroleum | TRUE | 40577.7783.OH.GT | 7783 | N | . | Bowling Green Peaking | American Mun Power-Ohio, Inc | 40577 | OH | ENC | RFC |  | 22 | 1 | Electric Utility | GT | DFO | DFO | PJM | A | barrels | 0 | 0 | 0 | 0 | 0 | 0 | 0 | 0 | 0 | 0 | 0 | 0 | 0 | 0 | 0 | 0 | 0 | 0 | 0 | 0 | 0 | 0 | 0 | 0 | 0 | 0 | 0 | 0 | 0 | 0 | 0 | 0 | 0 | 0 | 0 | 0 | 0 | 0 | 0 | 0 | 0 | 0 | 0 | 0 | 0 | 0 | 0 | 0 | 0 | 0 | 0 | 0 | 0 | 0 | 0 | 0 | 0 | 0 | 0 | 0 | 0 | 0 | 0 | 0 | 0 | 0 | 0 | 0 | 0 | 0 | 0 | 0 | 0 | 0 | 0 | 0 | 0 | 2020
Vintage2000 | natural gas peaker | TRUE | 40577.7783.OH.GT | 7783 | N | . | Bowling Green Peaking | American Mun Power-Ohio, Inc | 40577 | OH | ENC | RFC |  | 22 | 1 | Electric Utility | GT | NG | NG | PJM | A | mcf | 2547 | 2354 | 2425 | 2087 | 1974 | 2082 | 2537 | 2463 | 2171 | 1594 | 2056 | 2476 | 2547 | 2354 | 2425 | 2087 | 1974 | 2082 | 2537 | 2463 | 2171 | 1594 | 2056 | 2476 | 1.03 | 1.03 | 1.03 | 1.03 | 1.03 | 1.03 | 1.03 | 1.03 | 1.03 | 1.03 | 1.03 | 1.03 | 2623 | 2425 | 2498 | 2150 | 2033 | 2144 | 2613 | 2537 | 2236 | 1642 | 2118 | 2550 | 2623 | 2425 | 2498 | 2150 | 2033 | 2144 | 2613 | 2537 | 2236 | 1642 | 2118 | 2550 | 204.731 | 189.369 | 195.08 | 167.853 | 158.756 | 167.5 | 204.106 | 198.104 | 174.66 | 128.23 | 165.408 | 199.203 | 26766 | 26766 | 27569 | 27569 | 2153 | 2020
Vintage1994 | natural gas combined cycle | TRUE | 58651.7784.NY.CA | 7784 | N | . | Allegany Cogen | Allegany Generating Station, LLC | 58651 | NY | MAT | NPCC |  | 22 | 2 | NAICS-22 Non-Cogen | CA | NG | NG | NYIS | AM | mcf | 52 | 0 | 360 | 0 | 64 | 528 | 3545 | 715 | 501 | 33 | 39 | 840 | 52 | 0 | 360 | 0 | 64 | 528 | 3545 | 715 | 501 | 33 | 39 | 840 | 1.03 | 0 | 1.03 | 0 | 1.03 | 1.03 | 1.03 | 1.03 | 1.03 | 1.03 | 1.03 | 1.03 | 54 | 0 | 371 | 0 | 66 | 544 | 3651 | 736 | 516 | 34 | 40 | 865 | 54 | 0 | 371 | 0 | 66 | 544 | 3651 | 736 | 516 | 34 | 40 | 865 | 267 | 163 | 109 | 37 | 202 | 392 | 1553 | 520 | 180 | 180 | 47 | 775 | 6677 | 6677 | 6877 | 6877 | 4425 | 2020
Vintage1994 | natural gas combined cycle | TRUE | 58651.7784.NY.CT | 7784 | N | . | Allegany Cogen | Allegany Generating Station, LLC | 58651 | NY | MAT | NPCC |  | 22 | 2 | NAICS-22 Non-Cogen | CT | NG | NG | NYIS | AM | mcf | 11086 | 6633 | 2486 | 1666 | 8050 | 12879 | 43564 | 18318 | 4628 | 6549 | 1877 | 23230 | 11086 | 6633 | 2486 | 1666 | 8050 | 12879 | 43564 | 18318 | 4628 | 6549 | 1877 | 23230 | 1.03 | 1.03 | 1.03 | 1.03 | 1.03 | 1.03 | 1.03 | 1.03 | 1.03 | 1.03 | 1.03 | 1.03 | 11419 | 6832 | 2561 | 1716 | 8292 | 13265 | 44871 | 18868 | 4767 | 6745 | 1933 | 23927 | 11419 | 6832 | 2561 | 1716 | 8292 | 13265 | 44871 | 18868 | 4767 | 6745 | 1933 | 23927 | 1078 | 647 | 244 | 162 | 782 | 1261 | 4275 | 1799 | 446 | 637 | 177 | 2278 | 140966 | 140966 | 145196 | 145196 | 13786 | 2020
Vintage2011 | hydro | TRUE | 11204.7789.NM.HY | 7789 | N | . | Abiquiu Dam | Los Alamos County | 11204 | NM | MTN | WECC |  | 22 | 1 | Electric Utility | HY | WAT | HYC | WACM | A |  | 0 | 0 | 0 | 0 | 0 | 0 | 0 | 0 | 0 | 0 | 0 | 0 | 0 | 0 | 0 | 0 | 0 | 0 | 0 | 0 | 0 | 0 | 0 | 0 | 0 | 0 | 0 | 0 | 0 | 0 | 0 | 0 | 0 | 0 | 0 | 0 | 13375 | 14088 | 14656 | 16488 | 18756 | 18270 | 18511 | 18637 | 13538 | 14810 | 14437 | 13407 | 13375 | 14088 | 14656 | 16488 | 18756 | 18270 | 18511 | 18637 | 13538 | 14810 | 14437 | 13407 | 1525.64 | 1606.88 | 1671.751 | 1880.738 | 2139.358 | 2083.904 | 2111.491 | 2125.818 | 1544.157 | 1689.326 | 1646.706 | 1529.231 | 0 | 0 | 188973 | 188973 | 21555 | 2020
Vintage1986 | hard coal | TRUE | 40230.7790.UT.ST | 7790 | N | . | Bonanza | Deseret Generation & Tran Coop | 40230 | UT | MTN | WECC |  | 22 | 1 | Electric Utility | ST | BIT | COL | PACE | M | short tons | 180499 | 150620 | 141475 | 78316 | 115032 | 135470 | 158394 | 167607 | 155773 | 184326 | 145380 | 141591 | 180499 | 150620 | 141475 | 78316 | 115032 | 135470 | 158394 | 167607 | 155773 | 184326 | 145380 | 141591 | 19 | 19 | 19 | 20 | 19 | 20 | 19 | 19 | 19.21 | 19 | 19 | 19 | 3429481 | 2861780 | 2688025 | 1566320 | 2185608 | 2709400 | 3009486 | 3184533 | 2992399 | 3502194 | 2762220 | 2690229 | 3429481 | 2861780 | 2688025 | 1566320 | 2185608 | 2709400 | 3009486 | 3184533 | 2992399 | 3502194 | 2762220 | 2690229 | 337412.82 | 286216.66 | 269293.42 | 146285.18 | 214476.22 | 257919.52 | 297312.39 | 315144.12 | 291708.7 | 296071.59 | 276208.78 | 266113.32 | 1754483 | 1754483 | 33581675 | 33581675 | 3254162.7 | 2020
Vintage1986 | petroleum | TRUE | 40230.7790.UT.ST | 7790 | N | . | Bonanza | Deseret Generation & Tran Coop | 40230 | UT | MTN | WECC |  | 22 | 1 | Electric Utility | ST | DFO | DFO | PACE | M | barrels | 189 | 244 | 487 | 821 | 419 | 803 | 384 | 244 | 751 | 873 | 454 | 589 | 189 | 244 | 487 | 821 | 419 | 803 | 384 | 244 | 751 | 873 | 454 | 589 | 5.71 | 5.71 | 5.71 | 5.71 | 5.71 | 5.71 | 5.71 | 5.71 | 5.7 | 5.71 | 5.71 | 5.71 | 1079 | 1393 | 2781 | 4688 | 2392 | 4585 | 2193 | 1393 | 4281 | 4985 | 2592 | 3363 | 1079 | 1393 | 2781 | 4688 | 2392 | 4585 | 2193 | 1393 | 4281 | 4985 | 2592 | 3363 | 106.177 | 139.343 | 278.585 | 437.824 | 234.778 | 436.478 | 216.615 | 137.876 | 417.296 | 421.412 | 259.222 | 332.682 | 6258 | 6258 | 35725 | 35725 | 3418.288 | 2020
Vintage2000 | petroleum | TRUE | 40577.7791.OH.IC | 7791 | N | . | Montpelier | American Mun Power-Ohio, Inc | 40577 | OH | ENC | RFC |  | 22 | 1 | Electric Utility | IC | DFO | DFO | PJM | A | barrels | 84 | 106 | 65 | 72 | 95 | 104 | 151 | 90 | 56 | 122 | 88 | 71 | 84 | 106 | 65 | 72 | 95 | 104 | 151 | 90 | 56 | 122 | 88 | 71 | 5.795 | 5.795 | 5.795 | 5.795 | 5.795 | 5.795 | 5.795 | 5.795 | 5.795 | 5.795 | 5.795 | 5.795 | 487 | 614 | 377 | 417 | 551 | 603 | 875 | 522 | 325 | 707 | 510 | 411 | 487 | 614 | 377 | 417 | 551 | 603 | 875 | 522 | 325 | 707 | 510 | 411 | 48.929 | 62.009 | 37.926 | 42.056 | 55.611 | 60.928 | 88.212 | 52.63 | 32.476 | 71.282 | 51.602 | 41.339 | 1104 | 1104 | 6399 | 6399 | 645 | 2020
Vintage1999 | petroleum | TRUE | 11571.7795.WI.GT | 7795 | N | . | Custer Energy Center | Manitowoc Public Utilities | 11571 | WI | ENC | MRO |  | 22 | 1 | Electric Utility | GT | DFO | DFO | MISO | A | barrels | 0 | 0 | 0 | 0 | 0 | 0 | 0 | 0 | 0 | 0 | 0 | 0 | 0 | 0 | 0 | 0 | 0 | 0 | 0 | 0 | 0 | 0 | 0 | 0 | 0 | 0 | 0 | 0 | 0 | 0 | 0 | 0 | 0 | 0 | 0 | 0 | 0 | 0 | 0 | 0 | 0 | 0 | 0 | 0 | 0 | 0 | 0 | 0 | 0 | 0 | 0 | 0 | 0 | 0 | 0 | 0 | 0 | 0 | 0 | 0 | 0 | 0 | 0 | 0 | 0 | 0 | 0 | 0 | 0 | 0 | 0 | 0 | 0 | 0 | 0 | 0 | 0 | 2020
Vintage1999 | natural gas peaker | TRUE | 11571.7795.WI.GT | 7795 | N | . | Custer Energy Center | Manitowoc Public Utilities | 11571 | WI | ENC | MRO |  | 22 | 1 | Electric Utility | GT | NG | NG | MISO | A | mcf | 883 | 802 | 847 | 725 | 714 | 829 | 818 | 1008 | 638 | 746 | 559 | 690 | 883 | 802 | 847 | 725 | 714 | 829 | 818 | 1008 | 638 | 746 | 559 | 690 | 1 | 1 | 1 | 1 | 1 | 1 | 1 | 1 | 1 | 1 | 1 | 1 | 883 | 802 | 847 | 725 | 714 | 829 | 818 | 1008 | 638 | 746 | 559 | 690 | 883 | 802 | 847 | 725 | 714 | 829 | 818 | 1008 | 638 | 746 | 559 | 690 | 52.935 | 48.051 | 50.799 | 43.482 | 42.828 | 49.669 | 49.03 | 60.413 | 38.228 | 44.708 | 33.506 | 41.351 | 9259 | 9259 | 9259 | 9259 | 555 | 2020
Vintage1997 | petroleum | TRUE | 11560.7797.VA.GT | 7797 | N | . | Dominion/Lo Mar | City of Manassas - (VA) | 11560 | VA | SAT | SERC |  | 22 | 1 | Electric Utility | GT | DFO | DFO | PJM | A | barrels | 0 | 0 | 0 | 0 | 0 | 0 | 0 | 0 | 0 | 0 | 0 | 0 | 0 | 0 | 0 | 0 | 0 | 0 | 0 | 0 | 0 | 0 | 0 | 0 | 0 | 0 | 0 | 0 | 0 | 0 | 0 | 0 | 0 | 0 | 0 | 0 | 0 | 0 | 0 | 0 | 0 | 0 | 0 | 0 | 0 | 0 | 0 | 0 | 0 | 0 | 0 | 0 | 0 | 0 | 0 | 0 | 0 | 0 | 0 | 0 | 0 | 0 | 0 | 0 | 0 | 0 | 0 | 0 | 0 | 0 | 0 | 0 | 0 | 0 | 0 | 0 | 0 | 2020
Vintage1997 | petroleum | TRUE | 11560.7797.VA.IC | 7797 | N | . | Dominion/Lo Mar | City of Manassas - (VA) | 11560 | VA | SAT | SERC |  | 22 | 1 | Electric Utility | IC | DFO | DFO | PJM | A | barrels | 48 | 25 | 51 | 28 | 71 | 62 | 110 | 106 | 131 | 43 | 90 | 147 | 48 | 25 | 51 | 28 | 71 | 62 | 110 | 106 | 131 | 43 | 90 | 147 | 5.8 | 5.8 | 5.8 | 5.8 | 5.8 | 5.8 | 5.8 | 5.8 | 5.8 | 5.8 | 5.8 | 5.8 | 278 | 145 | 296 | 162 | 412 | 360 | 638 | 615 | 760 | 249 | 522 | 853 | 278 | 145 | 296 | 162 | 412 | 360 | 638 | 615 | 760 | 249 | 522 | 853 | 21.356 | 11.863 | 23.721 | 13.158 | 33.241 | 29.117 | 51.264 | 49.482 | 60.967 | 20.237 | 42.125 | 68.469 | 912 | 912 | 5290 | 5290 | 425 | 2020
Vintage2009 | petroleum | TRUE | 11560.7798.VA.IC | 7798 | N | . | Gateway Gen | City of Manassas - (VA) | 11560 | VA | SAT | SERC |  | 22 | 1 | Electric Utility | IC | DFO | DFO | PJM | A | barrels | 15 | 7 | 15 | 8 | 21 | 18 | 32 | 31 | 38 | 13 | 27 | 43 | 15 | 7 | 15 | 8 | 21 | 18 | 32 | 31 | 38 | 13 | 27 | 43 | 5.8 | 5.8 | 5.8 | 5.8 | 5.8 | 5.8 | 5.8 | 5.8 | 5.8 | 5.8 | 5.8 | 5.8 | 87 | 41 | 87 | 46 | 122 | 104 | 186 | 180 | 220 | 75 | 157 | 249 | 87 | 41 | 87 | 46 | 122 | 104 | 186 | 180 | 220 | 75 | 157 | 249 | 9.396 | 5.22 | 10.437 | 5.79 | 14.626 | 12.812 | 22.556 | 21.772 | 26.826 | 8.904 | 18.535 | 30.126 | 268 | 268 | 1554 | 1554 | 187 | 2020
Vintage2000 | petroleum | TRUE | 11479.7799.WI.GT | 7799 | N | . | West Marinette 34 | Madison Gas & Electric Co | 11479 | WI | ENC | MRO |  | 22 | 1 | Electric Utility | GT | DFO | DFO | MISO | A | barrels | 0 | 0 | 0 | 0 | 0 | 0 | 0 | 0 | 0 | 0 | 0 | 0 | 0 | 0 | 0 | 0 | 0 | 0 | 0 | 0 | 0 | 0 | 0 | 0 | 0 | 0 | 0 | 0 | 0 | 0 | 0 | 0 | 0 | 0 | 0 | 0 | 0 | 0 | 0 | 0 | 0 | 0 | 0 | 0 | 0 | 0 | 0 | 0 | 0 | 0 | 0 | 0 | 0 | 0 | 0 | 0 | 0 | 0 | 0 | 0 | 0 | 0 | 0 | 0 | 0 | 0 | 0 | 0 | 0 | 0 | 0 | 0 | 0 | 0 | 0 | 0 | 0 | 2020
Vintage2000 | natural gas peaker | TRUE | 11479.7799.WI.GT | 7799 | N | . | West Marinette 34 | Madison Gas & Electric Co | 11479 | WI | ENC | MRO |  | 22 | 1 | Electric Utility | GT | NG | NG | MISO | A | mcf | 107390 | 97478 | 103053 | 88209 | 86883 | 100760 | 99465 | 122557 | 77551 | 90697 | 67972 | 83886 | 107390 | 97478 | 103053 | 88209 | 86883 | 100760 | 99465 | 122557 | 77551 | 90697 | 67972 | 83886 | 1.034 | 1.034 | 1.034 | 1.034 | 1.034 | 1.034 | 1.034 | 1.034 | 1.034 | 1.034 | 1.034 | 1.034 | 111041 | 100792 | 106557 | 91208 | 89837 | 104186 | 102847 | 126724 | 80188 | 93781 | 70283 | 86738 | 111041 | 100792 | 106557 | 91208 | 89837 | 104186 | 102847 | 126724 | 80188 | 93781 | 70283 | 86738 | 8788.153 | 7977.104 | 8433.324 | 7218.614 | 7110.103 | 8245.717 | 8139.709 | 10029.436 | 6346.365 | 7422.181 | 5562.489 | 6864.805 | 1125901 | 1125901 | 1164182 | 1164182 | 92138 | 2020
Vintage2011 | petroleum | TRUE | 3046.7805.NC.CA | 7805 | N | . | Sherwood H Smith Jr Energy Complex | Duke Energy Progress - (NC) | 3046 | NC | SAT | SERC |  | 22 | 1 | Electric Utility | CA | DFO | DFO | CPLE | M | barrels | 0 | 0 | 0 | 0 | 0 | 0 | 0 | 0 | 0 | 0 | 0 | 0 | 0 | 0 | 0 | 0 | 0 | 0 | 0 | 0 | 0 | 0 | 0 | 0 | 0 | 0 | 0 | 0 | 0 | 0 | 0 | 0 | 0 | 0 | 0 | 0 | 0 | 0 | 0 | 0 | 0 | 0 | 0 | 0 | 0 | 0 | 0 | 0 | 0 | 0 | 0 | 0 | 0 | 0 | 0 | 0 | 0 | 0 | 0 | 0 | 0 | 0 | 0 | 0 | 0 | 0.323 | 0 | 0 | 0.322 | 0 | 0 | 0 | 0 | 0 | 0 | 0 | 0.645 | 2020
Vintage2011 | natural gas combined cycle | TRUE | 3046.7805.NC.CA | 7805 | N | . | Sherwood H Smith Jr Energy Complex | Duke Energy Progress - (NC) | 3046 | NC | SAT | SERC |  | 22 | 1 | Electric Utility | CA | NG | NG | CPLE | M | mcf | 0 | 0 | 0 | 0 | 0 | 0 | 0 | 0 | 0 | 0 | 0 | 0 | 0 | 0 | 0 | 0 | 0 | 0 | 0 | 0 | 0 | 0 | 0 | 0 | 0 | 0 | 0 | 0 | 0 | 0 | 0 | 0 | 0 | 0 | 0 | 0 | 0 | 0 | 0 | 0 | 0 | 0 | 0 | 0 | 0 | 0 | 0 | 0 | 0 | 0 | 0 | 0 | 0 | 0 | 0 | 0 | 0 | 0 | 0 | 0 | 276037 | 274136 | 122737 | 115642 | 182779 | 283790.68 | 306995 | 291043 | 266355.68 | 211712 | 186076 | 305803 | 0 | 0 | 0 | 0 | 2823106.4 | 2020
Vintage2011 | petroleum | TRUE | 3046.7805.NC.CT | 7805 | N | . | Sherwood H Smith Jr Energy Complex | Duke Energy Progress - (NC) | 3046 | NC | SAT | SERC |  | 22 | 1 | Electric Utility | CT | DFO | DFO | CPLE | M | barrels | 0 | 0 | 0 | 0 | 0 | 1 | 0 | 0 | 1 | 0 | 0 | 0 | 0 | 0 | 0 | 0 | 0 | 1 | 0 | 0 | 1 | 0 | 0 | 0 | 0 | 0 | 0 | 0 | 0 | 5.88 | 0 | 0 | 5.9 | 0 | 0 | 0 | 0 | 0 | 0 | 0 | 0 | 6 | 0 | 0 | 6 | 0 | 0 | 0 | 0 | 0 | 0 | 0 | 0 | 6 | 0 | 0 | 6 | 0 | 0 | 0 | 0 | 0 | 0 | 0 | 0 | 0.501 | 0 | 0 | 0.508 | 0 | 0 | 0 | 2 | 2 | 12 | 12 | 1.009 | 2020
Vintage2011 | natural gas combined cycle | TRUE | 3046.7805.NC.CT | 7805 | N | . | Sherwood H Smith Jr Energy Complex | Duke Energy Progress - (NC) | 3046 | NC | SAT | SERC |  | 22 | 1 | Electric Utility | CT | NG | NG | CPLE | M | mcf | 5054518 | 4938385 | 2222692 | 2198512 | 3333363 | 5012112 | 5327949 | 5101849 | 4729917 | 3656691 | 3578818 | 5459669 | 5054518 | 4938385 | 2222692 | 2198512 | 3333363 | 5012112 | 5327949 | 5101849 | 4729917 | 3656691 | 3578818 | 5459669 | 1.034 | 1.035 | 1.036 | 1.034 | 1.031 | 1.032 | 1.033 | 1.033 | 1.033 | 1.03 | 1.037 | 1.037 | 5226372 | 5111228 | 2302709 | 2273261 | 3436697 | 5172500 | 5503771 | 5270210 | 4886004 | 3766392 | 3711234 | 5661677 | 5226372 | 5111228 | 2302709 | 2273261 | 3436697 | 5172500 | 5503771 | 5270210 | 4886004 | 3766392 | 3711234 | 5661677 | 458564 | 452234 | 206837 | 191865 | 294507 | 440760.5 | 466238 | 447675 | 420450.49 | 327039 | 309912 | 511016 | 50614475 | 50614475 | 52322055 | 52322055 | 4527098 | 2020
Vintage2002 | petroleum | TRUE | 3046.7805.NC.GT | 7805 | N | . | Sherwood H Smith Jr Energy Complex | Duke Energy Progress - (NC) | 3046 | NC | SAT | SERC |  | 22 | 1 | Electric Utility | GT | DFO | DFO | CPLE | M | barrels | 1527 | 110 | 0 | 0 | 1 | 570 | 225 | 375 | 0 | 0 | 482 | 2004 | 1527 | 110 | 0 | 0 | 1 | 570 | 225 | 375 | 0 | 0 | 482 | 2004 | 5.88 | 5.88 | 0 | 0 | 5.88 | 5.88 | 5.9 | 5.88 | 0 | 0 | 5.88 | 5.88 | 8979 | 647 | 0 | 0 | 6 | 3352 | 1328 | 2205 | 0 | 0 | 2834 | 11784 | 8979 | 647 | 0 | 0 | 6 | 3352 | 1328 | 2205 | 0 | 0 | 2834 | 11784 | 808.195 | 59.528 | 0 | 0 | 0.522 | 295.727 | 117.316 | 194.955 | 0 | 0 | 246.51 | 1083.914 | 5294 | 5294 | 31135 | 31135 | 2806.667 | 2020
Vintage2002 | natural gas peaker | TRUE | 3046.7805.NC.GT | 7805 | N | . | Sherwood H Smith Jr Energy Complex | Duke Energy Progress - (NC) | 3046 | NC | SAT | SERC |  | 22 | 1 | Electric Utility | GT | NG | NG | CPLE | M | mcf | 1170754 | 1266892 | 1472900 | 423569 | 644094 | 1136442 | 1799901 | 1093398 | 807769 | 1131542 | 344454 | 1917035 | 1170754 | 1266892 | 1472900 | 423569 | 644094 | 1136442 | 1799901 | 1093398 | 807769 | 1131542 | 344454 | 1917035 | 1.034 | 1.035 | 1.036 | 1.034 | 1.031 | 1.032 | 1.033 | 1.033 | 1.033 | 1.03 | 1.037 | 1.037 | 1210560 | 1311233 | 1525924 | 437970 | 664061 | 1172808 | 1859298 | 1129480 | 834425 | 1165488 | 357199 | 1987965 | 1210560 | 1311233 | 1525924 | 437970 | 664061 | 1172808 | 1859298 | 1129480 | 834425 | 1165488 | 357199 | 1987965 | 108964.81 | 120679.47 | 143798 | 36971 | 58920.478 | 103482.27 | 164312.68 | 99863.045 | 73208 | 103926 | 31068.49 | 182864.09 | 13208750 | 13208750 | 13656411 | 13656411 | 1228058.3 | 2020
Vintage2020 | petroleum | TRUE | 16873.7806.MI.IC | 7806 | N | . | Pine Street | City of Sebewaing - (MI) | 16873 | MI | ENC | RFC |  | 22 | 1 | Electric Utility | IC | DFO | DFO | MISO | A | barrels | . | 0 | 0 | 0 | 0 | 0 | 0 | 0 | 0 | 0 | 0 | 0 | . | 0 | 0 | 0 | 0 | 0 | 0 | 0 | 0 | 0 | 0 | 0 | . | 0 | 0 | 0 | 0 | 0 | 0 | 0 | 0 | 0 | 0 | 0 | . | 0 | 0 | 0 | 0 | 0 | 0 | 0 | 0 | 0 | 0 | 0 | . | 0 | 0 | 0 | 0 | 0 | 0 | 0 | 0 | 0 | 0 | 0 | . | 0 | 0 | 0 | 0 | 0 | 0 | 0 | 0 | 0 | 0 | 0 | 0 | 0 | 0 | 0 | 0 | 2020
Vintage2020 | natural gas peaker | TRUE | 16873.7806.MI.IC | 7806 | N | . | Pine Street | City of Sebewaing - (MI) | 16873 | MI | ENC | RFC |  | 22 | 1 | Electric Utility | IC | NG | NG | MISO | A | mcf | . | 13949 | 13272 | 11807 | 11964 | 13047 | 17555 | 14022 | 12153 | 13293 | 10165 | 12653 | . | 13949 | 13272 | 11807 | 11964 | 13047 | 17555 | 14022 | 12153 | 13293 | 10165 | 12653 | . | 1.02 | 1.02 | 1.02 | 1.02 | 1.02 | 1.02 | 1.02 | 1.02 | 1.02 | 1.02 | 1.02 | . | 14228 | 13537 | 12043 | 12203 | 13308 | 17906 | 14302 | 12396 | 13559 | 10368 | 12906 | . | 14228 | 13537 | 12043 | 12203 | 13308 | 17906 | 14302 | 12396 | 13559 | 10368 | 12906 | . | 1810.676 | 1722.952 | 1532.806 | 1553.144 | 1693.684 | 2278.908 | 1820.318 | 1577.623 | 1725.691 | 1319.605 | 1642.593 | 143880 | 143880 | 146756 | 146756 | 18678 | 2020
Vintage1994 | hydro | TRUE | 7977.7807.OH.HY | 7807 | N | . | Hamilton Hydro | City of Hamilton - (OH) | 7977 | OH | ENC | RFC |  | 22 | 1 | Electric Utility | HY | WAT | HYC | PJM | A |  | 0 | 0 | 0 | 0 | 0 | 0 | 0 | 0 | 0 | 0 | 0 | 0 | 0 | 0 | 0 | 0 | 0 | 0 | 0 | 0 | 0 | 0 | 0 | 0 | 0 | 0 | 0 | 0 | 0 | 0 | 0 | 0 | 0 | 0 | 0 | 0 | 5022 | 4864 | 5259 | 5288 | 5863 | 5165 | 5553 | 4954 | 5295 | 5230 | 5192 | 5823 | 5022 | 4864 | 5259 | 5288 | 5863 | 5165 | 5553 | 4954 | 5295 | 5230 | 5192 | 5823 | 572.878 | 554.799 | 599.868 | 603.142 | 668.764 | 589.101 | 633.407 | 565.021 | 604.015 | 596.595 | 592.266 | 664.144 | 0 | 0 | 63508 | 63508 | 7244 | 2020
Vintage1929 | hydro | TRUE | 792.7810.WI.HY | 7810 | N | . | Argyle | City of Argyle - (WI) | 792 | WI | ENC | MRO |  | 22 | 1 | Electric Utility | HY | WAT | HYC | MISO | A |  | 0 | 0 | 0 | 0 | 0 | 0 | 0 | 0 | 0 | 0 | 0 | 0 | 0 | 0 | 0 | 0 | 0 | 0 | 0 | 0 | 0 | 0 | 0 | 0 | 0 | 0 | 0 | 0 | 0 | 0 | 0 | 0 | 0 | 0 | 0 | 0 | 82 | 73 | 81 | 78 | 82 | 80 | 80 | 75 | 80 | 79 | 84 | 90 | 82 | 73 | 81 | 78 | 82 | 80 | 80 | 75 | 80 | 79 | 84 | 90 | 9.39 | 8.325 | 9.209 | 8.921 | 9.393 | 9.167 | 9.103 | 8.588 | 9.075 | 9.051 | 9.55 | 10.228 | 0 | 0 | 964 | 964 | 110 | 2020
Vintage2004 | petroleum | TRUE | 792.7810.WI.IC | 7810 | N | . | Argyle | City of Argyle - (WI) | 792 | WI | ENC | MRO |  | 22 | 1 | Electric Utility | IC | DFO | DFO | MISO | A | barrels | 3 | 2 | 2 | 2 | 3 | 3 | 3 | 3 | 2 | 2 | 3 | 3 | 3 | 2 | 2 | 2 | 3 | 3 | 3 | 3 | 2 | 2 | 3 | 3 | 5.8 | 5.8 | 5.8 | 5.8 | 5.8 | 5.8 | 5.8 | 5.8 | 5.8 | 5.8 | 5.8 | 5.8 | 17 | 12 | 12 | 12 | 17 | 17 | 17 | 17 | 12 | 12 | 17 | 17 | 17 | 12 | 12 | 12 | 17 | 17 | 17 | 17 | 12 | 12 | 17 | 17 | 1.628 | 1.185 | 1.358 | 0.961 | 1.547 | 1.814 | 2.003 | 1.949 | 1.082 | 1.369 | 1.5 | 1.604 | 31 | 31 | 179 | 179 | 18 | 2020
Vintage2000 | natural gas peaker | TRUE | 13994.7813.GA.GT | 7813 | N | . | Sewell Creek Energy | Oglethorpe Power Corporation | 13994 | GA | SAT | SERC |  | 22 | 1 | Electric Utility | GT | NG | NG | SOCO | A | mcf | 359097 | 399643 | 319442 | 299591 | 392704 | 443394 | 470559 | 459139 | 354633 | 343022 | 362190 | 398539 | 359097 | 399643 | 319442 | 299591 | 392704 | 443394 | 470559 | 459139 | 354633 | 343022 | 362190 | 398539 | 1.017 | 1.017 | 1.017 | 1.017 | 1.017 | 1.017 | 1.017 | 1.017 | 1.017 | 1.017 | 1.017 | 1.017 | 365202 | 406437 | 324873 | 304684 | 399380 | 450932 | 478559 | 466944 | 360662 | 348853 | 368347 | 405314 | 365202 | 406437 | 324873 | 304684 | 399380 | 450932 | 478559 | 466944 | 360662 | 348853 | 368347 | 405314 | 31290.634 | 34823.812 | 27835.343 | 26105.595 | 34219.212 | 38636.204 | 41003.248 | 40008.182 | 30901.801 | 29890.057 | 31560.265 | 34727.647 | 4601953 | 4601953 | 4680187 | 4680187 | 401002 | 2020
Vintage2003 | petroleum | TRUE | 59159.7814.SC.IC | 7814 | N | . | Webb Forging | Central Electric Power | 59159 | SC | SAT | SERC |  | 22 | 1 | Electric Utility | IC | DFO | DFO | DUK | A | barrels | 14 | 18 | 13 | 10 | 16 | 17 | 11 | 13 | 12 | 10 | 8 | 23 | 14 | 18 | 13 | 10 | 16 | 17 | 11 | 13 | 12 | 10 | 8 | 23 | 6 | 6 | 6 | 6 | 6 | 6 | 6 | 6 | 6 | 6 | 6 | 6 | 84 | 108 | 78 | 60 | 96 | 102 | 66 | 78 | 72 | 60 | 48 | 138 | 84 | 108 | 78 | 60 | 96 | 102 | 66 | 78 | 72 | 60 | 48 | 138 | 0.666 | 0.858 | 0.632 | 0.485 | 0.787 | 0.801 | 0.538 | 0.613 | 0.588 | 0.492 | 0.408 | 1.132 | 165 | 165 | 990 | 990 | 8 | 2020
Vintage2016 | petroleum | TRUE | 40307.7818.IL.GT | 7818 | N | . | Alsey | Prairie Power, Inc | 40307 | IL | ENC | SERC |  | 22 | 1 | Electric Utility | GT | DFO | DFO | MISO | A | barrels | 0 | 0 | 0 | 0 | 0 | 0 | 0 | 0 | 0 | 0 | 0 | 0 | 0 | 0 | 0 | 0 | 0 | 0 | 0 | 0 | 0 | 0 | 0 | 0 | 0 | 0 | 0 | 0 | 0 | 0 | 0 | 0 | 0 | 0 | 0 | 0 | 0 | 0 | 0 | 0 | 0 | 0 | 0 | 0 | 0 | 0 | 0 | 0 | 0 | 0 | 0 | 0 | 0 | 0 | 0 | 0 | 0 | 0 | 0 | 0 | 0 | 0 | 0 | 0 | 0 | 0 | 0 | 0 | 0 | 0 | 0 | 0 | 0 | 0 | 0 | 0 | 0 | 2020
Vintage2016 | natural gas peaker | TRUE | 40307.7818.IL.GT | 7818 | N | . | Alsey | Prairie Power, Inc | 40307 | IL | ENC | SERC |  | 22 | 1 | Electric Utility | GT | NG | NG | MISO | A | mcf | 36435 | 33097 | 34353 | 25119 | 21486 | 32947 | 47356 | 35321 | 23103 | 24397 | 11335 | 25611 | 36435 | 33097 | 34353 | 25119 | 21486 | 32947 | 47356 | 35321 | 23103 | 24397 | 11335 | 25611 | 1.02 | 1.02 | 1.02 | 1.02 | 1.02 | 1.02 | 1.02 | 1.02 | 1.02 | 1.02 | 1.02 | 1.02 | 37164 | 33759 | 35040 | 25621 | 21916 | 33606 | 48303 | 36027 | 23565 | 24885 | 11562 | 26123 | 37164 | 33759 | 35040 | 25621 | 21916 | 33606 | 48303 | 36027 | 23565 | 24885 | 11562 | 26123 | 3093.519 | 2810.102 | 2916.713 | 2132.684 | 1824.224 | 2797.37 | 4020.717 | 2998.859 | 1961.569 | 2071.438 | 962.356 | 2174.449 | 350560 | 350560 | 357571 | 357571 | 29764 | 2020
Vintage1949 | hydro | TRUE | 20847.7820.MI.HY | 7820 | N | . | Big Quinnesec 92 | Wisconsin Electric Power Co | 20847 | MI | ENC | RFC |  | 22 | 1 | Electric Utility | HY | WAT | HYC | MISO | A |  | 0 | 0 | 0 | 0 | 0 | 0 | 0 | 0 | 0 | 0 | 0 | 0 | 0 | 0 | 0 | 0 | 0 | 0 | 0 | 0 | 0 | 0 | 0 | 0 | 0 | 0 | 0 | 0 | 0 | 0 | 0 | 0 | 0 | 0 | 0 | 0 | 94715 | 91726 | 99178 | 99719 | 110568 | 97398 | 104723 | 93416 | 99863 | 98636 | 97921 | 109805 | 94715 | 91726 | 99178 | 99719 | 110568 | 97398 | 104723 | 93416 | 99863 | 98636 | 97921 | 109805 | 10803.619 | 10462.683 | 11312.621 | 11374.36 | 12611.882 | 11109.569 | 11945.102 | 10655.445 | 11390.824 | 11250.883 | 11169.25 | 12524.762 | 0 | 0 | 1197668 | 1197668 | 136611 | 2020
Vintage1914 | hydro | TRUE | 20847.7821.MI.HY | 7821 | N | . | Big Quinnesec 61 | Wisconsin Electric Power Co | 20847 | MI | ENC | RFC |  | 22 | 1 | Electric Utility | HY | WAT | HYC | MISO | A |  | 0 | 0 | 0 | 0 | 0 | 0 | 0 | 0 | 0 | 0 | 0 | 0 | 0 | 0 | 0 | 0 | 0 | 0 | 0 | 0 | 0 | 0 | 0 | 0 | 0 | 0 | 0 | 0 | 0 | 0 | 0 | 0 | 0 | 0 | 0 | 0 | 12336 | 11947 | 12917 | 12988 | 14401 | 12686 | 13640 | 12167 | 13007 | 12847 | 12754 | 14302 | 12336 | 11947 | 12917 | 12988 | 14401 | 12686 | 13640 | 12167 | 13007 | 12847 | 12754 | 14302 | 1407.125 | 1362.72 | 1473.421 | 1481.462 | 1642.644 | 1446.974 | 1555.799 | 1387.826 | 1483.606 | 1465.379 | 1454.747 | 1631.297 | 0 | 0 | 155992 | 155992 | 17793 | 2020
Vintage1942 | hydro | TRUE | 10056.7822.WI.HY | 7822 | N | . | Kaukauna City Hydro | City of Kaukauna | 10056 | WI | ENC | MRO |  | 22 | 1 | Electric Utility | HY | WAT | HYC | MISO | A |  | 0 | 0 | 0 | 0 | 0 | 0 | 0 | 0 | 0 | 0 | 0 | 0 | 0 | 0 | 0 | 0 | 0 | 0 | 0 | 0 | 0 | 0 | 0 | 0 | 0 | 0 | 0 | 0 | 0 | 0 | 0 | 0 | 0 | 0 | 0 | 0 | 30356 | 26915 | 29774 | 28842 | 30369 | 29638 | 29432 | 27767 | 29340 | 29264 | 30876 | 33069 | 30356 | 26915 | 29774 | 28842 | 30369 | 29638 | 29432 | 27767 | 29340 | 29264 | 30876 | 33069 | 3462.543 | 3070.031 | 3396.137 | 3289.884 | 3463.958 | 3380.594 | 3357.139 | 3167.241 | 3346.684 | 3337.923 | 3521.888 | 3771.978 | 0 | 0 | 355642 | 355642 | 40566 | 2020
Vintage1980 | petroleum | TRUE | 9216.7824.CA.GT | 7824 | N | . | Rockwood | Imperial Irrigation District | 9216 | CA | PACC | WECC |  | 22 | 1 | Electric Utility | GT | DFO | DFO | IID | A | barrels | 57 | 55 | 54 | 43 | 62 | 54 | 75 | 72 | 62 | 67 | 67 | 54 | 57 | 55 | 54 | 43 | 62 | 54 | 75 | 72 | 62 | 67 | 67 | 54 | 5.8 | 5.8 | 5.8 | 5.8 | 5.8 | 5.8 | 5.8 | 5.8 | 5.8 | 5.8 | 5.8 | 5.8 | 331 | 319 | 313 | 249 | 360 | 313 | 435 | 418 | 360 | 389 | 389 | 313 | 331 | 319 | 313 | 249 | 360 | 313 | 435 | 418 | 360 | 389 | 389 | 313 | 21.768 | 20.972 | 20.322 | 16.106 | 23.446 | 20.277 | 28.366 | 27.135 | 23.47 | 25.458 | 25.156 | 20.361 | 722 | 722 | 4189 | 4189 | 272.837 | 2020
Vintage1980 | natural gas peaker | TRUE | 9216.7824.CA.GT | 7824 | N | . | Rockwood | Imperial Irrigation District | 9216 | CA | PACC | WECC |  | 22 | 1 | Electric Utility | GT | NG | NG | IID | A | mcf | 780 | 688 | 764 | 540 | 508 | 715 | 1000 | 1243 | 1083 | 1125 | 898 | 996 | 780 | 688 | 764 | 540 | 508 | 715 | 1000 | 1243 | 1083 | 1125 | 898 | 996 | 1.02 | 1.02 | 1.02 | 1.02 | 1.02 | 1.02 | 1.02 | 1.02 | 1.02 | 1.02 | 1.02 | 1.02 | 796 | 702 | 779 | 551 | 518 | 729 | 1020 | 1268 | 1105 | 1148 | 916 | 1016 | 796 | 702 | 779 | 551 | 518 | 729 | 1020 | 1268 | 1105 | 1148 | 916 | 1016 | 51.803 | 45.747 | 50.782 | 35.913 | 33.768 | 47.502 | 66.45 | 82.635 | 71.963 | 74.735 | 59.696 | 66.169 | 10340 | 10340 | 10548 | 10548 | 687.163 | 2020
Vintage2001 | natural gas peaker | TRUE | 807.7825.AR.GT | 7825 | N | . | Fulton (AR) | Arkansas Electric Coop Corp | 807 | AR | WSC | SERC |  | 22 | 1 | Electric Utility | GT | NG | NG | SWPP | A | mcf | 80052 | 59517 | 65068 | 45026 | 51822 | 75329 | 96232 | 92190 | 43122 | 57979 | 35885 | 61167 | 80052 | 59517 | 65068 | 45026 | 51822 | 75329 | 96232 | 92190 | 43122 | 57979 | 35885 | 61167 | 0.97 | 0.97 | 0.97 | 0.97 | 0.97 | 0.97 | 0.97 | 0.97 | 0.97 | 0.97 | 0.97 | 0.97 | 77650 | 57731 | 63116 | 43675 | 50267 | 73069 | 93345 | 89424 | 41828 | 56240 | 34808 | 59332 | 77650 | 57731 | 63116 | 43675 | 50267 | 73069 | 93345 | 89424 | 41828 | 56240 | 34808 | 59332 | 7525.359 | 5594.889 | 6116.649 | 4232.66 | 4871.492 | 7081.247 | 9046.203 | 8666.296 | 4053.627 | 5450.306 | 3373.325 | 5749.947 | 763389 | 763389 | 740485 | 740485 | 71762 | 2020
Vintage2003 | petroleum | TRUE | 17650.7826.NC.CA | 7826 | N | . | Rowan | Southern Power Co | 17650 | NC | SAT | SERC |  | 22 | 2 | NAICS-22 Non-Cogen | CA | DFO | DFO | DUK | M | barrels | 0 | 0 | 0 | 0 | 0 | 0 | 0 | 0 | 0 | 0 | 0 | 0 | 0 | 0 | 0 | 0 | 0 | 0 | 0 | 0 | 0 | 0 | 0 | 0 | 0 | 0 | 0 | 0 | 0 | 0 | 0 | 0 | 0 | 0 | 0 | 0 | 0 | 0 | 0 | 0 | 0 | 0 | 0 | 0 | 0 | 0 | 0 | 0 | 0 | 0 | 0 | 0 | 0 | 0 | 0 | 0 | 0 | 0 | 0 | 0 | 0 | 0 | 0 | 0 | 0 | 0 | 0 | 0 | 0 | 0 | 0 | 0 | 0 | 0 | 0 | 0 | 0 | 2020
Vintage2003 | natural gas combined cycle | TRUE | 17650.7826.NC.CA | 7826 | N | . | Rowan | Southern Power Co | 17650 | NC | SAT | SERC |  | 22 | 2 | NAICS-22 Non-Cogen | CA | NG | NG | DUK | M | mcf | 0 | 0 | 0 | 0 | 0 | 0 | 0 | 0 | 0 | 0 | 0 | 0 | 0 | 0 | 0 | 0 | 0 | 0 | 0 | 0 | 0 | 0 | 0 | 0 | 0 | 0 | 0 | 0 | 0 | 0 | 0 | 0 | 0 | 0 | 0 | 0 | 0 | 0 | 0 | 0 | 0 | 0 | 0 | 0 | 0 | 0 | 0 | 0 | 0 | 0 | 0 | 0 | 0 | 0 | 0 | 0 | 0 | 0 | 0 | 0 | 135362 | 125574 | 131591 | 122100 | 106724 | 117630 | 123884 | 125111 | 122274 | 67763 | 103484 | 133902 | 0 | 0 | 0 | 0 | 1415399 | 2020
Vintage2003 | petroleum | TRUE | 17650.7826.NC.CT | 7826 | N | . | Rowan | Southern Power Co | 17650 | NC | SAT | SERC |  | 22 | 2 | NAICS-22 Non-Cogen | CT | DFO | DFO | DUK | M | barrels | 0 | 0 | 0 | 0 | 0 | 0 | 0 | 0 | 0 | 0 | 0 | 0 | 0 | 0 | 0 | 0 | 0 | 0 | 0 | 0 | 0 | 0 | 0 | 0 | 0 | 0 | 0 | 0 | 0 | 0 | 0 | 0 | 0 | 0 | 0 | 0 | 0 | 0 | 0 | 0 | 0 | 0 | 0 | 0 | 0 | 0 | 0 | 0 | 0 | 0 | 0 | 0 | 0 | 0 | 0 | 0 | 0 | 0 | 0 | 0 | 0 | 0 | 0 | 0 | 0 | 0 | 0 | 0 | 0 | 0 | 0 | 0 | 0 | 0 | 0 | 0 | 0 | 2020
Vintage2003 | natural gas combined cycle | TRUE | 17650.7826.NC.CT | 7826 | N | . | Rowan | Southern Power Co | 17650 | NC | SAT | SERC |  | 22 | 2 | NAICS-22 Non-Cogen | CT | NG | NG | DUK | M | mcf | 2588540 | 2391430 | 2491409 | 2285869 | 2037401 | 2221661 | 2335089 | 2366388 | 2310048 | 1264189 | 1998108 | 2527869 | 2588540 | 2391430 | 2491409 | 2285869 | 2037401 | 2221661 | 2335089 | 2366388 | 2310048 | 1264189 | 1998108 | 2527869 | 1.032 | 1.036 | 1.034 | 1.033 | 1.032 | 1.033 | 1.035 | 1.032 | 1.034 | 1.03 | 1.036 | 1.036 | 2671373 | 2477521 | 2576117 | 2361303 | 2102598 | 2294976 | 2416817 | 2442112 | 2388590 | 1302115 | 2070040 | 2618872 | 2671373 | 2477521 | 2576117 | 2361303 | 2102598 | 2294976 | 2416817 | 2442112 | 2388590 | 1302115 | 2070040 | 2618872 | 257018 | 237622 | 245411 | 224234 | 194984 | 214788 | 225715 | 228874 | 225253 | 125884 | 192883 | 254897 | 26818001 | 26818001 | 27722434 | 27722434 | 2627563 | 2020
Vintage2001 | petroleum | TRUE | 17650.7826.NC.GT | 7826 | N | . | Rowan | Southern Power Co | 17650 | NC | SAT | SERC |  | 22 | 2 | NAICS-22 Non-Cogen | GT | DFO | DFO | DUK | M | barrels | 0 | 0 | 0 | 0 | 0 | 0 | 0 | 0 | 0 | 0 | 527 | 0 | 0 | 0 | 0 | 0 | 0 | 0 | 0 | 0 | 0 | 0 | 527 | 0 | 0 | 0 | 0 | 0 | 0 | 0 | 0 | 0 | 0 | 0 | 5.817 | 0 | 0 | 0 | 0 | 0 | 0 | 0 | 0 | 0 | 0 | 0 | 3066 | 0 | 0 | 0 | 0 | 0 | 0 | 0 | 0 | 0 | 0 | 0 | 3066 | 0 | 0 | -0.609 | 0 | 0 | 0 | 0 | 0 | 0 | 0 | 0 | 268.143 | 0 | 527 | 527 | 3066 | 3066 | 267.534 | 2020
Vintage2001 | natural gas peaker | TRUE | 17650.7826.NC.GT | 7826 | N | . | Rowan | Southern Power Co | 17650 | NC | SAT | SERC |  | 22 | 2 | NAICS-22 Non-Cogen | GT | NG | NG | DUK | M | mcf | 27931 | 0 | 13575 | 30733 | 140927 | 629828 | 898865 | 655515 | 312156 | 242715 | 167481 | 263270 | 27931 | 0 | 13575 | 30733 | 140927 | 629828 | 898865 | 655515 | 312156 | 242715 | 167481 | 263270 | 1.033 | 0 | 1.034 | 1.033 | 1.032 | 1.033 | 1.035 | 1.032 | 1.034 | 1.03 | 1.036 | 1.036 | 28853 | 0 | 14037 | 31747 | 145437 | 650612 | 930325 | 676491 | 322769 | 249996 | 173510 | 272748 | 28853 | 0 | 14037 | 31747 | 145437 | 650612 | 930325 | 676491 | 322769 | 249996 | 173510 | 272748 | 2278 | -407.391 | 873 | 2564 | 12886 | 59933 | 85609 | 62109 | 29357 | 23394 | 15176.857 | 25130 | 3382996 | 3382996 | 3496525 | 3496525 | 318902.47 | 2020
Vintage2000 | petroleum | TRUE | 40577.7827.OH.IC | 7827 | N | . | Shelby North | American Mun Power-Ohio, Inc | 40577 | OH | ENC | RFC |  | 22 | 1 | Electric Utility | IC | DFO | DFO | PJM | A | barrels | 14 | 17 | 10 | 12 | 15 | 17 | 24 | 15 | 9 | 20 | 14 | 11 | 14 | 17 | 10 | 12 | 15 | 17 | 24 | 15 | 9 | 20 | 14 | 11 | 5.803 | 5.803 | 5.803 | 5.803 | 5.803 | 5.803 | 5.803 | 5.803 | 5.803 | 5.803 | 5.803 | 5.803 | 81 | 99 | 58 | 70 | 87 | 99 | 139 | 87 | 52 | 116 | 81 | 64 | 81 | 99 | 58 | 70 | 87 | 99 | 139 | 87 | 52 | 116 | 81 | 64 | 7.892 | 9.998 | 6.115 | 6.781 | 8.967 | 9.824 | 14.223 | 8.486 | 5.236 | 11.493 | 8.32 | 6.665 | 178 | 178 | 1033 | 1033 | 104 | 2020
Vintage2000 | petroleum | TRUE | 17043.7828.OH.IC | 7828 | N | . | Shelby South | City of Shelby - (OH) | 17043 | OH | ENC | RFC |  | 22 | 1 | Electric Utility | IC | DFO | DFO | PJM | A | barrels | 17 | 22 | 14 | 15 | 20 | 22 | 32 | 19 | 12 | 26 | 19 | 15 | 17 | 22 | 14 | 15 | 20 | 22 | 32 | 19 | 12 | 26 | 19 | 15 | 6.2 | 6.2 | 6.2 | 6.2 | 6.2 | 6.2 | 6.2 | 6.2 | 6.2 | 6.2 | 6.2 | 6.2 | 105 | 136 | 87 | 93 | 124 | 136 | 198 | 118 | 74 | 161 | 118 | 93 | 105 | 136 | 87 | 93 | 124 | 136 | 198 | 118 | 74 | 161 | 118 | 93 | 9.787 | 12.402 | 7.585 | 8.411 | 11.122 | 12.186 | 17.642 | 10.526 | 6.495 | 14.256 | 10.32 | 8.268 | 233 | 233 | 1443 | 1443 | 129 | 2020
Vintage1999 | natural gas peaker | TRUE | 13994.7829.GA.GT | 7829 | N | . | Smarr Energy Center | Oglethorpe Power Corporation | 13994 | GA | SAT | SERC |  | 22 | 1 | Electric Utility | GT | NG | NG | SOCO | A | mcf | 228572 | 254381 | 203332 | 190696 | 249964 | 282230 | 299520 | 292252 | 225731 | 218341 | 230541 | 253678 | 228572 | 254381 | 203332 | 190696 | 249964 | 282230 | 299520 | 292252 | 225731 | 218341 | 230541 | 253678 | 1.033 | 1.033 | 1.033 | 1.033 | 1.033 | 1.033 | 1.033 | 1.033 | 1.033 | 1.033 | 1.033 | 1.033 | 236115 | 262776 | 210042 | 196989 | 258213 | 291544 | 309404 | 301896 | 233180 | 225546 | 238149 | 262049 | 236115 | 262776 | 210042 | 196989 | 258213 | 291544 | 309404 | 301896 | 233180 | 225546 | 238149 | 262049 | 20499.165 | 22813.825 | 18235.529 | 17102.334 | 22417.739 | 25311.405 | 26862.106 | 26210.217 | 20244.432 | 19581.616 | 20675.806 | 22750.826 | 2929238 | 2929238 | 3025903 | 3025903 | 262705 | 2020
Vintage2001 | petroleum | TRUE | 38084.7831.MI.IC | 7831 | N | . | Beaver Island | Great Lakes Energy Coop | 38084 | MI | ENC | RFC |  | 22 | 1 | Electric Utility | IC | DFO | DFO | MISO | A | barrels | 42 | 17 | 37 | 21 | 45 | 42 | 48 | 70 | 30 | 12 | 15 | 51 | 42 | 17 | 37 | 21 | 45 | 42 | 48 | 70 | 30 | 12 | 15 | 51 | 5.88 | 5.88 | 5.88 | 5.88 | 5.88 | 5.88 | 5.88 | 5.88 | 5.88 | 5.88 | 5.88 | 5.88 | 247 | 100 | 218 | 123 | 265 | 247 | 282 | 412 | 176 | 71 | 88 | 300 | 247 | 100 | 218 | 123 | 265 | 247 | 282 | 412 | 176 | 71 | 88 | 300 | 3.773 | 1.609 | 3.468 | 1.929 | 4.149 | 3.926 | 4.496 | 6.547 | 2.789 | 1.15 | 1.439 | 4.725 | 430 | 430 | 2529 | 2529 | 40 | 2020
Vintage2011 | biomass | TRUE | 10393.7832.WA.CA | 7832 | N | . | Roosevelt Biogas 1 | PUD No 1 of Klickitat County | 10393 | WA | PACC | WECC |  | 22 | 1 | Electric Utility | CA | LFG | MLG | BPAT | M | mcf | 0 | 0 | 0 | 0 | 0 | 0 | 0 | 0 | 0 | 0 | 0 | 0 | 0 | 0 | 0 | 0 | 0 | 0 | 0 | 0 | 0 | 0 | 0 | 0 | 0 | 0 | 0 | 0 | 0 | 0 | 0 | 0 | 0 | 0 | 0 | 0 | 0 | 0 | 0 | 0 | 0 | 0 | 0 | 0 | 0 | 0 | 0 | 0 | 0 | 0 | 0 | 0 | 0 | 0 | 0 | 0 | 0 | 0 | 0 | 0 | 0 | 0 | 0 | 0 | 0 | 0 | 0 | 0 | 0 | 0 | 0 | 0 | 0 | 0 | 0 | 0 | 0 | 2020
Vintage2011 | biomass | TRUE | 10393.7832.WA.CT | 7832 | N | . | Roosevelt Biogas 1 | PUD No 1 of Klickitat County | 10393 | WA | PACC | WECC |  | 22 | 1 | Electric Utility | CT | LFG | MLG | BPAT | M | mcf | 0 | 0 | 0 | 0 | 0 | 0 | 0 | 0 | 0 | 0 | 0 | 0 | 0 | 0 | 0 | 0 | 0 | 0 | 0 | 0 | 0 | 0 | 0 | 0 | 0 | 0 | 0 | 0 | 0 | 0 | 0 | 0 | 0 | 0 | 0 | 0 | 0 | 0 | 0 | 0 | 0 | 0 | 0 | 0 | 0 | 0 | 0 | 0 | 0 | 0 | 0 | 0 | 0 | 0 | 0 | 0 | 0 | 0 | 0 | 0 | 0 | 0 | 0 | 0 | 0 | 0 | 0 | 0 | 0 | 0 | 0 | 0 | 0 | 0 | 0 | 0 | 0 | 2020
Vintage2000 | biomass | TRUE | 10393.7832.WA.IC | 7832 | N | . | Roosevelt Biogas 1 | PUD No 1 of Klickitat County | 10393 | WA | PACC | WECC |  | 22 | 1 | Electric Utility | IC | LFG | MLG | BPAT | M | mcf | 0 | 0 | 0 | 0 | 0 | 0 | 0 | 0 | 0 | 0 | 0 | 0 | 0 | 0 | 0 | 0 | 0 | 0 | 0 | 0 | 0 | 0 | 0 | 0 | 0 | 0 | 0 | 0 | 0 | 0 | 0 | 0 | 0 | 0 | 0 | 0 | 0 | 0 | 0 | 0 | 0 | 0 | 0 | 0 | 0 | 0 | 0 | 0 | 0 | 0 | 0 | 0 | 0 | 0 | 0 | 0 | 0 | 0 | 0 | 0 | 0 | 0 | 0 | 0 | 0 | 0 | 0 | 0 | 0 | 0 | 0 | 0 | 0 | 0 | 0 | 0 | 0 | 2020
Vintage2001 | petroleum | TRUE | 17543.7834.SC.CA | 7834 | N | . | John S Rainey | South Carolina Public Service Authority | 17543 | SC | SAT | SERC |  | 22 | 1 | Electric Utility | CA | DFO | DFO | SC | M | barrels | 0 | 0 | 0 | 0 | 0 | 0 | 0 | 0 | 0 | 0 | 0 | 0 | 0 | 0 | 0 | 0 | 0 | 0 | 0 | 0 | 0 | 0 | 0 | 0 | 0 | 0 | 0 | 0 | 0 | 0 | 0 | 0 | 0 | 0 | 0 | 0 | 0 | 0 | 0 | 0 | 0 | 0 | 0 | 0 | 0 | 0 | 0 | 0 | 0 | 0 | 0 | 0 | 0 | 0 | 0 | 0 | 0 | 0 | 0 | 0 | 0 | 0 | 0 | 0 | 0 | 0 | 0 | 0 | 0 | 0 | 0 | 0 | 0 | 0 | 0 | 0 | 0 | 2020
Vintage2001 | natural gas combined cycle | TRUE | 17543.7834.SC.CA | 7834 | N | . | John S Rainey | South Carolina Public Service Authority | 17543 | SC | SAT | SERC |  | 22 | 1 | Electric Utility | CA | NG | NG | SC | M | mcf | 0 | 0 | 0 | 0 | 0 | 0 | 0 | 0 | 0 | 0 | 0 | 0 | 0 | 0 | 0 | 0 | 0 | 0 | 0 | 0 | 0 | 0 | 0 | 0 | 0 | 0 | 0 | 0 | 0 | 0 | 0 | 0 | 0 | 0 | 0 | 0 | 0 | 0 | 0 | 0 | 0 | 0 | 0 | 0 | 0 | 0 | 0 | 0 | 0 | 0 | 0 | 0 | 0 | 0 | 0 | 0 | 0 | 0 | 0 | 0 | 133530 | 124889 | 114844 | 41180 | 130656 | 124030 | 126899 | 127254 | 84230 | 119605 | 127658 | 131122 | 0 | 0 | 0 | 0 | 1385897 | 2020
Vintage2001 | petroleum | TRUE | 17543.7834.SC.CT | 7834 | N | . | John S Rainey | South Carolina Public Service Authority | 17543 | SC | SAT | SERC |  | 22 | 1 | Electric Utility | CT | DFO | DFO | SC | M | barrels | 0 | 0 | 0 | 0 | 0 | 0 | 0 | 0 | 0 | 0 | 0 | 0 | 0 | 0 | 0 | 0 | 0 | 0 | 0 | 0 | 0 | 0 | 0 | 0 | 0 | 0 | 0 | 0 | 0 | 0 | 0 | 0 | 0 | 0 | 0 | 0 | 0 | 0 | 0 | 0 | 0 | 0 | 0 | 0 | 0 | 0 | 0 | 0 | 0 | 0 | 0 | 0 | 0 | 0 | 0 | 0 | 0 | 0 | 0 | 0 | 0 | 0 | 0 | 0 | 0 | 0 | 0 | 0 | 0 | 0 | 0 | 0 | 0 | 0 | 0 | 0 | 0 | 2020
Vintage2001 | natural gas combined cycle | TRUE | 17543.7834.SC.CT | 7834 | N | . | John S Rainey | South Carolina Public Service Authority | 17543 | SC | SAT | SERC |  | 22 | 1 | Electric Utility | CT | NG | NG | SC | M | mcf | 2521702 | 2345924 | 2077357 | 754128 | 2404942 | 2285437 | 2329579 | 2311933 | 1536545 | 2226201 | 2400786 | 2470246 | 2521702 | 2345924 | 2077357 | 754128 | 2404942 | 2285437 | 2329579 | 2311933 | 1536545 | 2226201 | 2400786 | 2470246 | 1.029 | 1.029 | 1.029 | 1.029 | 1.026 | 1.027 | 1.029 | 1.03 | 1.033 | 1.031 | 1.029 | 1.031 | 2594831 | 2413956 | 2137600 | 775998 | 2467470 | 2347144 | 2397137 | 2381291 | 1587251 | 2295213 | 2470409 | 2546824 | 2594831 | 2413956 | 2137600 | 775998 | 2467470 | 2347144 | 2397137 | 2381291 | 1587251 | 2295213 | 2470409 | 2546824 | 236688 | 221358 | 197671 | 69620 | 223738 | 209317 | 209360 | 210992 | 139933 | 206077 | 224175 | 231067 | 25664780 | 25664780 | 26415124 | 26415124 | 2379996 | 2020
Vintage2004 | petroleum | TRUE | 17543.7834.SC.GT | 7834 | N | . | John S Rainey | South Carolina Public Service Authority | 17543 | SC | SAT | SERC |  | 22 | 1 | Electric Utility | GT | DFO | DFO | SC | M | barrels | 0 | 0 | 0 | 0 | 0 | 0 | 0 | 0 | 0 | 0 | 0 | 0 | 0 | 0 | 0 | 0 | 0 | 0 | 0 | 0 | 0 | 0 | 0 | 0 | 0 | 0 | 0 | 0 | 0 | 0 | 0 | 0 | 0 | 0 | 0 | 0 | 0 | 0 | 0 | 0 | 0 | 0 | 0 | 0 | 0 | 0 | 0 | 0 | 0 | 0 | 0 | 0 | 0 | 0 | 0 | 0 | 0 | 0 | 0 | 0 | 0 | 0 | 0 | 0 | 0 | 0 | 0 | 0 | 0 | 0 | 0 | 0 | 0 | 0 | 0 | 0 | 0 | 2020
Vintage2004 | natural gas peaker | TRUE | 17543.7834.SC.GT | 7834 | N | . | John S Rainey | South Carolina Public Service Authority | 17543 | SC | SAT | SERC |  | 22 | 1 | Electric Utility | GT | NG | NG | SC | M | mcf | 1482931 | 2078127 | 2390038 | 1998063 | 2399583 | 2268585 | 2581974 | 798244 | 1253626 | 970020 | 101447 | 99947 | 1482931 | 2078127 | 2390038 | 1998063 | 2399583 | 2268585 | 2581974 | 798244 | 1253626 | 970020 | 101447 | 99947 | 1.03 | 1.029 | 1.029 | 1.03 | 1.026 | 1.027 | 1.029 | 1.03 | 1.033 | 1.031 | 1.029 | 1.031 | 1527419 | 2138393 | 2459349 | 2058005 | 2461972 | 2329837 | 2656851 | 822191 | 1294996 | 1000091 | 104389 | 103045 | 1527419 | 2138393 | 2459349 | 2058005 | 2461972 | 2329837 | 2656851 | 822191 | 1294996 | 1000091 | 104389 | 103045 | 143277 | 195984 | 226978 | 182460 | 223277 | 207744 | 232080 | 72733 | 114347 | 87972 | 9181 | 9330 | 18422585 | 18422585 | 18956538 | 18956538 | 1705363 | 2020
Vintage2003 | natural gas peaker | TRUE | 56386.7835.MD.GT | 7835 | N | . | Essential Power Rock Springs LLC | Essential Power Rock Springs LLC | 56386 | MD | SAT | RFC |  | 22 | 2 | NAICS-22 Non-Cogen | GT | NG | NG | PJM | A | mcf | 177909 | 256716 | 240670 | 208858 | 157841 | 216162 | 300306 | 237470 | 188705 | 253805 | 196436 | 151210 | 177909 | 256716 | 240670 | 208858 | 157841 | 216162 | 300306 | 237470 | 188705 | 253805 | 196436 | 151210 | 1.066 | 1.066 | 1.066 | 1.066 | 1.066 | 1.066 | 1.066 | 1.066 | 1.066 | 1.066 | 1.066 | 1.066 | 189651 | 273659 | 256554 | 222643 | 168259 | 230429 | 320126 | 253143 | 201160 | 270556 | 209401 | 161190 | 189651 | 273659 | 256554 | 222643 | 168259 | 230429 | 320126 | 253143 | 201160 | 270556 | 209401 | 161190 | 17978.196 | 25941.934 | 24320.395 | 21105.713 | 15950.351 | 21843.802 | 30346.794 | 23997.037 | 19069.225 | 25647.812 | 19850.485 | 15280.256 | 2586088 | 2586088 | 2756771 | 2756771 | 261332 | 2020
Vintage2004 | petroleum | TRUE | 40229.7836.VA.GT | 7836 | N | . | Marsh Run Generation Facility | Old Dominion Electric Coop | 40229 | VA | SAT | SERC |  | 22 | 1 | Electric Utility | GT | DFO | DFO | PJM | A | barrels | 34 | 20 | 40 | 22 | 56 | 49 | 86 | 83 | 102 | 34 | 70 | 115 | 34 | 20 | 40 | 22 | 56 | 49 | 86 | 83 | 102 | 34 | 70 | 115 | 5.8 | 5.8 | 5.8 | 5.8 | 5.8 | 5.8 | 5.8 | 5.8 | 5.8 | 5.8 | 5.8 | 5.8 | 197 | 116 | 232 | 128 | 325 | 284 | 499 | 481 | 592 | 197 | 406 | 667 | 197 | 116 | 232 | 128 | 325 | 284 | 499 | 481 | 592 | 197 | 406 | 667 | 19.064 | 10.591 | 21.176 | 11.747 | 29.674 | 25.993 | 45.765 | 44.174 | 54.427 | 18.066 | 37.606 | 61.123 | 711 | 711 | 4124 | 4124 | 379.406 | 2020
Vintage2004 | natural gas peaker | TRUE | 40229.7836.VA.GT | 7836 | N | . | Marsh Run Generation Facility | Old Dominion Electric Coop | 40229 | VA | SAT | SERC |  | 22 | 1 | Electric Utility | GT | NG | NG | PJM | A | mcf | 600845 | 515672 | 524998 | 463251 | 483720 | 511618 | 631495 | 602853 | 467033 | 406993 | 361703 | 465311 | 600845 | 515672 | 524998 | 463251 | 483720 | 511618 | 631495 | 602853 | 467033 | 406993 | 361703 | 465311 | 1.033 | 1.033 | 1.033 | 1.033 | 1.033 | 1.033 | 1.033 | 1.033 | 1.033 | 1.033 | 1.033 | 1.033 | 620673 | 532689 | 542323 | 478538 | 499683 | 528501 | 652334 | 622747 | 482445 | 420424 | 373639 | 480666 | 620673 | 532689 | 542323 | 478538 | 499683 | 528501 | 652334 | 622747 | 482445 | 420424 | 373639 | 480666 | 57104.474 | 49009.475 | 49895.864 | 44027.369 | 45972.765 | 48624.227 | 60017.294 | 57295.207 | 44386.854 | 38680.642 | 34376.272 | 44223.151 | 6035492 | 6035492 | 6234662 | 6234662 | 573613.59 | 2020
Vintage2003 | petroleum | TRUE | 40229.7837.VA.GT | 7837 | N | . | Louisa Generation Facility | Old Dominion Electric Coop | 40229 | VA | SAT | SERC |  | 22 | 1 | Electric Utility | GT | DFO | DFO | PJM | A | barrels | 30 | 17 | 34 | 19 | 47 | 41 | 73 | 70 | 87 | 29 | 60 | 97 | 30 | 17 | 34 | 19 | 47 | 41 | 73 | 70 | 87 | 29 | 60 | 97 | 5.77 | 5.77 | 5.77 | 5.77 | 5.77 | 5.77 | 5.77 | 5.77 | 5.77 | 5.77 | 5.77 | 5.77 | 173 | 98 | 196 | 110 | 271 | 237 | 421 | 404 | 502 | 167 | 346 | 560 | 173 | 98 | 196 | 110 | 271 | 237 | 421 | 404 | 502 | 167 | 346 | 560 | 14.991 | 8.328 | 16.652 | 9.237 | 23.334 | 20.439 | 35.986 | 34.735 | 42.797 | 14.205 | 29.57 | 48.063 | 604 | 604 | 3485 | 3485 | 298.337 | 2020
Vintage2003 | natural gas peaker | TRUE | 40229.7837.VA.GT | 7837 | N | . | Louisa Generation Facility | Old Dominion Electric Coop | 40229 | VA | SAT | SERC |  | 22 | 1 | Electric Utility | GT | NG | NG | PJM | A | mcf | 395743 | 339644 | 345786 | 305117 | 318599 | 336974 | 415930 | 397065 | 307608 | 268063 | 238233 | 306474 | 395743 | 339644 | 345786 | 305117 | 318599 | 336974 | 415930 | 397065 | 307608 | 268063 | 238233 | 306474 | 1.036 | 1.036 | 1.036 | 1.036 | 1.036 | 1.036 | 1.036 | 1.036 | 1.036 | 1.036 | 1.036 | 1.036 | 409990 | 351871 | 358234 | 316101 | 330069 | 349105 | 430903 | 411359 | 318682 | 277713 | 246809 | 317507 | 409990 | 351871 | 358234 | 316101 | 330069 | 349105 | 430903 | 411359 | 318682 | 277713 | 246809 | 317507 | 35096.782 | 30121.544 | 30666.324 | 27059.509 | 28255.162 | 29884.768 | 36887.021 | 35214.008 | 27280.451 | 23773.375 | 21127.881 | 27179.838 | 3975236 | 3975236 | 4118343 | 4118343 | 352546.66 | 2020
Vintage2000 | petroleum | TRUE | 19876.7838.VA.GT | 7838 | N | . | Remington | Virginia Electric & Power Co | 19876 | VA | SAT | SERC |  | 22 | 1 | Electric Utility | GT | DFO | DFO | PJM | A | barrels | 172 | 96 | 192 | 106 | 269 | 236 | 415 | 400 | 493 | 164 | 341 | 554 | 172 | 96 | 192 | 106 | 269 | 236 | 415 | 400 | 493 | 164 | 341 | 554 | 5.745 | 5.745 | 5.745 | 5.745 | 5.745 | 5.745 | 5.745 | 5.745 | 5.745 | 5.745 | 5.745 | 5.745 | 988 | 552 | 1103 | 609 | 1545 | 1356 | 2384 | 2298 | 2832 | 942 | 1959 | 3183 | 988 | 552 | 1103 | 609 | 1545 | 1356 | 2384 | 2298 | 2832 | 942 | 1959 | 3183 | 99.382 | 55.208 | 110.39 | 61.234 | 154.689 | 135.5 | 238.565 | 230.27 | 283.718 | 94.173 | 196.033 | 318.627 | 3438 | 3438 | 19751 | 19751 | 1977.789 | 2020
Vintage2000 | natural gas peaker | TRUE | 19876.7838.VA.GT | 7838 | N | . | Remington | Virginia Electric & Power Co | 19876 | VA | SAT | SERC |  | 22 | 1 | Electric Utility | GT | NG | NG | PJM | A | mcf | 673115 | 577697 | 588145 | 518970 | 541902 | 573156 | 707451 | 675364 | 523208 | 455946 | 405208 | 521278 | 673115 | 577697 | 588145 | 518970 | 541902 | 573156 | 707451 | 675364 | 523208 | 455946 | 405208 | 521278 | 1.027 | 1.027 | 1.027 | 1.027 | 1.027 | 1.027 | 1.027 | 1.027 | 1.027 | 1.027 | 1.027 | 1.027 | 691289 | 593295 | 604025 | 532982 | 556533 | 588631 | 726552 | 693599 | 537335 | 468257 | 416149 | 535353 | 691289 | 593295 | 604025 | 532982 | 556533 | 588631 | 726552 | 693599 | 537335 | 468257 | 416149 | 535353 | 69222.024 | 59409.27 | 60483.749 | 53369.962 | 55728.171 | 58942.272 | 72752.945 | 69453.231 | 53805.73 | 46888.662 | 41670.906 | 53607.289 | 6761440 | 6761440 | 6944000 | 6944000 | 695334.21 | 2020
Vintage2009 | petroleum | TRUE | 19876.7839.VA.GT | 7839 | N | . | Ladysmith | Virginia Electric & Power Co | 19876 | VA | SAT | SERC |  | 22 | 1 | Electric Utility | GT | DFO | DFO | PJM | M | barrels | 552 | 0 | 0 | 0 | 706 | 4736 | 1147 | 3306 | 0 | 1 | 14817 | 1456 | 552 | 0 | 0 | 0 | 706 | 4736 | 1147 | 3306 | 0 | 1 | 14817 | 1456 | 5.7 | 0 | 0 | 0 | 5.7 | 5.7 | 5.69 | 5.69 | 0 | 5.73 | 5.73 | 5.73 | 3146 | 0 | 0 | 0 | 4024 | 26995 | 6526 | 18811 | 0 | 6 | 84901 | 8343 | 3146 | 0 | 0 | 0 | 4024 | 26995 | 6526 | 18811 | 0 | 6 | 84901 | 8343 | 325.482 | 0 | 0 | 0 | 405.431 | 2718.891 | 668.376 | 1933.528 | 0 | 0.59 | 8694.282 | 874.033 | 26721 | 26721 | 152752 | 152752 | 15620.613 | 2020
Vintage2009 | natural gas peaker | TRUE | 19876.7839.VA.GT | 7839 | N | . | Ladysmith | Virginia Electric & Power Co | 19876 | VA | SAT | SERC |  | 22 | 1 | Electric Utility | GT | NG | NG | PJM | M | mcf | 140621 | 106786 | 635866 | 1030619 | 827220 | 1044000 | 1658652 | 1772765 | 1538148 | 958632 | 730810 | 287716 | 140621 | 106786 | 635866 | 1030619 | 827220 | 1044000 | 1658652 | 1772765 | 1538148 | 958632 | 730810 | 287716 | 1.04 | 1.04 | 1.04 | 1.04 | 1.04 | 1.04 | 1.03 | 1.03 | 1.04 | 1.04 | 1.04 | 1.04 | 146246 | 111057 | 661301 | 1071844 | 860309 | 1085760 | 1708412 | 1825948 | 1599674 | 996977 | 760042 | 299225 | 146246 | 111057 | 661301 | 1071844 | 860309 | 1085760 | 1708412 | 1825948 | 1599674 | 996977 | 760042 | 299225 | 15128.518 | 11475 | 68512 | 108011 | 86674.569 | 109355.11 | 174959.62 | 187682.47 | 164290 | 102581.41 | 77831.718 | 31347.967 | 10731835 | 10731835 | 11126795 | 11126795 | 1137849.4 | 2020
Vintage2000 | petroleum | TRUE | 4329.7841.AK.GT | 7841 | Y | . | Valdez Cogen | Copper Valley Elec Assn, Inc | 4329 | AK | PACN |  |  | 22 | 1 | Electric Utility | GT | JF | WOO |  | A | barrels | 0 | 0 | 0 | 0 | 0 | 0 | 0 | 0 | 0 | 0 | 0 | 0 | 0 | 0 | 0 | 0 | 0 | 0 | 0 | 0 | 0 | 0 | 0 | 0 | 0 | 0 | 0 | 0 | 0 | 0 | 0 | 0 | 0 | 0 | 0 | 0 | 0 | 0 | 0 | 0 | 0 | 0 | 0 | 0 | 0 | 0 | 0 | 0 | 0 | 0 | 0 | 0 | 0 | 0 | 0 | 0 | 0 | 0 | 0 | 0 | 0 | 0 | 0 | 0 | 0 | 0 | 0 | 0 | 0 | 0 | 0 | 0 | 0 | 0 | 0 | 0 | 0 | 2020
Vintage2000 | petroleum | TRUE | 4329.7841.AK.GT | 7841 | Y | . | Valdez Cogen | Copper Valley Elec Assn, Inc | 4329 | AK | PACN |  |  | 22 | 1 | Electric Utility | GT | WO | WOO |  | A | barrels | 8288 | 5373 | 5425 | 5206 | 4408 | 5550 | 7234 | 7412 | 4713 | 5641 | 4375 | 4336 | 5963 | 3866 | 3903 | 3745 | 3171 | 3993 | 5205 | 5333 | 3391 | 4059 | 3148 | 3120 | 4.6 | 4.6 | 4.6 | 4.6 | 4.6 | 4.6 | 4.6 | 4.6 | 4.6 | 4.6 | 4.6 | 4.6 | 38125 | 24716 | 24955 | 23948 | 20277 | 25530 | 33276 | 34095 | 21680 | 25949 | 20125 | 19946 | 27431 | 17783 | 17954 | 17229 | 14588 | 18367 | 23942 | 24531 | 15599 | 18670 | 14479 | 14352 | 2858.886 | 1853.402 | 1871.195 | 1795.605 | 1520.401 | 1914.252 | 2495.27 | 2556.677 | 1625.728 | 1945.826 | 1508.963 | 1495.795 | 67961 | 48897 | 312622 | 224925 | 23442 | 2020
Vintage2000 | natural gas peaker | TRUE | 17697.7842.IL.GT | 7842 | N | . | Freedom Power Project | Southwestern Electric Coop Inc - (IL) | 17697 | IL | ENC | SERC |  | 22 | 1 | Electric Utility | GT | NG | NG | MISO | A | mcf | 935 | 848 | 880 | 644 | 551 | 844 | 1213 | 905 | 592 | 625 | 290 | 656 | 935 | 848 | 880 | 644 | 551 | 844 | 1213 | 905 | 592 | 625 | 290 | 656 | 1.044 | 1.044 | 1.044 | 1.044 | 1.044 | 1.044 | 1.044 | 1.044 | 1.044 | 1.044 | 1.044 | 1.044 | 976 | 885 | 919 | 672 | 575 | 881 | 1266 | 945 | 618 | 653 | 303 | 685 | 976 | 885 | 919 | 672 | 575 | 881 | 1266 | 945 | 618 | 653 | 303 | 685 | 95.308 | 86.577 | 89.861 | 65.706 | 56.203 | 86.184 | 123.874 | 92.392 | 60.434 | 63.819 | 29.649 | 66.993 | 8983 | 8983 | 9378 | 9378 | 917 | 2020
Vintage2002 | petroleum | TRUE | 7570.7843.MN.GT | 7843 | N | . | Pleasant Valley (MN) | Great River Energy | 7570 | MN | WNC | MRO |  | 22 | 1 | Electric Utility | GT | DFO | DFO | MISO | A | barrels | 1 | 1 | 0 | 1 | 3 | 2 | 1 | 4 | 1 | 1 | 1 | 2 | 1 | 1 | 0 | 1 | 3 | 2 | 1 | 4 | 1 | 1 | 1 | 2 | 5.7 | 5.7 | 0 | 5.7 | 5.7 | 5.7 | 5.7 | 5.7 | 5.7 | 5.7 | 5.7 | 5.7 | 6 | 6 | 0 | 6 | 17 | 11 | 6 | 23 | 6 | 6 | 6 | 11 | 6 | 6 | 0 | 6 | 17 | 11 | 6 | 23 | 6 | 6 | 6 | 11 | 0.454 | 0.6 | 0.054 | 0.248 | 1.577 | 1.045 | 0.437 | 1.843 | 0.455 | 0.56 | 0.32 | 1.133 | 18 | 18 | 104 | 104 | 8.726 | 2020
Vintage2002 | natural gas peaker | TRUE | 7570.7843.MN.GT | 7843 | N | . | Pleasant Valley (MN) | Great River Energy | 7570 | MN | WNC | MRO |  | 22 | 1 | Electric Utility | GT | NG | NG | MISO | A | mcf | 43042 | 30270 | 29366 | 26542 | 21064 | 31242 | 41277 | 30768 | 18887 | 26392 | 20513 | 32398 | 43042 | 30270 | 29366 | 26542 | 21064 | 31242 | 41277 | 30768 | 18887 | 26392 | 20513 | 32398 | 1 | 1 | 1 | 1 | 1 | 1 | 1 | 1 | 1 | 1 | 1 | 1 | 43042 | 30270 | 29366 | 26542 | 21064 | 31242 | 41277 | 30768 | 18887 | 26392 | 20513 | 32398 | 43042 | 30270 | 29366 | 26542 | 21064 | 31242 | 41277 | 30768 | 18887 | 26392 | 20513 | 32398 | 3660.62 | 2574.351 | 2497.506 | 2257.294 | 1791.476 | 2657.024 | 3510.512 | 2616.744 | 1606.268 | 2244.541 | 1744.59 | 2755.348 | 351761 | 351761 | 351761 | 351761 | 29916.274 | 2020
Vintage2001 | petroleum | TRUE | 12667.7844.MN.GT | 7844 | N | . | Minnesota River | Minnesota Municipal Power Agny | 12667 | MN | WNC | MRO |  | 22 | 1 | Electric Utility | GT | DFO | DFO | MISO | A | barrels | 0 | 0 | 0 | 0 | 0 | 0 | 0 | 0 | 0 | 0 | 0 | 0 | 0 | 0 | 0 | 0 | 0 | 0 | 0 | 0 | 0 | 0 | 0 | 0 | 0 | 0 | 0 | 0 | 0 | 0 | 0 | 0 | 0 | 0 | 0 | 0 | 0 | 0 | 0 | 0 | 0 | 0 | 0 | 0 | 0 | 0 | 0 | 0 | 0 | 0 | 0 | 0 | 0 | 0 | 0 | 0 | 0 | 0 | 0 | 0 | 0 | 0 | 0 | 0 | 0 | 0 | 0 | 0 | 0 | 0 | 0 | 0 | 0 | 0 | 0 | 0 | 0 | 2020
Vintage2001 | natural gas peaker | TRUE | 12667.7844.MN.GT | 7844 | N | . | Minnesota River | Minnesota Municipal Power Agny | 12667 | MN | WNC | MRO |  | 22 | 1 | Electric Utility | GT | NG | NG | MISO | A | mcf | 883 | 621 | 602 | 544 | 432 | 641 | 847 | 631 | 387 | 541 | 421 | 665 | 883 | 621 | 602 | 544 | 432 | 641 | 847 | 631 | 387 | 541 | 421 | 665 | 1.076 | 1.076 | 1.076 | 1.076 | 1.076 | 1.076 | 1.076 | 1.076 | 1.076 | 1.076 | 1.076 | 1.076 | 950 | 668 | 648 | 585 | 465 | 690 | 911 | 679 | 416 | 582 | 453 | 716 | 950 | 668 | 648 | 585 | 465 | 690 | 911 | 679 | 416 | 582 | 453 | 716 | 86.755 | 61.011 | 59.19 | 53.497 | 42.457 | 62.97 | 83.197 | 62.015 | 38.068 | 53.194 | 41.346 | 65.3 | 7215 | 7215 | 7763 | 7763 | 709 | 2020
Vintage2010 | natural gas combined cycle | TRUE | 18642.7845.TN.CA | 7845 | N | . | Lagoon Creek | Tennessee Valley Authority | 18642 | TN | ESC | SERC |  | 22 | 1 | Electric Utility | CA | NG | NG | TVA | M | mcf | 793515 | 815857 | 782839 | 827830 | 209422 | 895139 | 1070246 | 974937 | 974461 | 990361 | 441590 | 856245 | 793515 | 815857 | 782839 | 827830 | 209422 | 895139 | 1070246 | 974937 | 974461 | 990361 | 441590 | 856245 | 1 | 1 | 1 | 1 | 1 | 1 | 1 | 1 | 1 | 1 | 1 | 1 | 793515 | 815857 | 782839 | 827830 | 209422 | 895139 | 1070246 | 974937 | 974461 | 990361 | 441590 | 856245 | 793515 | 815857 | 782839 | 827830 | 209422 | 895139 | 1070246 | 974937 | 974461 | 990361 | 441590 | 856245 | 116832 | 119163 | 112989 | 119829 | 29879 | 130096 | 155019 | 141301 | 142235 | 145694 | 66859 | 124602 | 9632442 | 9632442 | 9632442 | 9632442 | 1404498 | 2020
Vintage2010 | natural gas combined cycle | TRUE | 18642.7845.TN.CT | 7845 | N | . | Lagoon Creek | Tennessee Valley Authority | 18642 | TN | ESC | SERC |  | 22 | 1 | Electric Utility | CT | NG | NG | TVA | M | mcf | 1217630 | 1251912 | 1201248 | 1270284 | 321354 | 1373568 | 1642264 | 1496016 | 1495286 | 1519684 | 677609 | 1313887 | 1217630 | 1251912 | 1201248 | 1270284 | 321354 | 1373568 | 1642264 | 1496016 | 1495286 | 1519684 | 677609 | 1313887 | 1 | 1 | 1 | 1 | 1 | 1 | 1 | 1 | 1 | 1 | 1 | 1 | 1217630 | 1251912 | 1201248 | 1270284 | 321354 | 1373568 | 1642264 | 1496016 | 1495286 | 1519684 | 677609 | 1313887 | 1217630 | 1251912 | 1201248 | 1270284 | 321354 | 1373568 | 1642264 | 1496016 | 1495286 | 1519684 | 677609 | 1313887 | 179276 | 182852 | 173378 | 183874 | 45848 | 199628 | 237872 | 216822 | 218256 | 223564 | 102594 | 191198 | 14780742 | 14780742 | 14780742 | 14780742 | 2155162 | 2020
Vintage2002 | petroleum | TRUE | 18642.7845.TN.GT | 7845 | N | . | Lagoon Creek | Tennessee Valley Authority | 18642 | TN | ESC | SERC |  | 22 | 1 | Electric Utility | GT | DFO | DFO | TVA | M | barrels | 170 | 1107 | 173 | 0 | 210 | 138 | 0 | 0 | 50 | 147 | 376 | 265 | 170 | 1107 | 173 | 0 | 210 | 138 | 0 | 0 | 50 | 147 | 376 | 265 | 5.7 | 5.7 | 5.7 | 0 | 5.7 | 5.7 | 0 | 0 | 5.7 | 5.7 | 5.7 | 5.762 | 969 | 6310 | 986 | 0 | 1197 | 787 | 0 | 0 | 285 | 838 | 2143 | 1527 | 969 | 6310 | 986 | 0 | 1197 | 787 | 0 | 0 | 285 | 838 | 2143 | 1527 | 84.352 | 554.203 | 84.116 | 0 | 100.911 | 66.769 | 0 | 0 | 24.235 | 67.391 | 179.537 | 128.153 | 2636 | 2636 | 15042 | 15042 | 1289.667 | 2020
Vintage2002 | natural gas peaker | TRUE | 18642.7845.TN.GT | 7845 | N | . | Lagoon Creek | Tennessee Valley Authority | 18642 | TN | ESC | SERC |  | 22 | 1 | Electric Utility | GT | NG | NG | TVA | M | mcf | 69645 | 65066 | 23093 | 36617 | 115181 | 225854 | 1363308 | 79949 | 168399 | 14194 | 127473 | 102490 | 69645 | 65066 | 23093 | 36617 | 115181 | 225854 | 1363308 | 79949 | 168399 | 14194 | 127473 | 102490 | 1 | 1 | 1 | 1 | 1 | 1 | 1 | 1 | 1 | 1 | 1 | 1 | 69645 | 65066 | 23093 | 36617 | 115181 | 225854 | 1363308 | 79949 | 168399 | 14194 | 127473 | 102490 | 69645 | 65066 | 23093 | 36617 | 115181 | 225854 | 1363308 | 79949 | 168399 | 14194 | 127473 | 102490 | 6062.648 | 5714.797 | 1969.884 | 3119 | 9710.089 | 19171.231 | 116125 | 6810 | 14319.765 | 1141.609 | 10678.463 | 8601.847 | 2391269 | 2391269 | 2391269 | 2391269 | 203424.33 | 2020
Vintage2005 | petroleum | TRUE | 9617.7846.FL.CA | 7846 | N | . | Brandy Branch | JEA | 9617 | FL | SAT | SERC |  | 22 | 1 | Electric Utility | CA | DFO | DFO | JEA | M | barrels | 0 | 0 | 0 | 0 | 0 | 0 | 0 | 0 | 0 | 0 | 0 | 0 | 0 | 0 | 0 | 0 | 0 | 0 | 0 | 0 | 0 | 0 | 0 | 0 | 0 | 0 | 0 | 0 | 0 | 0 | 0 | 0 | 0 | 0 | 0 | 0 | 0 | 0 | 0 | 0 | 0 | 0 | 0 | 0 | 0 | 0 | 0 | 0 | 0 | 0 | 0 | 0 | 0 | 0 | 0 | 0 | 0 | 0 | 0 | 0 | 0 | 0 | 0 | 0 | 0 | 0 | 0 | 0 | 0 | 0 | 0 | 0 | 0 | 0 | 0 | 0 | 0 | 2020
Vintage2005 | natural gas combined cycle | TRUE | 9617.7846.FL.CA | 7846 | N | . | Brandy Branch | JEA | 9617 | FL | SAT | SERC |  | 22 | 1 | Electric Utility | CA | NG | NG | JEA | M | mcf | 43 | 6903 | 56802 | 41099 | 63693 | 26235 | 68 | 0 | 0 | 0 | 0 | 546 | 43 | 6903 | 56802 | 41099 | 63693 | 26235 | 68 | 0 | 0 | 0 | 0 | 546 | 1.046 | 1.045 | 1.046 | 1.047 | 1.044 | 1.043 | 1.047 | 0 | 0 | 0 | 0 | 1.046 | 45 | 7214 | 59415 | 43031 | 66495 | 27363 | 71 | 0 | 0 | 0 | 0 | 571 | 45 | 7214 | 59415 | 43031 | 66495 | 27363 | 71 | 0 | 0 | 0 | 0 | 571 | 144449 | 133446 | 154346 | 134414 | 145159 | 138041 | 143729 | 141644 | 140828 | 141155 | 140637 | 147292 | 195389 | 195389 | 204205 | 204205 | 1705140 | 2020
Vintage2001 | petroleum | TRUE | 9617.7846.FL.CT | 7846 | N | . | Brandy Branch | JEA | 9617 | FL | SAT | SERC |  | 22 | 1 | Electric Utility | CT | DFO | DFO | JEA | M | barrels | 0 | 0 | 0 | 0 | 0 | 0 | 0 | 0 | 0 | 0 | 0 | 0 | 0 | 0 | 0 | 0 | 0 | 0 | 0 | 0 | 0 | 0 | 0 | 0 | 0 | 0 | 0 | 0 | 0 | 0 | 0 | 0 | 0 | 0 | 0 | 0 | 0 | 0 | 0 | 0 | 0 | 0 | 0 | 0 | 0 | 0 | 0 | 0 | 0 | 0 | 0 | 0 | 0 | 0 | 0 | 0 | 0 | 0 | 0 | 0 | 0 | 0 | 0 | 0 | 0 | 0 | 0 | 0 | 0 | 0 | 0 | 0 | 0 | 0 | 0 | 0 | 0 | 2020
Vintage2001 | natural gas combined cycle | TRUE | 9617.7846.FL.CT | 7846 | N | . | Brandy Branch | JEA | 9617 | FL | SAT | SERC |  | 22 | 1 | Electric Utility | CT | NG | NG | JEA | M | mcf | 2757963 | 2497377 | 2781627 | 2446136 | 2690616 | 2599595 | 2750533 | 2770753 | 2733523 | 2743802 | 2699554 | 2800143 | 2757963 | 2497377 | 2781627 | 2446136 | 2690616 | 2599595 | 2750533 | 2770753 | 2733523 | 2743802 | 2699554 | 2800143 | 1.046 | 1.045 | 1.046 | 1.047 | 1.044 | 1.043 | 1.047 | 1.048 | 1.05 | 1.048 | 1.044 | 1.046 | 2884829 | 2609759 | 2909582 | 2561104 | 2809003 | 2711378 | 2879808 | 2903749 | 2870199 | 2875504 | 2818334 | 2928950 | 2884829 | 2609759 | 2909582 | 2561104 | 2809003 | 2711378 | 2879808 | 2903749 | 2870199 | 2875504 | 2818334 | 2928950 | 294813 | 268425 | 297122 | 245209 | 275982 | 267406 | 281988 | 278005 | 276127 | 276724 | 277580 | 293964 | 32271622 | 32271622 | 33762199 | 33762199 | 3333345 | 2020
Vintage2001 | petroleum | TRUE | 9617.7846.FL.GT | 7846 | N | . | Brandy Branch | JEA | 9617 | FL | SAT | SERC |  | 22 | 1 | Electric Utility | GT | DFO | DFO | JEA | M | barrels | 0 | 0 | 0 | 0 | 0 | 417 | 0 | 0 | 0 | 0 | 0 | 0 | 0 | 0 | 0 | 0 | 0 | 417 | 0 | 0 | 0 | 0 | 0 | 0 | 0 | 0 | 0 | 0 | 0 | 5.804 | 0 | 0 | 0 | 0 | 0 | 0 | 0 | 0 | 0 | 0 | 0 | 2420 | 0 | 0 | 0 | 0 | 0 | 0 | 0 | 0 | 0 | 0 | 0 | 2420 | 0 | 0 | 0 | 0 | 0 | 0 | 0 | 0 | 0 | 0 | 0 | 231.254 | 0 | 0 | 0 | 0 | 0 | 0 | 417 | 417 | 2420 | 2420 | 231.254 | 2020
Vintage2001 | natural gas peaker | TRUE | 9617.7846.FL.GT | 7846 | N | . | Brandy Branch | JEA | 9617 | FL | SAT | SERC |  | 22 | 1 | Electric Utility | GT | NG | NG | JEA | M | mcf | 50801 | 26854 | 218432 | 225253 | 253671 | 211793 | 364643 | 261423 | 89080 | 281189 | 108329 | 237289 | 50801 | 26854 | 218432 | 225253 | 253671 | 211793 | 364643 | 261423 | 89080 | 281189 | 108329 | 237289 | 1.046 | 1.045 | 1.046 | 1.047 | 1.044 | 1.043 | 1.047 | 1.048 | 1.05 | 1.048 | 1.044 | 1.046 | 53138 | 28062 | 228480 | 235840 | 264833 | 220900 | 381781 | 273971 | 93534 | 294686 | 113095 | 248204 | 53138 | 28062 | 228480 | 235840 | 264833 | 220900 | 381781 | 273971 | 93534 | 294686 | 113095 | 248204 | 5028 | 2249 | 21856 | 21844 | 25275 | 21106.746 | 36497 | 25568 | 8633 | 27733 | 10444 | 23378 | 2328757 | 2328757 | 2436524 | 2436524 | 229611.75 | 2020
Vintage2001 | petroleum | TRUE | 4305.7847.IA.IC | 7847 | N | . | Coon Rapids II | City of Coon Rapids | 4305 | IA | WNC | MRO |  | 22 | 1 | Electric Utility | IC | DFO | DFO | SWPP | A | barrels | 2 | 2 | 2 | 2 | 2 | 3 | 1 | 2 | 2 | 2 | 3 | 2 | 2 | 2 | 2 | 2 | 2 | 3 | 1 | 2 | 2 | 2 | 3 | 2 | 5.8 | 5.8 | 5.8 | 5.8 | 5.8 | 5.8 | 5.8 | 5.8 | 5.8 | 5.8 | 5.8 | 5.8 | 12 | 12 | 12 | 12 | 12 | 17 | 6 | 12 | 12 | 12 | 17 | 12 | 12 | 12 | 12 | 12 | 12 | 17 | 6 | 12 | 12 | 12 | 17 | 12 | 0.768 | 0.798 | 0.682 | 0.773 | 0.891 | 1.074 | 0.548 | 0.888 | 0.68 | 0.849 | 1.14 | 0.909 | 25 | 25 | 148 | 148 | 10 | 2020
Vintage2002 | petroleum | TRUE | 924.7848.MO.GT | 7848 | N | . | Holden | Associated Electric Coop, Inc | 924 | MO | WNC | SERC |  | 22 | 1 | Electric Utility | GT | DFO | DFO | AECI | A | barrels | 50 | 53 | 45 | 51 | 59 | 71 | 36 | 59 | 45 | 56 | 75 | 60 | 50 | 53 | 45 | 51 | 59 | 71 | 36 | 59 | 45 | 56 | 75 | 60 | 5.88 | 5.88 | 5.88 | 5.88 | 5.88 | 5.88 | 5.88 | 5.88 | 5.88 | 5.88 | 5.88 | 5.88 | 294 | 312 | 265 | 300 | 347 | 417 | 212 | 347 | 265 | 329 | 441 | 353 | 294 | 312 | 265 | 300 | 347 | 417 | 212 | 347 | 265 | 329 | 441 | 353 | 24.728 | 25.712 | 21.968 | 24.914 | 28.713 | 34.613 | 17.66 | 28.628 | 21.926 | 27.356 | 36.743 | 29.291 | 660 | 660 | 3882 | 3882 | 322.252 | 2020
Vintage2002 | natural gas peaker | TRUE | 924.7848.MO.GT | 7848 | N | . | Holden | Associated Electric Coop, Inc | 924 | MO | WNC | SERC |  | 22 | 1 | Electric Utility | GT | NG | NG | AECI | A | mcf | 273765 | 216383 | 207156 | 163053 | 131210 | 263820 | 391897 | 309659 | 236386 | 125315 | 137440 | 206998 | 273765 | 216383 | 207156 | 163053 | 131210 | 263820 | 391897 | 309659 | 236386 | 125315 | 137440 | 206998 | 1.021 | 1.021 | 1.021 | 1.021 | 1.021 | 1.021 | 1.021 | 1.021 | 1.021 | 1.021 | 1.021 | 1.021 | 279514 | 220927 | 211506 | 166477 | 133965 | 269360 | 400127 | 316162 | 241350 | 127947 | 140326 | 211345 | 279514 | 220927 | 211506 | 166477 | 133965 | 269360 | 400127 | 316162 | 241350 | 127947 | 140326 | 211345 | 23210.3 | 18345.262 | 17562.936 | 13823.879 | 11124.185 | 22366.987 | 33225.55 | 26253.282 | 20041.093 | 10624.344 | 11652.363 | 17549.567 | 2663082 | 2663082 | 2719006 | 2719006 | 225779.75 | 2020
Vintage2000 | petroleum | TRUE | 12341.7849.IA.IC | 7849 | N | . | Knoxville Industrial | MidAmerican Energy Co | 12341 | IA | WNC | MRO |  | 22 | 1 | Electric Utility | IC | DFO | DFO | MISO | A | barrels | 28 | 28 | 24 | 28 | 32 | 38 | 20 | 32 | 24 | 30 | 41 | 32 | 28 | 28 | 24 | 28 | 32 | 38 | 20 | 32 | 24 | 30 | 41 | 32 | 5.712 | 5.712 | 5.712 | 5.712 | 5.712 | 5.712 | 5.712 | 5.712 | 5.712 | 5.712 | 5.712 | 5.712 | 160 | 160 | 137 | 160 | 183 | 217 | 114 | 183 | 137 | 171 | 234 | 183 | 160 | 160 | 137 | 160 | 183 | 217 | 114 | 183 | 137 | 171 | 234 | 183 | 15.117 | 15.718 | 13.43 | 15.23 | 17.553 | 21.16 | 10.796 | 17.501 | 13.404 | 16.723 | 22.462 | 17.906 | 357 | 357 | 2039 | 2039 | 197 | 2020
Vintage2000 | petroleum | TRUE | 12341.7850.IA.IC | 7850 | N | . | Shenandoah | MidAmerican Energy Co | 12341 | IA | WNC | MRO |  | 22 | 1 | Electric Utility | IC | DFO | DFO | MISO | A | barrels | 33 | 35 | 30 | 34 | 39 | 47 | 24 | 39 | 30 | 37 | 50 | 40 | 33 | 35 | 30 | 34 | 39 | 47 | 24 | 39 | 30 | 37 | 50 | 40 | 5.712 | 5.712 | 5.712 | 5.712 | 5.712 | 5.712 | 5.712 | 5.712 | 5.712 | 5.712 | 5.712 | 5.712 | 188 | 200 | 171 | 194 | 223 | 268 | 137 | 223 | 171 | 211 | 286 | 228 | 188 | 200 | 171 | 194 | 223 | 268 | 137 | 223 | 171 | 211 | 286 | 228 | 18.571 | 19.309 | 16.497 | 18.709 | 21.562 | 25.993 | 13.262 | 21.498 | 16.466 | 20.543 | 27.593 | 21.997 | 438 | 438 | 2500 | 2500 | 242 | 2020
Vintage2000 | natural gas peaker | TRUE | 12341.7850.IA.IC | 7850 | N | . | Shenandoah | MidAmerican Energy Co | 12341 | IA | WNC | MRO |  | 22 | 1 | Electric Utility | IC | NG | NG | MISO | A | mcf | 0 | 0 | 0 | 0 | 0 | 0 | 0 | 0 | 0 | 0 | 0 | 0 | 0 | 0 | 0 | 0 | 0 | 0 | 0 | 0 | 0 | 0 | 0 | 0 | 0 | 0 | 0 | 0 | 0 | 0 | 0 | 0 | 0 | 0 | 0 | 0 | 0 | 0 | 0 | 0 | 0 | 0 | 0 | 0 | 0 | 0 | 0 | 0 | 0 | 0 | 0 | 0 | 0 | 0 | 0 | 0 | 0 | 0 | 0 | 0 | 0 | 0 | 0 | 0 | 0 | 0 | 0 | 0 | 0 | 0 | 0 | 0 | 0 | 0 | 0 | 0 | 0 | 2020
Vintage2000 | petroleum | TRUE | 12341.7851.IA.IC | 7851 | N | . | Waterloo Lundquist | MidAmerican Energy Co | 12341 | IA | WNC | MRO |  | 22 | 1 | Electric Utility | IC | DFO | DFO | MISO | A | barrels | 25 | 26 | 23 | 26 | 29 | 36 | 18 | 29 | 23 | 28 | 38 | 30 | 25 | 26 | 23 | 26 | 29 | 36 | 18 | 29 | 23 | 28 | 38 | 30 | 5.712 | 5.712 | 5.712 | 5.712 | 5.712 | 5.712 | 5.712 | 5.712 | 5.712 | 5.712 | 5.712 | 5.712 | 143 | 149 | 131 | 149 | 166 | 206 | 103 | 166 | 131 | 160 | 217 | 171 | 143 | 149 | 131 | 149 | 166 | 206 | 103 | 166 | 131 | 160 | 217 | 171 | 14.58 | 15.16 | 12.952 | 14.689 | 16.929 | 20.408 | 10.412 | 16.879 | 12.928 | 16.129 | 21.664 | 17.27 | 331 | 331 | 1892 | 1892 | 190 | 2020
Vintage1998 | petroleum | TRUE | 5056.7853.IA.IC | 7853 | N | . | West Receiving | City of Denison - (IA) | 5056 | IA | WNC | MRO |  | 22 | 1 | Electric Utility | IC | DFO | DFO | SWPP | A | barrels | 0 | 0 | 0 | 0 | 0 | 0 | 0 | 0 | 0 | 0 | 0 | 13 | 0 | 0 | 0 | 0 | 0 | 0 | 0 | 0 | 0 | 0 | 0 | 13 | 0 | 0 | 0 | 0 | 0 | 0 | 0 | 0 | 0 | 0 | 0 | 6 | 0 | 0 | 0 | 0 | 0 | 0 | 0 | 0 | 0 | 0 | 0 | 78 | 0 | 0 | 0 | 0 | 0 | 0 | 0 | 0 | 0 | 0 | 0 | 78 | 0 | 0 | 0 | 0 | 0 | 0 | 0 | 0 | 0 | 0 | 0 | 8 | 13 | 13 | 78 | 78 | 8 | 2020
Vintage2000 | petroleum | TRUE | 16198.7854.IL.IC | 7854 | N | . | Avenue A Generator Sets | City of Rock Falls - (IL) | 16198 | IL | ENC | RFC |  | 22 | 1 | Electric Utility | IC | DFO | DFO | MISO | A | barrels | 19 | 29 | 18 | 13 | 19 | 32 | 33 | 21 | 24 | 26 | 23 | 29 | 19 | 29 | 18 | 13 | 19 | 32 | 33 | 21 | 24 | 26 | 23 | 29 | 5.75 | 5.75 | 5.75 | 5.75 | 5.75 | 5.75 | 5.75 | 5.75 | 5.75 | 5.75 | 5.75 | 5.75 | 109 | 167 | 104 | 75 | 109 | 184 | 190 | 121 | 138 | 150 | 132 | 167 | 109 | 167 | 104 | 75 | 109 | 184 | 190 | 121 | 138 | 150 | 132 | 167 | 10.192 | 16.323 | 9.94 | 7.23 | 10.524 | 18.335 | 18.913 | 12.075 | 13.753 | 14.904 | 13.238 | 16.573 | 286 | 286 | 1646 | 1646 | 162 | 2020
Vintage2001 | onshore wind | TRUE | 12894.7855.MN.WT | 7855 | N | . | Moorhead Wind Turbine | City of Moorhead - (MN) | 12894 | MN | WNC | MRO |  | 22 | 1 | Electric Utility | WT | WND | WND | SWPP | A |  | 0 | 0 | 0 | 0 | 0 | 0 | 0 | 0 | 0 | 0 | 0 | 0 | 0 | 0 | 0 | 0 | 0 | 0 | 0 | 0 | 0 | 0 | 0 | 0 | 0 | 0 | 0 | 0 | 0 | 0 | 0 | 0 | 0 | 0 | 0 | 0 | 1577 | 2036 | 2023 | 1689 | 1455 | 1581 | 1072 | 1435 | 1513 | 1540 | 1818 | 1661 | 1577 | 2036 | 2023 | 1689 | 1455 | 1581 | 1072 | 1435 | 1513 | 1540 | 1818 | 1661 | 179.93 | 232.19 | 230.787 | 192.652 | 165.963 | 180.376 | 122.276 | 163.708 | 172.571 | 175.689 | 207.405 | 189.453 | 0 | 0 | 19400 | 19400 | 2213 | 2020
Vintage2011 | petroleum | TRUE | 7626.7856.IA.IC | 7856 | N | . | North Generation Plant | City of Greenfield - (IA) | 7626 | IA | WNC | MRO |  | 22 | 1 | Electric Utility | IC | DFO | DFO | MISO | A | barrels | 4 | 7 | 6 | 7 | 8 | 9 | 5 | 8 | 6 | 7 | 10 | 8 | 4 | 7 | 6 | 7 | 8 | 9 | 5 | 8 | 6 | 7 | 10 | 8 | 6 | 6 | 6 | 6 | 6 | 6 | 6 | 6 | 6 | 6 | 6 | 6 | 24 | 42 | 36 | 42 | 48 | 54 | 30 | 48 | 36 | 42 | 60 | 48 | 24 | 42 | 36 | 42 | 48 | 54 | 30 | 48 | 36 | 42 | 60 | 48 | 1.458 | 1.516 | 1.295 | 1.469 | 1.693 | 2.041 | 1.041 | 1.688 | 1.293 | 1.613 | 2.166 | 1.727 | 85 | 85 | 510 | 510 | 19 | 2020
Vintage2012 | petroleum | TRUE | 18231.7857.IA.IC | 7857 | N | . | Gilliam South | City of Stuart - (IA) | 18231 | IA | WNC | MRO |  | 22 | 1 | Electric Utility | IC | DFO | DFO | MISO | A | barrels | 5 | 4 | 3 | 4 | 4 | 5 | 3 | 4 | 3 | 4 | 5 | 4 | 5 | 4 | 3 | 4 | 4 | 5 | 3 | 4 | 3 | 4 | 5 | 4 | 6 | 6 | 6 | 6 | 6 | 6 | 6 | 6 | 6 | 6 | 6 | 6 | 30 | 24 | 18 | 24 | 24 | 30 | 18 | 24 | 18 | 24 | 30 | 24 | 30 | 24 | 18 | 24 | 24 | 30 | 18 | 24 | 18 | 24 | 30 | 24 | 1.767 | 1.835 | 1.568 | 1.778 | 2.049 | 2.47 | 1.26 | 2.043 | 1.565 | 1.952 | 2.622 | 2.091 | 48 | 48 | 288 | 288 | 23 | 2020
Vintage2000 | natural gas peaker | TRUE | 12159.7858.IL.GT | 7858 | N | . | MEPI GT Facility | Midwest Electric Power Inc | 12159 | IL | ENC | SERC |  | 22 | 2 | NAICS-22 Non-Cogen | GT | NG | NG | EEI | A | mcf | 30352 | 27569 | 28615 | 20923 | 17897 | 27444 | 39446 | 29421 | 19244 | 20322 | 9441 | 21333 | 30352 | 27569 | 28615 | 20923 | 17897 | 27444 | 39446 | 29421 | 19244 | 20322 | 9441 | 21333 | 1.028 | 1.028 | 1.028 | 1.028 | 1.028 | 1.028 | 1.028 | 1.028 | 1.028 | 1.028 | 1.028 | 1.028 | 31202 | 28341 | 29416 | 21509 | 18398 | 28212 | 40550 | 30245 | 19783 | 20891 | 9705 | 21930 | 31202 | 28341 | 29416 | 21509 | 18398 | 28212 | 40550 | 30245 | 19783 | 20891 | 9705 | 21930 | 2014.467 | 1829.909 | 1899.332 | 1388.781 | 1187.915 | 1821.618 | 2618.248 | 1952.825 | 1277.353 | 1348.898 | 626.676 | 1415.978 | 292007 | 292007 | 300182 | 300182 | 19382 | 2020
Vintage2002 | petroleum | TRUE | 17035.7860.MO.IC | 7860 | N | . | Shelbina Power #3 | City of Shelbina - (MO) | 17035 | MO | WNC | SERC |  | 22 | 1 | Electric Utility | IC | DFO | DFO | AECI | A | barrels | 4 | 5 | 5 | 5 | 6 | 7 | 4 | 6 | 5 | 6 | 8 | 6 | 4 | 5 | 5 | 5 | 6 | 7 | 4 | 6 | 5 | 6 | 8 | 6 | 5.75 | 5.75 | 5.75 | 5.75 | 5.75 | 5.75 | 5.75 | 5.75 | 5.75 | 5.75 | 5.75 | 5.75 | 23 | 29 | 29 | 29 | 35 | 40 | 23 | 35 | 29 | 35 | 46 | 35 | 23 | 29 | 29 | 29 | 35 | 40 | 23 | 35 | 29 | 35 | 46 | 35 | 2.302 | 2.394 | 2.045 | 2.319 | 2.673 | 3.222 | 1.644 | 2.665 | 2.041 | 2.547 | 3.421 | 2.727 | 67 | 67 | 388 | 388 | 30 | 2020
Vintage2001 | hydro | TRUE | 40215.7862.AK.HY | 7862 | N | . | Power Creek | Cordova Electric Coop, Inc | 40215 | AK | PACN |  |  | 22 | 1 | Electric Utility | HY | WAT | HYC |  | A |  | 0 | 0 | 0 | 0 | 0 | 0 | 0 | 0 | 0 | 0 | 0 | 0 | 0 | 0 | 0 | 0 | 0 | 0 | 0 | 0 | 0 | 0 | 0 | 0 | 0 | 0 | 0 | 0 | 0 | 0 | 0 | 0 | 0 | 0 | 0 | 0 | 10422 | 10883 | 9547 | 8823 | 12943 | 12608 | 11866 | 10054 | 8055 | 8011 | 9218 | 9588 | 10422 | 10883 | 9547 | 8823 | 12943 | 12608 | 11866 | 10054 | 8055 | 8011 | 9218 | 9588 | 1188.764 | 1241.347 | 1089.015 | 1006.437 | 1476.357 | 1438.159 | 1353.533 | 1146.749 | 918.774 | 913.745 | 1051.486 | 1093.634 | 0 | 0 | 122018 | 122018 | 13918 | 2020
Vintage2001 | petroleum | TRUE | 4716.7863.WI.GT | 7863 | N | . | Elk Mound | Dairyland Power Coop | 4716 | WI | ENC | MRO |  | 22 | 1 | Electric Utility | GT | DFO | DFO | MISO | A | barrels | 4 | 2 | 2 | 1 | 2 | 3 | 3 | 3 | 2 | 2 | 2 | 2 | 4 | 2 | 2 | 1 | 2 | 3 | 3 | 3 | 2 | 2 | 2 | 2 | 5.88 | 5.88 | 5.88 | 5.88 | 5.88 | 5.88 | 5.88 | 5.88 | 5.88 | 5.88 | 5.88 | 5.88 | 24 | 12 | 12 | 6 | 12 | 18 | 18 | 18 | 12 | 12 | 12 | 12 | 24 | 12 | 12 | 6 | 12 | 18 | 18 | 18 | 12 | 12 | 12 | 12 | 0.94 | 0.684 | 0.783 | 0.554 | 0.892 | 1.046 | 1.155 | 1.124 | 0.624 | 0.79 | 0.866 | 0.925 | 28 | 28 | 168 | 168 | 10.383 | 2020
Vintage2001 | natural gas peaker | TRUE | 4716.7863.WI.GT | 7863 | N | . | Elk Mound | Dairyland Power Coop | 4716 | WI | ENC | MRO |  | 22 | 1 | Electric Utility | GT | NG | NG | MISO | A | mcf | 5939 | 5392 | 5700 | 4879 | 4806 | 5573 | 5502 | 6779 | 4290 | 5017 | 3760 | 4640 | 5939 | 5392 | 5700 | 4879 | 4806 | 5573 | 5502 | 6779 | 4290 | 5017 | 3760 | 4640 | 1 | 1 | 1 | 1 | 1 | 1 | 1 | 1 | 1 | 1 | 1 | 1 | 5939 | 5392 | 5700 | 4879 | 4806 | 5573 | 5502 | 6779 | 4290 | 5017 | 3760 | 4640 | 5939 | 5392 | 5700 | 4879 | 4806 | 5573 | 5502 | 6779 | 4290 | 5017 | 3760 | 4640 | 374.618 | 340.044 | 359.492 | 307.712 | 303.086 | 351.495 | 346.976 | 427.53 | 270.53 | 316.389 | 237.115 | 292.63 | 62277 | 62277 | 62277 | 62277 | 3927.617 | 2020
Vintage2001 | petroleum | TRUE | 5563.7865.IA.IC | 7865 | N | . | Earlville | City of Earlville - (IA) | 5563 | IA | WNC | MRO |  | 22 | 1 | Electric Utility | IC | DFO | DFO | MISO | A | barrels | 1 | 2 | 1 | 1 | 2 | 2 | 1 | 2 | 1 | 2 | 2 | 2 | 1 | 2 | 1 | 1 | 2 | 2 | 1 | 2 | 1 | 2 | 2 | 2 | 5.84 | 5.84 | 5.84 | 5.84 | 5.84 | 5.84 | 5.84 | 5.84 | 5.84 | 5.84 | 5.84 | 5.84 | 6 | 12 | 6 | 6 | 12 | 12 | 6 | 12 | 6 | 12 | 12 | 12 | 6 | 12 | 6 | 6 | 12 | 12 | 6 | 12 | 6 | 12 | 12 | 12 | 0.998 | 1.037 | 0.886 | 1.005 | 1.158 | 1.396 | 0.712 | 1.155 | 0.885 | 1.104 | 1.482 | 1.182 | 19 | 19 | 114 | 114 | 13 | 2020
Vintage2013 | hydro | TRUE | 15500.7867.WA.HY | 7867 | N | . | Snoqualmie 2 | Puget Sound Energy Inc | 15500 | WA | PACC | WECC |  | 22 | 1 | Electric Utility | HY | WAT | HYC | PSEI | A |  | 0 | 0 | 0 | 0 | 0 | 0 | 0 | 0 | 0 | 0 | 0 | 0 | 0 | 0 | 0 | 0 | 0 | 0 | 0 | 0 | 0 | 0 | 0 | 0 | 0 | 0 | 0 | 0 | 0 | 0 | 0 | 0 | 0 | 0 | 0 | 0 | 132130 | 146632 | 113257 | 99583 | 179821 | 182485 | 169221 | 129693 | 93615 | 95752 | 121394 | 126883 | 132130 | 146632 | 113257 | 99583 | 179821 | 182485 | 169221 | 129693 | 93615 | 95752 | 121394 | 126883 | 15071.238 | 16725.433 | 12918.529 | 11358.845 | 20511.134 | 20815.034 | 19302.064 | 14793.281 | 10678.12 | 10921.919 | 13846.651 | 14472.752 | 0 | 0 | 1590466 | 1590466 | 181415 | 2020
Vintage2002 | petroleum | TRUE | 56505.7869.NY.GT | 7869 | N | . | Glenwood Landing | National Grid Generation LLC | 56505 | NY | MAT | NPCC |  | 22 | 1 | Electric Utility | GT | DFO | DFO | NYIS | A | barrels | 0 | 0 | 0 | 0 | 0 | 0 | 0 | 0 | 0 | 0 | 0 | 0 | 0 | 0 | 0 | 0 | 0 | 0 | 0 | 0 | 0 | 0 | 0 | 0 | 0 | 0 | 0 | 0 | 0 | 0 | 0 | 0 | 0 | 0 | 0 | 0 | 0 | 0 | 0 | 0 | 0 | 0 | 0 | 0 | 0 | 0 | 0 | 0 | 0 | 0 | 0 | 0 | 0 | 0 | 0 | 0 | 0 | 0 | 0 | 0 | 0 | 0 | 0 | 0 | 0 | 0 | 0 | 0 | 0 | 0 | 0 | 0 | 0 | 0 | 0 | 0 | 0 | 2020
Vintage2002 | petroleum | TRUE | 56505.7869.NY.GT | 7869 | N | . | Glenwood Landing | National Grid Generation LLC | 56505 | NY | MAT | NPCC |  | 22 | 1 | Electric Utility | GT | KER | WOO | NYIS | A | barrels | 185 | 140 | 118 | 84 | 178 | 74 | 122 | 50 | 129 | 74 | 178 | 209 | 185 | 140 | 118 | 84 | 178 | 74 | 122 | 50 | 129 | 74 | 178 | 209 | 5.681 | 5.681 | 5.681 | 5.681 | 5.681 | 5.681 | 5.681 | 5.681 | 5.681 | 5.681 | 5.681 | 5.681 | 1051 | 795 | 670 | 477 | 1011 | 420 | 693 | 284 | 733 | 420 | 1011 | 1187 | 1051 | 795 | 670 | 477 | 1011 | 420 | 693 | 284 | 733 | 420 | 1011 | 1187 | 104.012 | 77.989 | 66.044 | 46.926 | 99.216 | 41.131 | 68.404 | 27.683 | 71.944 | 41.13 | 99.544 | 116.652 | 1541 | 1541 | 8752 | 8752 | 860.675 | 2020
Vintage2002 | natural gas peaker | TRUE | 56505.7869.NY.GT | 7869 | N | . | Glenwood Landing | National Grid Generation LLC | 56505 | NY | MAT | NPCC |  | 22 | 1 | Electric Utility | GT | NG | NG | NYIS | A | mcf | 80948 | 76054 | 74454 | 53127 | 62078 | 98752 | 142193 | 126655 | 99384 | 74429 | 76725 | 78201 | 80948 | 76054 | 74454 | 53127 | 62078 | 98752 | 142193 | 126655 | 99384 | 74429 | 76725 | 78201 | 1.029 | 1.029 | 1.029 | 1.029 | 1.029 | 1.029 | 1.029 | 1.029 | 1.029 | 1.029 | 1.029 | 1.029 | 83295 | 78260 | 76613 | 54668 | 63878 | 101616 | 146317 | 130328 | 102266 | 76587 | 78950 | 80469 | 83295 | 78260 | 76613 | 54668 | 63878 | 101616 | 146317 | 130328 | 102266 | 76587 | 78950 | 80469 | 8188.994 | 7693.986 | 7532.078 | 5374.552 | 6280.122 | 9990.156 | 14384.845 | 12812.95 | 10054.121 | 7529.539 | 7761.813 | 7911.169 | 1043000 | 1043000 | 1073247 | 1073247 | 105514.33 | 2020
Vintage1993 | petroleum | TRUE | 15500.7870.WA.CA | 7870 | N | . | Encogen | Puget Sound Energy Inc | 15500 | WA | PACC | WECC |  | 22 | 1 | Electric Utility | CA | DFO | DFO | PSEI | M | barrels | 0 | 0 | 0 | 0 | 0 | 0 | 0 | 0 | 0 | 0 | 0 | 0 | 0 | 0 | 0 | 0 | 0 | 0 | 0 | 0 | 0 | 0 | 0 | 0 | 0 | 0 | 0 | 0 | 0 | 0 | 0 | 0 | 0 | 0 | 0 | 0 | 0 | 0 | 0 | 0 | 0 | 0 | 0 | 0 | 0 | 0 | 0 | 0 | 0 | 0 | 0 | 0 | 0 | 0 | 0 | 0 | 0 | 0 | 0 | 0 | 0 | 0 | 0 | 0 | 0 | 0 | 2.031 | 0 | 0.639 | 0 | 0 | 4.995 | 0 | 0 | 0 | 0 | 7.665 | 2020
Vintage1993 | natural gas combined cycle | TRUE | 15500.7870.WA.CA | 7870 | N | . | Encogen | Puget Sound Energy Inc | 15500 | WA | PACC | WECC |  | 22 | 1 | Electric Utility | CA | NG | NG | PSEI | M | mcf | 0 | 0 | 0 | 0 | 0 | 0 | 0 | 0 | 0 | 0 | 0 | 0 | 0 | 0 | 0 | 0 | 0 | 0 | 0 | 0 | 0 | 0 | 0 | 0 | 0 | 0 | 0 | 0 | 0 | 0 | 0 | 0 | 0 | 0 | 0 | 0 | 0 | 0 | 0 | 0 | 0 | 0 | 0 | 0 | 0 | 0 | 0 | 0 | 0 | 0 | 0 | 0 | 0 | 0 | 0 | 0 | 0 | 0 | 0 | 0 | 15154 | 5893 | 26963 | 18583 | 1800 | 0 | 5647.969 | 15305 | 24398.361 | 4485 | 0 | 2608.005 | 0 | 0 | 0 | 0 | 120837.34 | 2020
Vintage1993 | petroleum | TRUE | 15500.7870.WA.CT | 7870 | N | . | Encogen | Puget Sound Energy Inc | 15500 | WA | PACC | WECC |  | 22 | 1 | Electric Utility | CT | DFO | DFO | PSEI | M | barrels | 0 | 0 | 0 | 0 | 0 | 0 | 10 | 0 | 3 | 0 | 0 | 27 | 0 | 0 | 0 | 0 | 0 | 0 | 10 | 0 | 3 | 0 | 0 | 27 | 0 | 0 | 0 | 0 | 0 | 0 | 5.863 | 0 | 5.863 | 0 | 0 | 5.863 | 0 | 0 | 0 | 0 | 0 | 0 | 59 | 0 | 18 | 0 | 0 | 158 | 0 | 0 | 0 | 0 | 0 | 0 | 59 | 0 | 18 | 0 | 0 | 158 | 0 | 0 | 0 | 0 | 0 | 0 | 4.117 | 0 | 1.225 | 0 | 0 | 11.671 | 40 | 40 | 235 | 235 | 17.013 | 2020
Vintage1993 | natural gas combined cycle | TRUE | 15500.7870.WA.CT | 7870 | N | . | Encogen | Puget Sound Energy Inc | 15500 | WA | PACC | WECC |  | 22 | 1 | Electric Utility | CT | NG | NG | PSEI | M | mcf | 395855 | 157795 | 710221 | 493973 | 47705 | 0 | 149451 | 387559 | 611541 | 113763 | 1743 | 75489 | 395855 | 157795 | 710221 | 493973 | 47705 | 0 | 149451 | 387559 | 611541 | 113763 | 1743 | 75489 | 1.101 | 1.1 | 1.097 | 1.094 | 1.091 | 0 | 1.091 | 1.09 | 1.099 | 1.098 | 1.096 | 1.095 | 435836 | 173575 | 779112 | 540406 | 52046 | 0 | 163051 | 422439 | 672084 | 124912 | 1910 | 82660 | 435836 | 173575 | 779112 | 540406 | 52046 | 0 | 163051 | 422439 | 672084 | 124912 | 1910 | 82660 | 31608 | 12633 | 58203 | 40267 | 3720 | 0 | 11449.883 | 29409 | 46790.775 | 9106 | 0 | 6094.329 | 3145095 | 3145095 | 3448031 | 3448031 | 249280.99 | 2020
Vintage2002 | petroleum | TRUE | 25422.7872.OH.GT | 7872 | N | . | Robert P Mone Plant | National Power Coop Inc | 25422 | OH | ENC | RFC |  | 22 | 1 | Electric Utility | GT | DFO | DFO | PJM | A | barrels | 707 | 896 | 548 | 608 | 804 | 880 | 1275 | 761 | 469 | 1030 | 746 | 597 | 707 | 896 | 548 | 608 | 804 | 880 | 1275 | 761 | 469 | 1030 | 746 | 597 | 5.58 | 5.58 | 5.58 | 5.58 | 5.58 | 5.58 | 5.58 | 5.58 | 5.58 | 5.58 | 5.58 | 5.58 | 3945 | 5000 | 3058 | 3393 | 4486 | 4910 | 7115 | 4246 | 2617 | 5747 | 4163 | 3331 | 3945 | 5000 | 3058 | 3393 | 4486 | 4910 | 7115 | 4246 | 2617 | 5747 | 4163 | 3331 | 364.779 | 462.295 | 282.747 | 313.54 | 414.596 | 454.231 | 657.643 | 392.368 | 242.115 | 531.422 | 384.709 | 308.189 | 9321 | 9321 | 52011 | 52011 | 4808.634 | 2020
Vintage2002 | natural gas peaker | TRUE | 25422.7872.OH.GT | 7872 | N | . | Robert P Mone Plant | National Power Coop Inc | 25422 | OH | ENC | RFC |  | 22 | 1 | Electric Utility | GT | NG | NG | PJM | A | mcf | 161894 | 149746 | 154262 | 132732 | 125538 | 132453 | 161399 | 156653 | 138114 | 101400 | 130798 | 157522 | 161894 | 149746 | 154262 | 132732 | 125538 | 132453 | 161399 | 156653 | 138114 | 101400 | 130798 | 157522 | 1.076 | 1.076 | 1.076 | 1.076 | 1.076 | 1.076 | 1.076 | 1.076 | 1.076 | 1.076 | 1.076 | 1.076 | 174198 | 161127 | 165986 | 142820 | 135079 | 142519 | 173665 | 168559 | 148611 | 109106 | 140739 | 169494 | 174198 | 161127 | 165986 | 142820 | 135079 | 142519 | 173665 | 168559 | 148611 | 109106 | 140739 | 169494 | 16105.253 | 14896.806 | 15346.014 | 13204.191 | 12488.566 | 13176.462 | 16056.051 | 15583.903 | 13739.659 | 10087.273 | 13011.83 | 15670.358 | 1702511 | 1702511 | 1831903 | 1831903 | 169366.37 | 2020
Vintage1967 | natural gas combined cycle | TRUE | 18454.7873.FL.CA | 7873 | N | . | H L Culbreath Bayside Power Station | Tampa Electric Co | 18454 | FL | SAT | SERC |  | 22 | 1 | Electric Utility | CA | NG | NG | TEC | M | mcf | 0 | 0 | 0 | 0 | 0 | 0 | 0 | 0 | 0 | 0 | 0 | 0 | 0 | 0 | 0 | 0 | 0 | 0 | 0 | 0 | 0 | 0 | 0 | 0 | 0 | 0 | 0 | 0 | 0 | 0 | 0 | 0 | 0 | 0 | 0 | 0 | 0 | 0 | 0 | 0 | 0 | 0 | 0 | 0 | 0 | 0 | 0 | 0 | 0 | 0 | 0 | 0 | 0 | 0 | 0 | 0 | 0 | 0 | 0 | 0 | 96563 | 194609 | 191084 | 245557 | 247037 | 257897 | 291630 | 305545 | 258481 | 253984 | 157349 | 162435 | 0 | 0 | 0 | 0 | 2662171 | 2020
Vintage2004 | natural gas combined cycle | TRUE | 18454.7873.FL.CT | 7873 | N | . | H L Culbreath Bayside Power Station | Tampa Electric Co | 18454 | FL | SAT | SERC |  | 22 | 1 | Electric Utility | CT | NG | NG | TEC | M | mcf | 2014210 | 4049779 | 3985520 | 4948064 | 5077770 | 5460954 | 5900336 | 6231685 | 5239217 | 5154221 | 3156985 | 3279596 | 2014210 | 4049779 | 3985520 | 4948064 | 5077770 | 5460954 | 5900336 | 6231685 | 5239217 | 5154221 | 3156985 | 3279596 | 1.025 | 1.025 | 1.025 | 1.027 | 1.024 | 1.021 | 1.023 | 1.023 | 1.027 | 1.025 | 1.026 | 1.028 | 2064565 | 4151023 | 4085158 | 5081662 | 5199636 | 5575634 | 6036044 | 6375014 | 5380676 | 5283077 | 3239067 | 3371425 | 2064565 | 4151023 | 4085158 | 5081662 | 5199636 | 5575634 | 6036044 | 6375014 | 5380676 | 5283077 | 3239067 | 3371425 | 173977 | 366176 | 356537 | 446157 | 458919 | 463671 | 527573 | 562091 | 473250 | 464213 | 287000 | 301160 | 54498337 | 54498337 | 55842981 | 55842981 | 4880724 | 2020
Vintage2009 | natural gas peaker | TRUE | 18454.7873.FL.GT | 7873 | N | . | H L Culbreath Bayside Power Station | Tampa Electric Co | 18454 | FL | SAT | SERC |  | 22 | 1 | Electric Utility | GT | NG | NG | TEC | M | mcf | 16779 | 29128 | 16453 | 4902 | 60195 | 25035 | 19039 | 58701 | 11047 | 3119 | 49565 | 34052 | 16779 | 29128 | 16453 | 4902 | 60195 | 25035 | 19039 | 58701 | 11047 | 3119 | 49565 | 34052 | 1.025 | 1.025 | 1.025 | 1.027 | 1.024 | 1.021 | 1.023 | 1.023 | 1.027 | 1.025 | 1.026 | 1.028 | 17198 | 29856 | 16864 | 5034 | 61640 | 25561 | 19477 | 60051 | 11345 | 3197 | 50854 | 35005 | 17198 | 29856 | 16864 | 5034 | 61640 | 25561 | 19477 | 60051 | 11345 | 3197 | 50854 | 35005 | 1439 | 2655 | 1542 | 385 | 5765 | 2224 | 1743 | 5548 | 968 | 195 | 4759 | 3329 | 328015 | 328015 | 336082 | 336082 | 30552 | 2020
Vintage2000 | petroleum | TRUE | 40577.7874.OH.IC | 7874 | N | . | Edgerton | American Mun Power-Ohio, Inc | 40577 | OH | ENC | RFC |  | 22 | 1 | Electric Utility | IC | DFO | DFO | PJM | A | barrels | 27 | 35 | 22 | 24 | 32 | 35 | 50 | 30 | 19 | 41 | 29 | 24 | 27 | 35 | 22 | 24 | 32 | 35 | 50 | 30 | 19 | 41 | 29 | 24 | 5.802 | 5.802 | 5.802 | 5.802 | 5.802 | 5.802 | 5.802 | 5.802 | 5.802 | 5.802 | 5.802 | 5.802 | 157 | 203 | 128 | 139 | 186 | 203 | 290 | 174 | 110 | 238 | 168 | 139 | 157 | 203 | 128 | 139 | 186 | 203 | 290 | 174 | 110 | 238 | 168 | 139 | 16.309 | 20.67 | 12.642 | 14.019 | 18.537 | 20.309 | 29.404 | 17.543 | 10.825 | 23.761 | 17.201 | 13.78 | 368 | 368 | 2135 | 2135 | 215 | 2020
Vintage1998 | petroleum | TRUE | 40577.7878.OH.IC | 7878 | N | . | Wellington | American Mun Power-Ohio, Inc | 40577 | OH | ENC | RFC |  | 22 | 1 | Electric Utility | IC | DFO | DFO | PJM | A | barrels | 6 | 8 | 5 | 6 | 7 | 8 | 12 | 7 | 4 | 10 | 7 | 6 | 6 | 8 | 5 | 6 | 7 | 8 | 12 | 7 | 4 | 10 | 7 | 6 | 5.814 | 5.814 | 5.814 | 5.814 | 5.814 | 5.814 | 5.814 | 5.814 | 5.814 | 5.814 | 5.814 | 5.814 | 35 | 47 | 29 | 35 | 41 | 47 | 70 | 41 | 23 | 58 | 41 | 35 | 35 | 47 | 29 | 35 | 41 | 47 | 70 | 41 | 23 | 58 | 41 | 35 | 4.325 | 5.48 | 3.352 | 3.717 | 4.914 | 5.384 | 7.795 | 4.651 | 2.87 | 6.299 | 4.56 | 3.653 | 86 | 86 | 502 | 502 | 57 | 2020
Vintage2000 | petroleum | TRUE | 15293.7883.TN.IC | 7883 | N | . | Powell Valley | Powell Valley Electric Coop | 15293 | TN | ESC | SERC |  | 22 | 1 | Electric Utility | IC | DFO | DFO | TVA | A | barrels | 2 | 2 | 2 | 1 | 2 | 2 | 1 | 2 | 1 | 1 | 1 | 2 | 2 | 2 | 2 | 1 | 2 | 2 | 1 | 2 | 1 | 1 | 1 | 2 | 6.2 | 6.2 | 6.2 | 6.2 | 6.2 | 6.2 | 6.2 | 6.2 | 6.2 | 6.2 | 6.2 | 6.2 | 12 | 12 | 12 | 6 | 12 | 12 | 6 | 12 | 6 | 6 | 6 | 12 | 12 | 12 | 12 | 6 | 12 | 12 | 6 | 12 | 6 | 6 | 6 | 12 | 0.319 | 0.257 | 0.253 | 0.14 | 0.334 | 0.255 | 0.224 | 0.319 | 0.167 | 0.158 | 0.218 | 0.356 | 19 | 19 | 114 | 114 | 3 | 2020
Vintage2000 | petroleum | FALSE | 4775.7884.ND.IC | 7884 | N | . | Dakota Magic | Dakota Magic Casino | 4775 | ND | WNC | MRO |  | 713 | 4 | Commercial NAICS Non-Cogen | IC | DFO | DFO | MISO | A | barrels | 0 | 0 | 0 | 0 | 0 | 0 | 0 | 0 | 0 | 0 | 0 | 0 | 0 | 0 | 0 | 0 | 0 | 0 | 0 | 0 | 0 | 0 | 0 | 0 | 0 | 0 | 0 | 0 | 0 | 0 | 0 | 0 | 0 | 0 | 0 | 0 | 0 | 0 | 0 | 0 | 0 | 0 | 0 | 0 | 0 | 0 | 0 | 0 | 0 | 0 | 0 | 0 | 0 | 0 | 0 | 0 | 0 | 0 | 0 | 0 | 0 | 0 | 0 | 0 | 0 | 0 | 0 | 0 | 0 | 0 | 0 | 0 | 0 | 0 | 0 | 0 | 0 | 2020
Vintage1999 | onshore wind | TRUE | 11479.7886.WI.WT | 7886 | N | . | Wind Turbine | Madison Gas & Electric Co | 11479 | WI | ENC | MRO |  | 22 | 1 | Electric Utility | WT | WND | WND | MISO | A |  | 0 | 0 | 0 | 0 | 0 | 0 | 0 | 0 | 0 | 0 | 0 | 0 | 0 | 0 | 0 | 0 | 0 | 0 | 0 | 0 | 0 | 0 | 0 | 0 | 0 | 0 | 0 | 0 | 0 | 0 | 0 | 0 | 0 | 0 | 0 | 0 | 13551 | 15837 | 15100 | 13887 | 12959 | 9556 | 6485 | 6836 | 12396 | 14711 | 18701 | 13780 | 13551 | 15837 | 15100 | 13887 | 12959 | 9556 | 6485 | 6836 | 12396 | 14711 | 18701 | 13780 | 1545.728 | 1806.452 | 1722.326 | 1584.023 | 1478.172 | 1089.942 | 739.711 | 779.721 | 1413.973 | 1678.006 | 2133.113 | 1571.833 | 0 | 0 | 153799 | 153799 | 17543 | 2020
Vintage2004 | petroleum | TRUE | 11018.7887.NE.CA | 7887 | N | . | Terry Bundy Generating Station | Lincoln Electric System | 11018 | NE | WNC | MRO |  | 22 | 1 | Electric Utility | CA | DFO | DFO | SWPP | M | barrels | 0 | 0 | 0 | 0 | 0 | 0 | 0 | 0 | 0 | 0 | 0 | 0 | 0 | 0 | 0 | 0 | 0 | 0 | 0 | 0 | 0 | 0 | 0 | 0 | 0 | 0 | 0 | 0 | 0 | 0 | 0 | 0 | 0 | 0 | 0 | 0 | 0 | 0 | 0 | 0 | 0 | 0 | 0 | 0 | 0 | 0 | 0 | 0 | 0 | 0 | 0 | 0 | 0 | 0 | 0 | 0 | 0 | 0 | 0 | 0 | 0 | 0 | 0 | 0 | 0 | 0 | 0 | 0 | 0 | 0 | 0 | 0 | 0 | 0 | 0 | 0 | 0 | 2020
Vintage2004 | natural gas combined cycle | TRUE | 11018.7887.NE.CA | 7887 | N | . | Terry Bundy Generating Station | Lincoln Electric System | 11018 | NE | WNC | MRO |  | 22 | 1 | Electric Utility | CA | NG | NG | SWPP | M | mcf | 0 | 0 | 0 | 0 | 0 | 0 | 0 | 193 | 0 | 0 | 0 | 0 | 0 | 0 | 0 | 0 | 0 | 0 | 0 | 193 | 0 | 0 | 0 | 0 | 0 | 0 | 0 | 0 | 0 | 0 | 0 | 1.036 | 0 | 0 | 0 | 0 | 0 | 0 | 0 | 0 | 0 | 0 | 0 | 200 | 0 | 0 | 0 | 0 | 0 | 0 | 0 | 0 | 0 | 0 | 0 | 200 | 0 | 0 | 0 | 0 | 0 | 0 | 0 | 0 | 44 | 256 | 509 | 1091 | 350 | 1263 | 0 | 270 | 193 | 193 | 200 | 200 | 3783 | 2020
Vintage2004 | petroleum | TRUE | 11018.7887.NE.CT | 7887 | N | . | Terry Bundy Generating Station | Lincoln Electric System | 11018 | NE | WNC | MRO |  | 22 | 1 | Electric Utility | CT | DFO | DFO | SWPP | M | barrels | 0 | 0 | 0 | 0 | 0 | 0 | 0 | 0 | 0 | 0 | 0 | 0 | 0 | 0 | 0 | 0 | 0 | 0 | 0 | 0 | 0 | 0 | 0 | 0 | 0 | 0 | 0 | 0 | 0 | 0 | 0 | 0 | 0 | 0 | 0 | 0 | 0 | 0 | 0 | 0 | 0 | 0 | 0 | 0 | 0 | 0 | 0 | 0 | 0 | 0 | 0 | 0 | 0 | 0 | 0 | 0 | 0 | 0 | 0 | 0 | 0 | 0 | 0 | 0 | 0 | 0 | 0 | 0 | 0 | 0 | 0 | 0 | 0 | 0 | 0 | 0 | 0 | 2020
Vintage2004 | natural gas combined cycle | TRUE | 11018.7887.NE.CT | 7887 | N | . | Terry Bundy Generating Station | Lincoln Electric System | 11018 | NE | WNC | MRO |  | 22 | 1 | Electric Utility | CT | NG | NG | SWPP | M | mcf | 0 | 0 | 0 | 0 | 6226 | 12201 | 20466 | 44351 | 14335 | 48727 | 0 | 14518 | 0 | 0 | 0 | 0 | 6226 | 12201 | 20466 | 44351 | 14335 | 48727 | 0 | 14518 | 0 | 0 | 0 | 0 | 1.063 | 1.04 | 1.053 | 1.036 | 1.043 | 1.046 | 0 | 1.032 | 0 | 0 | 0 | 0 | 6618 | 12689 | 21551 | 45948 | 14951 | 50968 | 0 | 14983 | 0 | 0 | 0 | 0 | 6618 | 12689 | 21551 | 45948 | 14951 | 50968 | 0 | 14983 | 0 | 0 | 0 | 0 | 680 | 1186 | 1798 | 4349 | 1405 | 4871 | 0 | 1420 | 160824 | 160824 | 167708 | 167708 | 15709 | 2020
Vintage2003 | petroleum | TRUE | 11018.7887.NE.GT | 7887 | N | . | Terry Bundy Generating Station | Lincoln Electric System | 11018 | NE | WNC | MRO |  | 22 | 1 | Electric Utility | GT | DFO | DFO | SWPP | M | barrels | 0 | 0 | 0 | 0 | 0 | 0 | 0 | 0 | 0 | 0 | 0 | 61 | 0 | 0 | 0 | 0 | 0 | 0 | 0 | 0 | 0 | 0 | 0 | 61 | 0 | 0 | 0 | 0 | 0 | 0 | 0 | 0 | 0 | 0 | 0 | 5.78 | 0 | 0 | 0 | 0 | 0 | 0 | 0 | 0 | 0 | 0 | 0 | 353 | 0 | 0 | 0 | 0 | 0 | 0 | 0 | 0 | 0 | 0 | 0 | 353 | 0 | 0 | 0 | 0 | 0 | 0 | 0 | 0 | 0 | 0 | 0 | 31.685 | 61 | 61 | 353 | 353 | 31.685 | 2020
Vintage2003 | natural gas peaker | TRUE | 11018.7887.NE.GT | 7887 | N | . | Terry Bundy Generating Station | Lincoln Electric System | 11018 | NE | WNC | MRO |  | 22 | 1 | Electric Utility | GT | NG | NG | SWPP | M | mcf | 40786 | 38857 | 71794 | 70061 | 54467 | 196103 | 229577 | 223376 | 140670 | 221093 | 57159 | 46951 | 40786 | 38857 | 71794 | 70061 | 54467 | 196103 | 229577 | 223376 | 140670 | 221093 | 57159 | 46951 | 1.066 | 1.057 | 1.061 | 1.078 | 1.063 | 1.04 | 1.053 | 1.036 | 1.043 | 1.046 | 1.054 | 1.032 | 43478 | 41072 | 76173 | 75526 | 57898 | 203947 | 241745 | 231418 | 146719 | 231263 | 60246 | 48453 | 43478 | 41072 | 76173 | 75526 | 57898 | 203947 | 241745 | 231418 | 146719 | 231263 | 60246 | 48453 | 3888 | 3548 | 7010 | 6769 | 5054 | 19131 | 22887 | 21974 | 13566 | 22129 | 5342 | 4354.315 | 1390894 | 1390894 | 1457938 | 1457938 | 135652.32 | 2020
Vintage2014 | petroleum | TRUE | 11018.7887.NE.IC | 7887 | N | . | Terry Bundy Generating Station | Lincoln Electric System | 11018 | NE | WNC | MRO |  | 22 | 1 | Electric Utility | IC | DFO | DFO | SWPP | M | barrels | 4 | 4 | 5 | 4 | 4 | 4 | 6 | 4 | 4 | 4 | 4 | 6 | 4 | 4 | 5 | 4 | 4 | 4 | 6 | 4 | 4 | 4 | 4 | 6 | 5.78 | 5.78 | 5.78 | 5.78 | 5.78 | 5.78 | 5.78 | 5.78 | 5.78 | 5.78 | 5.78 | 5.78 | 23 | 23 | 29 | 23 | 23 | 23 | 35 | 23 | 23 | 23 | 23 | 35 | 23 | 23 | 29 | 23 | 23 | 23 | 35 | 23 | 23 | 23 | 23 | 35 | 2.71 | 2.683 | 3.105 | 2.416 | 2.447 | 2.546 | 3.628 | 1.993 | 1.915 | 2.076 | 2.161 | 3.795 | 53 | 53 | 306 | 306 | 31.475 | 2020
Vintage2014 | biomass | TRUE | 11018.7887.NE.IC | 7887 | N | . | Terry Bundy Generating Station | Lincoln Electric System | 11018 | NE | WNC | MRO |  | 22 | 1 | Electric Utility | IC | LFG | MLG | SWPP | M | mcf | 37556 | 51538 | 34377 | 45948 | 51234 | 49392 | 53255 | 60335 | 44331 | 54072 | 45549 | 34476 | 37556 | 51538 | 34377 | 45948 | 51234 | 49392 | 53255 | 60335 | 44331 | 54072 | 45549 | 34476 | 0.493 | 0.501 | 0.519 | 0.543 | 0.528 | 0.5 | 0.51 | 0.506 | 0.526 | 0.523 | 0.515 | 0.501 | 18515 | 25821 | 17842 | 24950 | 27052 | 24696 | 27160 | 30530 | 23318 | 28280 | 23458 | 17272 | 18515 | 25821 | 17842 | 24950 | 27052 | 24696 | 27160 | 30530 | 23318 | 28280 | 23458 | 17272 | 2170.29 | 2996.317 | 1916.895 | 2607.584 | 2862.553 | 2719.454 | 2841.372 | 2632.007 | 1931.085 | 2538.924 | 2192.839 | 1890.205 | 562063 | 562063 | 288894 | 288894 | 29299.525 | 2020
Vintage2003 | natural gas combined cycle | TRUE | 17650.7897.AL.CA | 7897 | N | . | E B Harris Electric Generating Plant | Southern Power Co | 17650 | AL | ESC | SERC |  | 22 | 2 | NAICS-22 Non-Cogen | CA | NG | NG | SOCO | M | mcf | 33949 | 22620 | 73401 | 16981 | 93673 | 245788 | 331311 | 222674 | 183050 | 146165 | 93262 | 75457 | 33949 | 22620 | 73401 | 16981 | 93673 | 245788 | 331311 | 222674 | 183050 | 146165 | 93262 | 75457 | 1.035 | 1.032 | 1.031 | 1.028 | 1.03 | 1.03 | 1.033 | 1.035 | 1.037 | 1.035 | 1.035 | 1.038 | 35137 | 23344 | 75676 | 17456 | 96483 | 253162 | 342244 | 230468 | 189823 | 151281 | 96526 | 78324 | 35137 | 23344 | 75676 | 17456 | 96483 | 253162 | 342244 | 230468 | 189823 | 151281 | 96526 | 78324 | 47288 | 68971 | 101897 | 31730 | 74432 | 242294 | 269176 | 242309 | 156399 | 127636 | 130399 | 144013 | 1538331 | 1538331 | 1589924 | 1589924 | 1636544 | 2020
Vintage2003 | natural gas combined cycle | TRUE | 17650.7897.AL.CT | 7897 | N | . | E B Harris Electric Generating Plant | Southern Power Co | 17650 | AL | ESC | SERC |  | 22 | 2 | NAICS-22 Non-Cogen | CT | NG | NG | SOCO | M | mcf | 872036 | 1298313 | 1761575 | 601607 | 1283340 | 4159339 | 4426910 | 4129775 | 2720874 | 2237727 | 2387060 | 2638408 | 872036 | 1298313 | 1761575 | 601607 | 1283340 | 4159339 | 4426910 | 4129775 | 2720874 | 2237727 | 2387060 | 2638408 | 1.035 | 1.032 | 1.031 | 1.028 | 1.03 | 1.03 | 1.032 | 1.034 | 1.037 | 1.035 | 1.035 | 1.038 | 902557 | 1339859 | 1816184 | 618452 | 1321840 | 4284119 | 4568571 | 4270187 | 2821546 | 2316047 | 2470607 | 2738668 | 902557 | 1339859 | 1816184 | 618452 | 1321840 | 4284119 | 4568571 | 4270187 | 2821546 | 2316047 | 2470607 | 2738668 | 82623 | 126465 | 173704 | 57557 | 121273 | 399901 | 431492 | 402314 | 270270 | 221290 | 231129 | 263682 | 28516964 | 28516964 | 29468637 | 29468637 | 2781700 | 2020
Vintage2004 | natural gas combined cycle | TRUE | 1015.7900.TX.CA | 7900 | N | . | Sand Hill | Austin Energy | 1015 | TX | WSC | TRE |  | 22 | 1 | Electric Utility | CA | NG | NG | ERCO | M | mcf | 1301 | 0 | 0 | 3751 | 6 | 403 | 29 | 7065 | 3 | 340 | 3 | 4 | 1301 | 0 | 0 | 3751 | 6 | 403 | 29 | 7065 | 3 | 340 | 3 | 4 | 1.029 | 0 | 0 | 1.022 | 1.012 | 1.004 | 1.003 | 1.006 | 1.009 | 1.006 | 1.007 | 1.025 | 1339 | 0 | 0 | 3834 | 6 | 405 | 29 | 7107 | 3 | 342 | 3 | 4 | 1339 | 0 | 0 | 3834 | 6 | 405 | 29 | 7107 | 3 | 342 | 3 | 4 | 42232 | 41842 | 27306 | 40410 | 44572 | 46248 | 41727 | 46867 | 42760 | 14310 | 40953 | 45339 | 12905 | 12905 | 13072 | 13072 | 474566 | 2020
Vintage2004 | natural gas combined cycle | TRUE | 1015.7900.TX.CT | 7900 | N | . | Sand Hill | Austin Energy | 1015 | TX | WSC | TRE |  | 22 | 1 | Electric Utility | CT | NG | NG | ERCO | M | mcf | 932221 | 917545 | 583594 | 892311 | 987709 | 1049418 | 955119 | 1032649 | 963840 | 326481 | 888426 | 986436 | 932221 | 917545 | 583594 | 892311 | 987709 | 1049418 | 955119 | 1032649 | 963840 | 326481 | 888426 | 986436 | 1.029 | 1.028 | 1.026 | 1.022 | 1.012 | 1.004 | 1.003 | 1.006 | 1.009 | 1.006 | 1.007 | 1.025 | 959255 | 943236 | 598767 | 911942 | 999562 | 1053616 | 957984 | 1038845 | 972515 | 328440 | 894645 | 1011097 | 959255 | 943236 | 598767 | 911942 | 999562 | 1053616 | 957984 | 1038845 | 972515 | 328440 | 894645 | 1011097 | 78530 | 77146 | 48116 | 74937 | 81310 | 87891 | 79914 | 85156 | 79486 | 25514 | 71419 | 82784 | 10515749 | 10515749 | 10669904 | 10669904 | 872203 | 2020
Vintage2010 | natural gas peaker | TRUE | 1015.7900.TX.GT | 7900 | N | . | Sand Hill | Austin Energy | 1015 | TX | WSC | TRE |  | 22 | 1 | Electric Utility | GT | NG | NG | ERCO | M | mcf | 40200 | 82671 | 337787 | 91101 | 122061 | 122370 | 310935 | 447170 | 165601 | 333768 | 88739 | 119251 | 40200 | 82671 | 337787 | 91101 | 122061 | 122370 | 310935 | 447170 | 165601 | 333768 | 88739 | 119251 | 1.029 | 1.028 | 1.026 | 1.022 | 1.012 | 1.004 | 1.003 | 1.006 | 1.009 | 1.006 | 1 | 1.025 | 41366 | 84986 | 346569 | 93105 | 123526 | 122859 | 311868 | 449853 | 167091 | 335771 | 88739 | 122232 | 41366 | 84986 | 346569 | 93105 | 123526 | 122859 | 311868 | 449853 | 167091 | 335771 | 88739 | 122232 | 4043 | 8622 | 34768 | 9500 | 12440 | 12141 | 30969 | 44726 | 16931 | 32605 | 8896 | 12494 | 2261654 | 2261654 | 2287965 | 2287965 | 228135 | 2020
Vintage1985 | lignite | TRUE | 17698.7902.TX.ST | 7902 | N | . | Pirkey | Southwestern Electric Power Co | 17698 | TX | WSC | MRO |  | 22 | 1 | Electric Utility | ST | LIG | COL | SWPP | M | short tons | 214195 | 215284 | 202285 | 133449 | 28893 | 52320 | 238997 | 248455 | 14897 | 51929 | 238908 | 291256 | 214195 | 215284 | 202285 | 133449 | 28893 | 52320 | 238997 | 248455 | 14897 | 51929 | 238908 | 291256 | 12.77 | 12.786 | 12.76 | 13.102 | 12.732 | 13.278 | 12.606 | 12.786 | 13.11 | 13.436 | 12.964 | 12.538 | 2735270 | 2752621 | 2581157 | 1748449 | 367866 | 694705 | 3012796 | 3176746 | 195300 | 697718 | 3097203 | 3651768 | 2735270 | 2752621 | 2581157 | 1748449 | 367866 | 694705 | 3012796 | 3176746 | 195300 | 697718 | 3097203 | 3651768 | 249203 | 244935 | 230082 | 153181 | 31046 | 59325.726 | 257783.36 | 271967.34 | 16200.533 | 59298.554 | 274685.75 | 331508.7 | 1930868 | 1930868 | 24711599 | 24711599 | 2179217 | 2020
Vintage1985 | natural gas steam turbine | TRUE | 17698.7902.TX.ST | 7902 | N | . | Pirkey | Southwestern Electric Power Co | 17698 | TX | WSC | MRO |  | 22 | 1 | Electric Utility | ST | NG | NG | SWPP | M | mcf | 0 | 0 | 0 | 0 | 0 | 8177 | 9895 | 4423 | 524 | 19996 | 17942 | 11790 | 0 | 0 | 0 | 0 | 0 | 8177 | 9895 | 4423 | 524 | 19996 | 17942 | 11790 | 0 | 0 | 0 | 0 | 0 | 1.01 | 1 | 1 | 1 | 1 | 1 | 1 | 0 | 0 | 0 | 0 | 0 | 8259 | 9895 | 4423 | 524 | 19996 | 17942 | 11790 | 0 | 0 | 0 | 0 | 0 | 8259 | 9895 | 4423 | 524 | 19996 | 17942 | 11790 | 0 | 0 | 0 | 0 | 0 | 705.274 | 846.644 | 378.662 | 43.467 | 1699.446 | 1591.246 | 1070.3 | 72747 | 72747 | 72829 | 72829 | 6335.039 | 2020
Vintage2002 | natural gas peaker | TRUE | 17833.7903.MO.GT | 7903 | N | . | McCartney | City Utilities of Springfield - (MO) | 17833 | MO | WNC | MRO |  | 22 | 1 | Electric Utility | GT | NG | NG | SWPP | A | mcf | 48592 | 38406 | 36768 | 28940 | 23289 | 46825 | 69558 | 54961 | 41956 | 22242 | 24394 | 36740 | 48592 | 38406 | 36768 | 28940 | 23289 | 46825 | 69558 | 54961 | 41956 | 22242 | 24394 | 36740 | 1.024 | 1.024 | 1.024 | 1.024 | 1.024 | 1.024 | 1.024 | 1.024 | 1.024 | 1.024 | 1.024 | 1.024 | 49758 | 39328 | 37650 | 29635 | 23848 | 47949 | 71227 | 56280 | 42963 | 22776 | 24979 | 37622 | 49758 | 39328 | 37650 | 29635 | 23848 | 47949 | 71227 | 56280 | 42963 | 22776 | 24979 | 37622 | 4247.721 | 3357.37 | 3214.197 | 2529.911 | 2035.84 | 4093.387 | 6080.615 | 4804.619 | 3667.725 | 1944.364 | 2132.501 | 3211.75 | 472671 | 472671 | 484015 | 484015 | 41320 | 2020
Vintage1984 | hydro | TRUE | 10325.7907.CA.HY | 7907 | N | . | Pine Flat | Kings River Conservation Dist | 10325 | CA | PACC | WECC |  | 22 | 1 | Electric Utility | HY | WAT | HYC | CISO | M |  | 0 | 0 | 0 | 0 | 0 | 0 | 0 | 0 | 0 | 0 | 0 | 0 | 0 | 0 | 0 | 0 | 0 | 0 | 0 | 0 | 0 | 0 | 0 | 0 | 0 | 0 | 0 | 0 | 0 | 0 | 0 | 0 | 0 | 0 | 0 | 0 | 0 | 0 | 0 | 14702 | 338774 | 755137 | 784734 | 205954 | 6067 | 0 | 0 | 0 | 0 | 0 | 0 | 14702 | 338774 | 755137 | 784734 | 205954 | 6067 | 0 | 0 | 0 | 0 | 0 | 0 | 1677 | 38642 | 86134 | 89510 | 23492 | 692 | 0 | 0 | 0 | 0 | 0 | 2105368 | 2105368 | 240147 | 2020
Vintage2001 | natural gas peaker | TRUE | 15296.7909.NY.GT | 7909 | N | . | Vernon Boulevard | New York Power Authority | 15296 | NY | MAT | NPCC |  | 22 | 1 | Electric Utility | GT | NG | NG | NYIS | A | mcf | 54294 | 51013 | 49940 | 35635 | 41639 | 66238 | 95376 | 84954 | 66662 | 49923 | 51463 | 52453 | 54294 | 51013 | 49940 | 35635 | 41639 | 66238 | 95376 | 84954 | 66662 | 49923 | 51463 | 52453 | 1.033 | 1.033 | 1.033 | 1.033 | 1.033 | 1.033 | 1.033 | 1.033 | 1.033 | 1.033 | 1.033 | 1.033 | 56086 | 52696 | 51588 | 36811 | 43013 | 68424 | 98523 | 87757 | 68862 | 51570 | 53161 | 54184 | 56086 | 52696 | 51588 | 36811 | 43013 | 68424 | 98523 | 87757 | 68862 | 51570 | 53161 | 54184 | 4987.935 | 4686.423 | 4587.805 | 3273.651 | 3825.235 | 6085.025 | 8761.839 | 7804.395 | 6123.987 | 4586.258 | 4727.737 | 4818.71 | 699590 | 699590 | 722675 | 722675 | 64269 | 2020
Vintage2001 | natural gas peaker | TRUE | 15296.7910.NY.GT | 7910 | N | . | Joseph J Seymour Power Project | New York Power Authority | 15296 | NY | MAT | NPCC |  | 22 | 1 | Electric Utility | GT | NG | NG | NYIS | A | mcf | 85050 | 79910 | 78229 | 55820 | 65226 | 103758 | 149402 | 133076 | 104423 | 78202 | 80615 | 82166 | 85050 | 79910 | 78229 | 55820 | 65226 | 103758 | 149402 | 133076 | 104423 | 78202 | 80615 | 82166 | 1.034 | 1.034 | 1.034 | 1.034 | 1.034 | 1.034 | 1.034 | 1.034 | 1.034 | 1.034 | 1.034 | 1.034 | 87942 | 82627 | 80889 | 57718 | 67444 | 107286 | 154482 | 137601 | 107973 | 80861 | 83356 | 84960 | 87942 | 82627 | 80889 | 57718 | 67444 | 107286 | 154482 | 137601 | 107973 | 80861 | 83356 | 84960 | 7926.725 | 7447.569 | 7290.847 | 5202.42 | 6078.987 | 9670.2 | 13924.139 | 12402.588 | 9732.116 | 7288.389 | 7513.224 | 7657.796 | 1095877 | 1095877 | 1133139 | 1133139 | 102135 | 2020
Vintage1921 | hydro | TRUE | 64145.7911.CA.HY | 7911 | N | . | Kern Canyon | Kern and Tule Hydro LLC | 64145 | CA | PACC | WECC |  | 22 | 1 | Electric Utility | HY | WAT | HYC | CISO | A |  | 0 | 0 | 0 | 0 | 0 | 0 | 0 | 0 | 0 | 0 | 0 | 0 | 0 | 0 | 0 | 0 | 0 | 0 | 0 | 0 | 0 | 0 | 0 | 0 | 0 | 0 | 0 | 0 | 0 | 0 | 0 | 0 | 0 | 0 | 0 | 0 | 0 | 0 | 0 | 0 | 0 | 0 | 0 | 0 | 0 | 0 | 0 | 0 | 0 | 0 | 0 | 0 | 0 | 0 | 0 | 0 | 0 | 0 | 0 | 0 | 0 | 0 | 0 | 0 | 0 | 0 | 0 | 0 | 0 | 0 | 0 | 0 | 0 | 0 | 0 | 0 | 0 | 2020
Vintage2001 | natural gas peaker | TRUE | 15296.7912.NY.GT | 7912 | N | . | Brentwood | New York Power Authority | 15296 | NY | MAT | NPCC |  | 22 | 1 | Electric Utility | GT | NG | NG | NYIS | A | mcf | 64298 | 60411 | 59140 | 42200 | 49310 | 78440 | 112946 | 100604 | 78942 | 59120 | 60944 | 62117 | 64298 | 60411 | 59140 | 42200 | 49310 | 78440 | 112946 | 100604 | 78942 | 59120 | 60944 | 62117 | 1.03 | 1.03 | 1.03 | 1.03 | 1.03 | 1.03 | 1.03 | 1.03 | 1.03 | 1.03 | 1.03 | 1.03 | 66227 | 62223 | 60914 | 43466 | 50789 | 80793 | 116334 | 103622 | 81310 | 60894 | 62772 | 63981 | 66227 | 62223 | 60914 | 43466 | 50789 | 80793 | 116334 | 103622 | 81310 | 60894 | 62772 | 63981 | 6247.938 | 5870.261 | 5746.73 | 4100.608 | 4791.529 | 7622.164 | 10975.169 | 9775.865 | 7670.967 | 5744.793 | 5922.011 | 6035.965 | 828472 | 828472 | 853325 | 853325 | 80504 | 2020
Vintage2001 | natural gas peaker | TRUE | 15296.7913.NY.GT | 7913 | N | . | Hell Gate | New York Power Authority | 15296 | NY | MAT | NPCC |  | 22 | 1 | Electric Utility | GT | NG | NG | NYIS | A | mcf | 49676 | 46673 | 45691 | 32603 | 38096 | 60602 | 87261 | 77726 | 60990 | 45676 | 47085 | 47991 | 49676 | 46673 | 45691 | 32603 | 38096 | 60602 | 87261 | 77726 | 60990 | 45676 | 47085 | 47991 | 1.026 | 1.026 | 1.026 | 1.026 | 1.026 | 1.026 | 1.026 | 1.026 | 1.026 | 1.026 | 1.026 | 1.026 | 50968 | 47886 | 46879 | 33451 | 39086 | 62178 | 89530 | 79747 | 62576 | 46864 | 48309 | 49239 | 50968 | 47886 | 46879 | 33451 | 39086 | 62178 | 89530 | 79747 | 62576 | 46864 | 48309 | 49239 | 4569.615 | 4293.39 | 4203.043 | 2999.102 | 3504.427 | 5574.697 | 8027.017 | 7149.87 | 5610.391 | 4201.626 | 4331.239 | 4414.583 | 640070 | 640070 | 656713 | 656713 | 58879 | 2020
Vintage2001 | natural gas peaker | TRUE | 15296.7914.NY.GT | 7914 | N | . | Harlem River Yard | New York Power Authority | 15296 | NY | MAT | NPCC |  | 22 | 1 | Electric Utility | GT | NG | NG | NYIS | A | mcf | 46865 | 44029 | 43103 | 30756 | 35938 | 57169 | 82318 | 73323 | 57535 | 43088 | 44418 | 45272 | 46865 | 44029 | 43103 | 30756 | 35938 | 57169 | 82318 | 73323 | 57535 | 43088 | 44418 | 45272 | 1.027 | 1.027 | 1.027 | 1.027 | 1.027 | 1.027 | 1.027 | 1.027 | 1.027 | 1.027 | 1.027 | 1.027 | 48130 | 45218 | 44267 | 31586 | 36908 | 58713 | 84541 | 75303 | 59088 | 44251 | 45617 | 46494 | 48130 | 45218 | 44267 | 31586 | 36908 | 58713 | 84541 | 75303 | 59088 | 44251 | 45617 | 46494 | 4244.894 | 3988.298 | 3904.37 | 2785.983 | 3255.399 | 5178.554 | 7456.609 | 6641.793 | 5211.711 | 3903.054 | 4023.457 | 4100.878 | 603814 | 603814 | 620116 | 620116 | 54695 | 2020
Vintage2001 | natural gas peaker | TRUE | 15296.7915.NY.GT | 7915 | N | . | North 1st | New York Power Authority | 15296 | NY | MAT | NPCC |  | 22 | 1 | Electric Utility | GT | NG | NG | NYIS | A | mcf | 39262 | 36887 | 36111 | 25767 | 30109 | 47896 | 68965 | 61429 | 48202 | 36099 | 37212 | 37928 | 39262 | 36887 | 36111 | 25767 | 30109 | 47896 | 68965 | 61429 | 48202 | 36099 | 37212 | 37928 | 1.034 | 1.034 | 1.034 | 1.034 | 1.034 | 1.034 | 1.034 | 1.034 | 1.034 | 1.034 | 1.034 | 1.034 | 40597 | 38141 | 37339 | 26643 | 31133 | 49524 | 71310 | 63518 | 49841 | 37326 | 38477 | 39218 | 40597 | 38141 | 37339 | 26643 | 31133 | 49524 | 71310 | 63518 | 49841 | 37326 | 38477 | 39218 | 3654.59 | 3433.677 | 3361.42 | 2398.558 | 2802.697 | 4458.413 | 6419.678 | 5718.172 | 4486.96 | 3360.287 | 3463.947 | 3530.601 | 505867 | 505867 | 523067 | 523067 | 47089 | 2020
Vintage2003 | petroleum | TRUE | 13994.7916.GA.GT | 7916 | N | . | Talbot County Energy | Oglethorpe Power Corporation | 13994 | GA | SAT | SERC |  | 22 | 1 | Electric Utility | GT | DFO | DFO | SOCO | A | barrels | 124 | 92 | 73 | 35 | 55 | 172 | 133 | 70 | 80 | 92 | 91 | 89 | 124 | 92 | 73 | 35 | 55 | 172 | 133 | 70 | 80 | 92 | 91 | 89 | 5.8 | 5.8 | 5.8 | 5.8 | 5.8 | 5.8 | 5.8 | 5.8 | 5.8 | 5.8 | 5.8 | 5.8 | 719 | 534 | 423 | 203 | 319 | 998 | 771 | 406 | 464 | 534 | 528 | 516 | 719 | 534 | 423 | 203 | 319 | 998 | 771 | 406 | 464 | 534 | 528 | 516 | 59.883 | 44.339 | 35.363 | 16.789 | 26.572 | 83.255 | 64.085 | 33.664 | 38.495 | 44.616 | 44.057 | 43.05 | 1106 | 1106 | 6415 | 6415 | 534.168 | 2020
Vintage2003 | natural gas peaker | TRUE | 13994.7916.GA.GT | 7916 | N | . | Talbot County Energy | Oglethorpe Power Corporation | 13994 | GA | SAT | SERC |  | 22 | 1 | Electric Utility | GT | NG | NG | SOCO | A | mcf | 424809 | 472777 | 377899 | 354416 | 464568 | 524535 | 556670 | 543161 | 419530 | 405795 | 428470 | 471471 | 424809 | 472777 | 377899 | 354416 | 464568 | 524535 | 556670 | 543161 | 419530 | 405795 | 428470 | 471471 | 1.039 | 1.039 | 1.039 | 1.039 | 1.039 | 1.039 | 1.039 | 1.039 | 1.039 | 1.039 | 1.039 | 1.039 | 441377 | 491215 | 392637 | 368238 | 482686 | 544992 | 578380 | 564344 | 435892 | 421621 | 445180 | 489858 | 441377 | 491215 | 392637 | 368238 | 482686 | 544992 | 578380 | 564344 | 435892 | 421621 | 445180 | 489858 | 36753.97 | 40904.04 | 32695.385 | 30663.624 | 40193.876 | 45382.074 | 48162.403 | 46993.599 | 36297.246 | 35108.852 | 37070.678 | 40791.085 | 5444101 | 5444101 | 5656420 | 5656420 | 471016.83 | 2020
Vintage2003 | natural gas combined cycle | TRUE | 13994.7917.GA.CA | 7917 | N | . | Chattahoochee Energy Facility | Oglethorpe Power Corporation | 13994 | GA | SAT | SERC |  | 22 | 1 | Electric Utility | CA | NG | NG | SOCO | M | mcf | 41820 | 9395 | 864 | 2177 | 2969 | 11359 | 30453 | 22118 | 85281 | 3452 | 203 | 222 | 41820 | 9395 | 864 | 2177 | 2969 | 11359 | 30453 | 22118 | 85281 | 3452 | 203 | 222 | 1.019 | 1.019 | 1.019 | 1.019 | 1.019 | 1.019 | 1.019 | 1.019 | 1.019 | 1.019 | 1.019 | 1.019 | 42615 | 9574 | 880 | 2218 | 3025 | 11575 | 31032 | 22538 | 86901 | 3518 | 207 | 226 | 42615 | 9574 | 880 | 2218 | 3025 | 11575 | 31032 | 22538 | 86901 | 3518 | 207 | 226 | 118635 | 114610 | 64513 | 109171 | 112475 | 107310 | 109070 | 110626 | 80296 | 97962 | 77038 | 92829 | 210313 | 210313 | 214309 | 214309 | 1194535 | 2020
Vintage2003 | natural gas combined cycle | TRUE | 13994.7917.GA.CT | 7917 | N | . | Chattahoochee Energy Facility | Oglethorpe Power Corporation | 13994 | GA | SAT | SERC |  | 22 | 1 | Electric Utility | CT | NG | NG | SOCO | M | mcf | 2238562 | 2186565 | 1342760 | 2096983 | 2137913 | 2018149 | 2007665 | 2046835 | 1417921 | 1887176 | 1560894 | 1866982 | 2238562 | 2186565 | 1342760 | 2096983 | 2137913 | 2018149 | 2007665 | 2046835 | 1417921 | 1887176 | 1560894 | 1866982 | 1.019 | 1.019 | 1.019 | 1.019 | 1.019 | 1.019 | 1.019 | 1.019 | 1.019 | 1.019 | 1.019 | 1.019 | 2281095 | 2228110 | 1368272 | 2136826 | 2178533 | 2056494 | 2045811 | 2085725 | 1444861 | 1923032 | 1590551 | 1902455 | 2281095 | 2228110 | 1368272 | 2136826 | 2178533 | 2056494 | 2045811 | 2085725 | 1444861 | 1923032 | 1590551 | 1902455 | 224517 | 215095 | 117607 | 199650 | 201389 | 190113 | 189118 | 192311 | 141740 | 179326 | 144563 | 180053 | 22808405 | 22808405 | 23241765 | 23241765 | 2175482 | 2020
Vintage2001 | petroleum | TRUE | 40577.7918.OH.IC | 7918 | N | . | Galion | American Mun Power-Ohio, Inc | 40577 | OH | ENC | RFC |  | 22 | 1 | Electric Utility | IC | DFO | DFO | PJM | A | barrels | 35 | 45 | 28 | 31 | 40 | 44 | 64 | 38 | 24 | 52 | 38 | 30 | 35 | 45 | 28 | 31 | 40 | 44 | 64 | 38 | 24 | 52 | 38 | 30 | 5.795 | 5.795 | 5.795 | 5.795 | 5.795 | 5.795 | 5.795 | 5.795 | 5.795 | 5.795 | 5.795 | 5.795 | 203 | 261 | 162 | 180 | 232 | 255 | 371 | 220 | 139 | 301 | 220 | 174 | 203 | 261 | 162 | 180 | 232 | 255 | 371 | 220 | 139 | 301 | 220 | 174 | 20.786 | 26.342 | 16.111 | 17.866 | 23.624 | 25.882 | 37.473 | 22.357 | 13.796 | 30.281 | 21.921 | 17.561 | 469 | 469 | 2718 | 2718 | 274 | 2020
Vintage2001 | petroleum | TRUE | 40577.7919.OH.IC | 7919 | N | . | Seville | American Mun Power-Ohio, Inc | 40577 | OH | ENC | RFC |  | 22 | 1 | Electric Utility | IC | DFO | DFO | PJM | A | barrels | 41 | 52 | 32 | 35 | 46 | 51 | 73 | 44 | 27 | 59 | 43 | 34 | 41 | 52 | 32 | 35 | 46 | 51 | 73 | 44 | 27 | 59 | 43 | 34 | 5.795 | 5.795 | 5.795 | 5.795 | 5.795 | 5.795 | 5.795 | 5.795 | 5.795 | 5.795 | 5.795 | 5.795 | 238 | 301 | 185 | 203 | 267 | 296 | 423 | 255 | 156 | 342 | 249 | 197 | 238 | 301 | 185 | 203 | 267 | 296 | 423 | 255 | 156 | 342 | 249 | 197 | 23.819 | 30.188 | 18.463 | 20.474 | 27.073 | 29.661 | 42.944 | 25.621 | 15.81 | 34.701 | 25.121 | 20.125 | 537 | 537 | 3112 | 3112 | 314 | 2020
Vintage2001 | petroleum | TRUE | 19062.7920.IA.IC | 7920 | N | . | Traer South | City of Traer - (IA) | 19062 | IA | WNC | MRO |  | 22 | 1 | Electric Utility | IC | DFO | DFO | MISO | A | barrels | 11 | 12 | 11 | 12 | 14 | 17 | 9 | 14 | 11 | 13 | 18 | 14 | 11 | 12 | 11 | 12 | 14 | 17 | 9 | 14 | 11 | 13 | 18 | 14 | 5.8 | 5.8 | 5.8 | 5.8 | 5.8 | 5.8 | 5.8 | 5.8 | 5.8 | 5.8 | 5.8 | 5.8 | 64 | 70 | 64 | 70 | 81 | 99 | 52 | 81 | 64 | 75 | 104 | 81 | 64 | 70 | 64 | 70 | 81 | 99 | 52 | 81 | 64 | 75 | 104 | 81 | -9.594 | -9.973 | -8.521 | -9.664 | -11.137 | -13.426 | -6.85 | -11.105 | -8.505 | -10.611 | -14.252 | -11.362 | 156 | 156 | 905 | 905 | -125 | 2020
Vintage2002 | petroleum | TRUE | 11611.7921.IA.IC | 7921 | N | . | Maquoketa 2 | City of Maquoketa - (IA) | 11611 | IA | WNC | MRO |  | 22 | 1 | Electric Utility | IC | DFO | DFO | MISO | A | barrels | 0 | 0 | 0 | 0 | 0 | 0 | 0 | 0 | 0 | 0 | 0 | 0 | 0 | 0 | 0 | 0 | 0 | 0 | 0 | 0 | 0 | 0 | 0 | 0 | 0 | 0 | 0 | 0 | 0 | 0 | 0 | 0 | 0 | 0 | 0 | 0 | 0 | 0 | 0 | 0 | 0 | 0 | 0 | 0 | 0 | 0 | 0 | 0 | 0 | 0 | 0 | 0 | 0 | 0 | 0 | 0 | 0 | 0 | 0 | 0 | -13.352 | -13.883 | -11.862 | -13.452 | -15.503 | -18.689 | -9.536 | -15.458 | -11.839 | -14.771 | -19.839 | -15.816 | 0 | 0 | 0 | 0 | -174 | 2020
Vintage0 | petroleum | TRUE | 2287.7922.IA.IC | 7922 | N | . | Brooklyn City North Plant | City of Brooklyn - (IA) | 2287 | IA | WNC | MRO |  | 22 | 1 | Electric Utility | IC | DFO | DFO | MISO | A | barrels | 7 | 7 | 6 | 7 | 8 | 10 | 5 | 8 | 6 | 8 | 10 | 8 | 7 | 7 | 6 | 7 | 8 | 10 | 5 | 8 | 6 | 8 | 10 | 8 | 5.8 | 5.8 | 5.8 | 5.8 | 5.8 | 5.8 | 5.8 | 5.8 | 5.8 | 5.8 | 5.8 | 5.8 | 41 | 41 | 35 | 41 | 46 | 58 | 29 | 46 | 35 | 46 | 58 | 46 | 41 | 41 | 35 | 41 | 46 | 58 | 29 | 46 | 35 | 46 | 58 | 46 | 3.223 | 3.351 | 2.863 | 3.247 | 3.742 | 4.511 | 2.302 | 3.731 | 2.858 | 3.565 | 4.789 | 3.818 | 90 | 90 | 522 | 522 | 42 | 2020
Vintage2000 | petroleum | TRUE | 241.7924.AL.IC | 7924 | N | . | Albertville | Albertville Municipal Utilities Board | 241 | AL | ESC | SERC |  | 22 | 1 | Electric Utility | IC | DFO | DFO | TVA | A | barrels | 0 | 0 | 0 | 0 | 0 | 0 | 0 | 0 | 0 | 0 | 0 | 0 | 0 | 0 | 0 | 0 | 0 | 0 | 0 | 0 | 0 | 0 | 0 | 0 | 0 | 0 | 0 | 0 | 0 | 0 | 0 | 0 | 0 | 0 | 0 | 0 | 0 | 0 | 0 | 0 | 0 | 0 | 0 | 0 | 0 | 0 | 0 | 0 | 0 | 0 | 0 | 0 | 0 | 0 | 0 | 0 | 0 | 0 | 0 | 0 | 0 | 0 | 0 | 0 | 0 | 0 | 0 | 0 | 0 | 0 | 0 | 0 | 0 | 0 | 0 | 0 | 0 | 2020
Vintage2001 | petroleum | TRUE | 7570.7925.MN.GT | 7925 | N | . | Lakefield Junction | Great River Energy | 7570 | MN | WNC | MRO |  | 22 | 1 | Electric Utility | GT | DFO | DFO | MISO | A | barrels | 52 | 66 | 6 | 27 | 175 | 116 | 48 | 204 | 50 | 62 | 35 | 126 | 52 | 66 | 6 | 27 | 175 | 116 | 48 | 204 | 50 | 62 | 35 | 126 | 5.7 | 5.7 | 5.7 | 5.7 | 5.7 | 5.7 | 5.7 | 5.7 | 5.7 | 5.7 | 5.7 | 5.7 | 296 | 376 | 34 | 154 | 998 | 661 | 274 | 1163 | 285 | 353 | 200 | 718 | 296 | 376 | 34 | 154 | 998 | 661 | 274 | 1163 | 285 | 353 | 200 | 718 | 22.6 | 29.701 | 2.672 | 12.273 | 78.109 | 51.749 | 21.633 | 91.314 | 22.526 | 27.729 | 15.836 | 56.121 | 967 | 967 | 5512 | 5512 | 432.263 | 2020
Vintage2001 | natural gas peaker | TRUE | 7570.7925.MN.GT | 7925 | N | . | Lakefield Junction | Great River Energy | 7570 | MN | WNC | MRO |  | 22 | 1 | Electric Utility | GT | NG | NG | MISO | A | mcf | 63917 | 44950 | 43609 | 39414 | 31281 | 46394 | 61297 | 45691 | 28047 | 39192 | 30462 | 48111 | 63917 | 44950 | 43609 | 39414 | 31281 | 46394 | 61297 | 45691 | 28047 | 39192 | 30462 | 48111 | 1 | 1 | 1 | 1 | 1 | 1 | 1 | 1 | 1 | 1 | 1 | 1 | 63917 | 44950 | 43609 | 39414 | 31281 | 46394 | 61297 | 45691 | 28047 | 39192 | 30462 | 48111 | 63917 | 44950 | 43609 | 39414 | 31281 | 46394 | 61297 | 45691 | 28047 | 39192 | 30462 | 48111 | 5012.657 | 3525.178 | 3419.95 | 3091.018 | 2453.151 | 3638.386 | 4807.106 | 3583.228 | 2199.537 | 3073.553 | 2388.948 | 3773.025 | 522365 | 522365 | 522365 | 522365 | 40965.737 | 2020
Vintage2002 | petroleum | TRUE | 7570.7925.MN.IC | 7925 | N | . | Lakefield Junction | Great River Energy | 7570 | MN | WNC | MRO |  | 22 | 1 | Electric Utility | IC | DFO | DFO | MISO | A | barrels | 0 | 0 | 0 | 0 | 0 | 0 | 0 | 0 | 0 | 0 | 0 | 0 | 0 | 0 | 0 | 0 | 0 | 0 | 0 | 0 | 0 | 0 | 0 | 0 | 0 | 0 | 0 | 0 | 0 | 0 | 0 | 0 | 0 | 0 | 0 | 0 | 0 | 0 | 0 | 0 | 0 | 0 | 0 | 0 | 0 | 0 | 0 | 0 | 0 | 0 | 0 | 0 | 0 | 0 | 0 | 0 | 0 | 0 | 0 | 0 | 0 | 0 | 0 | 0 | 0 | 0 | 0 | 0 | 0 | 0 | 0 | 0 | 0 | 0 | 0 | 0 | 0 | 2020
Vintage2002 | petroleum | TRUE | 18204.7926.IA.IC | 7926 | N | . | South Strawberry | City of Strawberry Point | 18204 | IA | WNC | MRO |  | 22 | 1 | Electric Utility | IC | DFO | DFO | MISO | A | barrels | 2 | 2 | 2 | 2 | 2 | 5 | 1 | 2 | 2 | 2 | 3 | 2 | 2 | 2 | 2 | 2 | 2 | 5 | 1 | 2 | 2 | 2 | 3 | 2 | 5.5 | 5.5 | 5.5 | 5.5 | 5.5 | 5.5 | 5.5 | 5.5 | 5.5 | 5.5 | 5.5 | 5.5 | 11 | 11 | 11 | 11 | 11 | 28 | 6 | 11 | 11 | 11 | 17 | 11 | 11 | 11 | 11 | 11 | 11 | 28 | 6 | 11 | 11 | 11 | 17 | 11 | 1.227 | 1.277 | 1.091 | 1.237 | 1.426 | 1.719 | 0.877 | 1.421 | 1.089 | 1.358 | 1.824 | 1.454 | 27 | 27 | 150 | 150 | 16 | 2020
Vintage2000 | onshore wind | TRUE | 18642.7927.TN.WT | 7927 | N | . | Buffalo Mountain | Tennessee Valley Authority | 18642 | TN | ESC | SERC |  | 22 | 1 | Electric Utility | WT | WND | WND | TVA | M |  | 0 | 0 | 0 | 0 | 0 | 0 | 0 | 0 | 0 | 0 | 0 | 0 | 0 | 0 | 0 | 0 | 0 | 0 | 0 | 0 | 0 | 0 | 0 | 0 | 0 | 0 | 0 | 0 | 0 | 0 | 0 | 0 | 0 | 0 | 0 | 0 | 0 | 0 | 0 | 0 | 0 | 0 | 0 | 0 | 0 | 0 | 0 | 0 | 0 | 0 | 0 | 0 | 0 | 0 | 0 | 0 | 0 | 0 | 0 | 0 | 0 | 0 | 0 | 0 | 0 | 0 | 0 | 0 | 0 | 0 | 0 | 0 | 0 | 0 | 0 | 0 | 0 | 2020
Vintage2003 | natural gas peaker | TRUE | 10000.7928.KS.GT | 7928 | N | . | Osawatomie | Evergy Metro | 10000 | KS | WNC | MRO |  | 22 | 1 | Electric Utility | GT | NG | NG | SWPP | A | mcf | 29594 | 24966 | 21454 | 18447 | 17046 | 26314 | 38376 | 26887 | 18163 | 20185 | 15641 | 24083 | 29594 | 24966 | 21454 | 18447 | 17046 | 26314 | 38376 | 26887 | 18163 | 20185 | 15641 | 24083 | 1 | 1 | 1 | 1 | 1 | 1 | 1 | 1 | 1 | 1 | 1 | 1 | 29594 | 24966 | 21454 | 18447 | 17046 | 26314 | 38376 | 26887 | 18163 | 20185 | 15641 | 24083 | 29594 | 24966 | 21454 | 18447 | 17046 | 26314 | 38376 | 26887 | 18163 | 20185 | 15641 | 24083 | 2189.292 | 1846.905 | 1587.095 | 1364.629 | 1260.996 | 1946.614 | 2838.96 | 1989.045 | 1343.602 | 1493.212 | 1157.053 | 1781.597 | 281156 | 281156 | 281156 | 281156 | 20799 | 2020
Vintage2003 | natural gas peaker | TRUE | 10000.7929.KS.GT | 7929 | N | . | West Gardner | Evergy Metro | 10000 | KS | WNC | MRO |  | 22 | 1 | Electric Utility | GT | NG | NG | SWPP | A | mcf | 115103 | 97102 | 83443 | 71746 | 66298 | 102345 | 149260 | 104576 | 70641 | 78507 | 60833 | 93669 | 115103 | 97102 | 83443 | 71746 | 66298 | 102345 | 149260 | 104576 | 70641 | 78507 | 60833 | 93669 | 1 | 1 | 1 | 1 | 1 | 1 | 1 | 1 | 1 | 1 | 1 | 1 | 115103 | 97102 | 83443 | 71746 | 66298 | 102345 | 149260 | 104576 | 70641 | 78507 | 60833 | 93669 | 115103 | 97102 | 83443 | 71746 | 66298 | 102345 | 149260 | 104576 | 70641 | 78507 | 60833 | 93669 | 8563.595 | 7224.321 | 6208.051 | 5337.858 | 4932.49 | 7614.34 | 11104.824 | 7780.314 | 5255.611 | 5840.823 | 4525.908 | 6968.865 | 1093523 | 1093523 | 1093523 | 1093523 | 81357 | 2020
Vintage2002 | petroleum | TRUE | 16440.7930.KS.GT | 7930 | Y | . | Russell Energy Center | City of Russell - (KS) | 16440 | KS | WNC | MRO |  | 22 | 1 | Electric Utility | GT | DFO | DFO | SWPP | A | barrels | 0 | 0 | 0 | 0 | 0 | 0 | 0 | 0 | 0 | 0 | 0 | 0 | 0 | 0 | 0 | 0 | 0 | 0 | 0 | 0 | 0 | 0 | 0 | 0 | 0 | 0 | 0 | 0 | 0 | 0 | 0 | 0 | 0 | 0 | 0 | 0 | 0 | 0 | 0 | 0 | 0 | 0 | 0 | 0 | 0 | 0 | 0 | 0 | 0 | 0 | 0 | 0 | 0 | 0 | 0 | 0 | 0 | 0 | 0 | 0 | 0 | 0 | 0 | 0 | 0 | 0 | 0 | 0 | 0 | 0 | 0 | 0 | 0 | 0 | 0 | 0 | 0 | 2020
Vintage2002 | natural gas peaker | TRUE | 16440.7930.KS.GT | 7930 | Y | . | Russell Energy Center | City of Russell - (KS) | 16440 | KS | WNC | MRO |  | 22 | 1 | Electric Utility | GT | NG | NG | SWPP | A | mcf | 640 | 539 | 463 | 398 | 368 | 568 | 829 | 581 | 392 | 436 | 338 | 520 | 640 | 539 | 463 | 398 | 368 | 568 | 829 | 581 | 392 | 436 | 338 | 520 | 1.057 | 1.057 | 1.057 | 1.057 | 1.057 | 1.057 | 1.057 | 1.057 | 1.057 | 1.057 | 1.057 | 1.057 | 676 | 570 | 489 | 421 | 389 | 600 | 876 | 614 | 414 | 461 | 357 | 550 | 676 | 570 | 489 | 421 | 389 | 600 | 876 | 614 | 414 | 461 | 357 | 550 | 57.158 | 48.217 | 41.434 | 35.626 | 32.921 | 50.82 | 74.117 | 51.928 | 35.077 | 38.983 | 30.207 | 46.512 | 6072 | 6072 | 6417 | 6417 | 543 | 2020
Vintage2003 | natural gas combined cycle | TRUE | 20169.7931.OR.CA | 7931 | N | . | Coyote Springs II | Avista Corp | 20169 | OR | PACC | WECC |  | 22 | 1 | Electric Utility | CA | NG | NG | BPAT | M | mcf | 0 | 0 | 0 | 0 | 0 | 406 | 18019 | 28614 | 12817 | 6258 | 0 | 0 | 0 | 0 | 0 | 0 | 0 | 406 | 18019 | 28614 | 12817 | 6258 | 0 | 0 | 0 | 0 | 0 | 0 | 0 | 1.035 | 1.035 | 1.044 | 1.039 | 1.058 | 0 | 0 | 0 | 0 | 0 | 0 | 0 | 420 | 18650 | 29873 | 13317 | 6621 | 0 | 0 | 0 | 0 | 0 | 0 | 0 | 420 | 18650 | 29873 | 13317 | 6621 | 0 | 0 | 68462 | 62523 | 69321 | 45529 | 0 | 5615 | 42979 | 69919 | 66994 | 63761 | 55635 | 67994 | 66114 | 66114 | 68881 | 68881 | 618732 | 2020
Vintage2003 | natural gas combined cycle | TRUE | 20169.7931.OR.CT | 7931 | N | . | Coyote Springs II | Avista Corp | 20169 | OR | PACC | WECC |  | 22 | 1 | Electric Utility | CT | NG | NG | BPAT | M | mcf | 1310704 | 1188582 | 1328408 | 785973 | 0 | 111652 | 777896 | 1243220 | 1238447 | 1199156 | 1064081 | 1314423 | 1310704 | 1188582 | 1328408 | 785973 | 0 | 111652 | 777896 | 1243220 | 1238447 | 1199156 | 1064081 | 1314423 | 1.044 | 1.042 | 1.045 | 1.039 | 0 | 1.035 | 1.035 | 1.044 | 1.039 | 1.058 | 1.048 | 1.039 | 1368375 | 1238502 | 1388186 | 816626 | 0 | 115560 | 805122 | 1297922 | 1286746 | 1268707 | 1115157 | 1365685 | 1368375 | 1238502 | 1388186 | 816626 | 0 | 115560 | 805122 | 1297922 | 1286746 | 1268707 | 1115157 | 1365685 | 132628 | 117423 | 134826 | 77252 | 0 | 9264 | 72596 | 122713 | 122139 | 119447 | 107864 | 132448 | 11562542 | 11562542 | 12066588 | 12066588 | 1148600 | 2020
Vintage2001 | natural gas peaker | TRUE | 20910.7932.MI.GT | 7932 | N | . | Gaylord - Wolverine | Wolverine Power Supply Coop | 20910 | MI | ENC | RFC |  | 22 | 1 | Electric Utility | GT | NG | NG | MISO | A | mcf | 31975 | 28143 | 26780 | 23824 | 24141 | 26325 | 35421 | 28293 | 24521 | 26822 | 20511 | 25531 | 31975 | 28143 | 26780 | 23824 | 24141 | 26325 | 35421 | 28293 | 24521 | 26822 | 20511 | 25531 | 1.061 | 1.061 | 1.061 | 1.061 | 1.061 | 1.061 | 1.061 | 1.061 | 1.061 | 1.061 | 1.061 | 1.061 | 33925 | 29860 | 28414 | 25277 | 25614 | 27931 | 37582 | 30019 | 26017 | 28458 | 21762 | 27088 | 33925 | 29860 | 28414 | 25277 | 25614 | 27931 | 37582 | 30019 | 26017 | 28458 | 21762 | 27088 | 2093.348 | 1842.535 | 1753.269 | 1559.776 | 1580.473 | 1723.486 | 2319.007 | 1852.348 | 1605.382 | 1756.056 | 1342.824 | 1671.496 | 322287 | 322287 | 341947 | 341947 | 21100 | 2020
Vintage2011 | petroleum | TRUE | 16198.7934.IL.IC | 7934 | N | . | Industrial Park | City of Rock Falls - (IL) | 16198 | IL | ENC | RFC |  | 22 | 1 | Electric Utility | IC | DFO | DFO | MISO | A | barrels | 60 | 98 | 60 | 44 | 63 | 110 | 114 | 73 | 83 | 90 | 80 | 100 | 60 | 98 | 60 | 44 | 63 | 110 | 114 | 73 | 83 | 90 | 80 | 100 | 5.75 | 5.75 | 5.75 | 5.75 | 5.75 | 5.75 | 5.75 | 5.75 | 5.75 | 5.75 | 5.75 | 5.75 | 345 | 564 | 345 | 253 | 362 | 633 | 656 | 420 | 477 | 518 | 460 | 575 | 345 | 564 | 345 | 253 | 362 | 633 | 656 | 420 | 477 | 518 | 460 | 575 | 31.775 | 50.884 | 30.985 | 22.536 | 32.806 | 57.156 | 58.956 | 37.64 | 42.871 | 46.46 | 41.268 | 51.663 | 975 | 975 | 5608 | 5608 | 505 | 2020
Vintage2004 | petroleum | TRUE | 19150.7935.MO.IC | 7935 | N | . | Trenton South | Trenton Municipal Utilities - (MO) | 19150 | MO | WNC | SERC |  | 22 | 1 | Electric Utility | IC | DFO | DFO | SWPP | A | barrels | 9 | 10 | 9 | 10 | 12 | 14 | 7 | 12 | 9 | 11 | 15 | 12 | 9 | 10 | 9 | 10 | 12 | 14 | 7 | 12 | 9 | 11 | 15 | 12 | 5.8 | 5.8 | 5.8 | 5.8 | 5.8 | 5.8 | 5.8 | 5.8 | 5.8 | 5.8 | 5.8 | 5.8 | 52 | 58 | 52 | 58 | 70 | 81 | 41 | 70 | 52 | 64 | 87 | 70 | 52 | 58 | 52 | 58 | 70 | 81 | 41 | 70 | 52 | 64 | 87 | 70 | 5.371 | 5.585 | 4.772 | 5.412 | 6.237 | 7.519 | 3.836 | 6.219 | 4.763 | 5.942 | 7.981 | 6.363 | 130 | 130 | 755 | 755 | 70 | 2020
Vintage2002 | onshore wind | TRUE | 20160.7936.WA.WT | 7936 | N | . | Nine Canyon | Energy Northwest | 20160 | WA | PACC | WECC |  | 22 | 1 | Electric Utility | WT | WND | WND | BPAT | A |  | 0 | 0 | 0 | 0 | 0 | 0 | 0 | 0 | 0 | 0 | 0 | 0 | 0 | 0 | 0 | 0 | 0 | 0 | 0 | 0 | 0 | 0 | 0 | 0 | 0 | 0 | 0 | 0 | 0 | 0 | 0 | 0 | 0 | 0 | 0 | 0 | 240146 | 246553 | 233527 | 202636 | 200663 | 190955 | 185261 | 160083 | 127829 | 223767 | 190691 | 142028 | 240146 | 246553 | 233527 | 202636 | 200663 | 190955 | 185261 | 160083 | 127829 | 223767 | 190691 | 142028 | 27392.002 | 28122.791 | 26637.005 | 23113.493 | 22888.45 | 21781.137 | 21131.61 | 18259.759 | 14580.683 | 25523.755 | 21750.989 | 16200.326 | 0 | 0 | 2344139 | 2344139 | 267382 | 2020
Vintage2002 | petroleum | TRUE | 40229.7940.VA.IC | 7940 | N | . | Ponton Diesel Generating Facility | Old Dominion Electric Coop | 40229 | VA | SAT | SERC |  | 22 | 1 | Electric Utility | IC | DFO | DFO | PJM | A | barrels | 43 | 23 | 47 | 26 | 65 | 57 | 101 | 97 | 120 | 40 | 83 | 135 | 43 | 23 | 47 | 26 | 65 | 57 | 101 | 97 | 120 | 40 | 83 | 135 | 5.79 | 5.79 | 5.79 | 5.79 | 5.79 | 5.79 | 5.79 | 5.79 | 5.79 | 5.79 | 5.79 | 5.79 | 249 | 133 | 272 | 151 | 376 | 330 | 585 | 562 | 695 | 232 | 481 | 782 | 249 | 133 | 272 | 151 | 376 | 330 | 585 | 562 | 695 | 232 | 481 | 782 | 24.974 | 13.873 | 27.74 | 15.387 | 38.872 | 34.05 | 59.949 | 57.865 | 71.296 | 23.665 | 49.261 | 80.068 | 837 | 837 | 4848 | 4848 | 497 | 2020
Vintage2002 | petroleum | TRUE | 40229.7941.VA.IC | 7941 | N | . | Nottoway Diesel Generating Facility | Old Dominion Electric Coop | 40229 | VA | SAT | SERC |  | 22 | 1 | Electric Utility | IC | DFO | DFO | PJM | A | barrels | 59 | 32 | 64 | 35 | 89 | 78 | 138 | 133 | 164 | 54 | 113 | 184 | 59 | 32 | 64 | 35 | 89 | 78 | 138 | 133 | 164 | 54 | 113 | 184 | 5.79 | 5.79 | 5.79 | 5.79 | 5.79 | 5.79 | 5.79 | 5.79 | 5.79 | 5.79 | 5.79 | 5.79 | 342 | 185 | 371 | 203 | 515 | 452 | 799 | 770 | 950 | 313 | 654 | 1065 | 342 | 185 | 371 | 203 | 515 | 452 | 799 | 770 | 950 | 313 | 654 | 1065 | 34.47 | 19.149 | 38.289 | 21.239 | 53.654 | 46.998 | 82.747 | 79.87 | 98.408 | 32.664 | 67.995 | 110.517 | 1143 | 1143 | 6619 | 6619 | 686 | 2020
Vintage2001 | hydro | TRUE | 12397.7942.CA.HY | 7942 | N | . | Diamond Valley Lake | Metropolitan Water District of S CA | 12397 | CA | PACC | WECC |  | 22 | 1 | Electric Utility | HY | WAT | HYC | CISO | A |  | 0 | 0 | 0 | 0 | 0 | 0 | 0 | 0 | 0 | 0 | 0 | 0 | 0 | 0 | 0 | 0 | 0 | 0 | 0 | 0 | 0 | 0 | 0 | 0 | 0 | 0 | 0 | 0 | 0 | 0 | 0 | 0 | 0 | 0 | 0 | 0 | 13413 | 10007 | 10594 | 15551 | 21298 | 19901 | 21040 | 21202 | 14766 | 12143 | 9184 | 7565 | 13413 | 10007 | 10594 | 15551 | 21298 | 19901 | 21040 | 21202 | 14766 | 12143 | 9184 | 7565 | 1529.901 | 1141.392 | 1208.373 | 1773.771 | 2429.388 | 2269.933 | 2399.963 | 2418.333 | 1684.279 | 1385.125 | 1047.595 | 862.947 | 0 | 0 | 176664 | 176664 | 20151 | 2020
Vintage2004 | natural gas combined cycle | TRUE | 13100.7946.GA.CA | 7946 | N | . | Wansley Unit 9 | Municipal Electric Authority | 13100 | GA | SAT | SERC |  | 22 | 1 | Electric Utility | CA | NG | NG | SOCO | M | mcf | 63985 | 87277 | 65491 | 19288 | 57559 | 94630 | 103628 | 135170 | 92325 | 60533 | 41186 | 55582 | 63985 | 87277 | 65491 | 19288 | 57559 | 94630 | 103628 | 135170 | 92325 | 60533 | 41186 | 55582 | 1.064 | 1.029 | 1.027 | 1.029 | 1.026 | 1.026 | 1.031 | 1.031 | 1.032 | 1.03 | 1.029 | 1.031 | 68080 | 89808 | 67259 | 19847 | 59056 | 97090 | 106840 | 139360 | 95279 | 62349 | 42380 | 57305 | 68080 | 89808 | 67259 | 19847 | 59056 | 97090 | 106840 | 139360 | 95279 | 62349 | 42380 | 57305 | 109950 | 113907 | 96763 | 34433 | 90860 | 112722 | 118842 | 134915 | 110275 | 92056 | 64102 | 111169 | 876654 | 876654 | 904653 | 904653 | 1189994 | 2020
Vintage2004 | natural gas combined cycle | TRUE | 13100.7946.GA.CT | 7946 | N | . | Wansley Unit 9 | Municipal Electric Authority | 13100 | GA | SAT | SERC |  | 22 | 1 | Electric Utility | CT | NG | NG | SOCO | M | mcf | 1960124 | 2093841 | 1763031 | 654999 | 1661574 | 1971719 | 2015581 | 2256677 | 1863124 | 1635864 | 1205122 | 2015722 | 1960124 | 2093841 | 1763031 | 654999 | 1661574 | 1971719 | 2015581 | 2256677 | 1863124 | 1635864 | 1205122 | 2015722 | 1.064 | 1.029 | 1.027 | 1.029 | 1.026 | 1.026 | 1.031 | 1.031 | 1.032 | 1.03 | 1.029 | 1.031 | 2085572 | 2154562 | 1810633 | 673994 | 1704775 | 2022984 | 2078064 | 2326634 | 1922744 | 1684940 | 1240071 | 2078209 | 2085572 | 2154562 | 1810633 | 673994 | 1704775 | 2022984 | 2078064 | 2326634 | 1922744 | 1684940 | 1240071 | 2078209 | 190898 | 195835 | 168078 | 59195 | 152356 | 179205 | 186046 | 206574 | 173832 | 150343 | 107890 | 193065 | 21097378 | 21097378 | 21783182 | 21783182 | 1963317 | 2020
Vintage2003 | petroleum | TRUE | 14232.7947.MN.GT | 7947 | N | . | Solway CT | Otter Tail Power Co | 14232 | MN | WNC | MRO |  | 22 | 1 | Electric Utility | GT | DFO | DFO | MISO | A | barrels | . | . | . | . | . | . | . | . | . | . | . | 1 | . | . | . | . | . | . | . | . | . | . | . | 1 | . | . | . | . | . | . | . | . | . | . | . | 6 | . | . | . | . | . | . | . | . | . | . | . | 6 | . | . | . | . | . | . | . | . | . | . | . | 6 | . | . | . | . | . | . | . | . | . | . | . | 0.589 | 1 | 1 | 6 | 6 | 0.589 | 2020
Vintage2003 | natural gas peaker | TRUE | 14232.7947.MN.GT | 7947 | N | . | Solway CT | Otter Tail Power Co | 14232 | MN | WNC | MRO |  | 22 | 1 | Electric Utility | GT | NG | NG | MISO | A | mcf | 62302 | 43815 | 42507 | 38418 | 30490 | 45222 | 59748 | 44536 | 27338 | 38201 | 29692 | 46895 | 62302 | 43815 | 42507 | 38418 | 30490 | 45222 | 59748 | 44536 | 27338 | 38201 | 29692 | 46895 | 1.035 | 1.035 | 1.035 | 1.035 | 1.035 | 1.035 | 1.035 | 1.035 | 1.035 | 1.035 | 1.035 | 1.035 | 64483 | 45349 | 43995 | 39763 | 31557 | 46805 | 61839 | 46095 | 28295 | 39538 | 30731 | 48536 | 64483 | 45349 | 43995 | 39763 | 31557 | 46805 | 61839 | 46095 | 28295 | 39538 | 30731 | 48536 | 6326.909 | 4449.433 | 4316.616 | 3901.442 | 3096.334 | 4592.323 | 6067.465 | 4522.703 | 2776.227 | 3879.398 | 3015.298 | 4762.263 | 509164 | 509164 | 526986 | 526986 | 51706.411 | 2020
Vintage2005 | petroleum | TRUE | 14232.7947.MN.IC | 7947 | N | . | Solway CT | Otter Tail Power Co | 14232 | MN | WNC | MRO |  | 22 | 1 | Electric Utility | IC | DFO | DFO | MISO | A | barrels | 0 | 0 | 0 | 0 | 0 | 0 | 0 | 0 | 0 | 0 | 0 | 3 | 0 | 0 | 0 | 0 | 0 | 0 | 0 | 0 | 0 | 0 | 0 | 3 | 0 | 0 | 0 | 0 | 0 | 0 | 0 | 0 | 0 | 0 | 0 | 6 | 0 | 0 | 0 | 0 | 0 | 0 | 0 | 0 | 0 | 0 | 0 | 18 | 0 | 0 | 0 | 0 | 0 | 0 | 0 | 0 | 0 | 0 | 0 | 18 | 0 | 0 | 0 | 0 | 0 | 0 | 0 | 0 | 0 | 0 | 0 | 0 | 3 | 3 | 18 | 18 | 0 | 2020
Vintage2005 | natural gas peaker | TRUE | 9267.7948.IN.GT | 7948 | N | . | Lawrence County Station | Hoosier Energy R E C, Inc | 9267 | IN | ENC | RFC |  | 22 | 1 | Electric Utility | GT | NG | NG | MISO | A | mcf | 53719 | 48505 | 45496 | 44406 | 45958 | 52860 | 56700 | 50254 | 41705 | 42171 | 34699 | 48954 | 53719 | 48505 | 45496 | 44406 | 45958 | 52860 | 56700 | 50254 | 41705 | 42171 | 34699 | 48954 | 1.095 | 1.095 | 1.095 | 1.095 | 1.095 | 1.095 | 1.095 | 1.095 | 1.095 | 1.095 | 1.095 | 1.095 | 58822 | 53113 | 49818 | 48625 | 50324 | 57882 | 62087 | 55028 | 45667 | 46177 | 37995 | 53605 | 58822 | 53113 | 49818 | 48625 | 50324 | 57882 | 62087 | 55028 | 45667 | 46177 | 37995 | 53605 | 5044.097 | 4554.442 | 4271.983 | 4169.557 | 4315.314 | 4963.375 | 5323.999 | 4718.753 | 3915.951 | 3959.751 | 3258.162 | 4596.616 | 565427 | 565427 | 619143 | 619143 | 53092 | 2020
Vintage2008 | natural gas peaker | TRUE | 9191.7953.ID.GT | 7953 | N | . | Evander Andrews Power Complex | Idaho Power Co | 9191 | ID | MTN | WECC |  | 22 | 1 | Electric Utility | GT | NG | NG | IPCO | A | mcf | 347162 | 286883 | 289217 | 158520 | 53157 | 51575 | 242539 | 321971 | 318981 | 186136 | 332697 | 351643 | 347162 | 286883 | 289217 | 158520 | 53157 | 51575 | 242539 | 321971 | 318981 | 186136 | 332697 | 351643 | 1 | 1 | 1 | 1 | 1 | 1 | 1 | 1 | 1 | 1 | 1 | 1 | 347162 | 286883 | 289217 | 158520 | 53157 | 51575 | 242539 | 321971 | 318981 | 186136 | 332697 | 351643 | 347162 | 286883 | 289217 | 158520 | 53157 | 51575 | 242539 | 321971 | 318981 | 186136 | 332697 | 351643 | 32422.951 | 26793.258 | 27011.229 | 14804.847 | 4964.526 | 4816.764 | 22651.751 | 30070.248 | 29791.002 | 17384.043 | 31071.949 | 32841.432 | 2940481 | 2940481 | 2940481 | 2940481 | 274624 | 2020
Vintage2001 | petroleum | TRUE | 56152.7954.FL.GT | 7954 | N | . | Field Street | New Smyrna Beach Utilities Commission | 56152 | FL | SAT | SERC |  | 22 | 1 | Electric Utility | GT | DFO | DFO | NSB | A | barrels | 1 | 1 | 1 | 1 | 1 | 1 | 1 | 1 | 1 | 1 | 1 | 1 | 1 | 1 | 1 | 1 | 1 | 1 | 1 | 1 | 1 | 1 | 1 | 1 | 5.8 | 5.8 | 5.8 | 5.8 | 5.8 | 5.8 | 5.8 | 5.8 | 5.8 | 5.8 | 5.8 | 5.8 | 6 | 6 | 6 | 6 | 6 | 6 | 6 | 6 | 6 | 6 | 6 | 6 | 6 | 6 | 6 | 6 | 6 | 6 | 6 | 6 | 6 | 6 | 6 | 6 | -16.513 | -12.793 | -6.891 | -6.935 | -12.091 | -12.917 | -11.07 | -9.441 | -8.66 | -11.497 | -5.802 | -10.39 | 12 | 12 | 72 | 72 | -125 | 2020
Vintage2009 | biomass | TRUE | 14127.7955.NE.IC | 7955 | N | . | Elk City Station | Omaha Public Power District | 14127 | NE | WNC | MRO |  | 22 | 1 | Electric Utility | IC | LFG | MLG | SWPP | A | mcf | 84691 | 86843 | 92596 | 96504 | 99229 | 96298 | 101531 | 107385 | 90551 | 94248 | 91450 | 87320 | 84691 | 86843 | 92596 | 96504 | 99229 | 96298 | 101531 | 107385 | 90551 | 94248 | 91450 | 87320 | 0.516 | 0.516 | 0.516 | 0.516 | 0.516 | 0.516 | 0.516 | 0.516 | 0.516 | 0.516 | 0.516 | 0.516 | 43701 | 44811 | 47780 | 49796 | 51202 | 49690 | 52390 | 55411 | 46724 | 48632 | 47188 | 45057 | 43701 | 44811 | 47780 | 49796 | 51202 | 49690 | 52390 | 55411 | 46724 | 48632 | 47188 | 45057 | 3634.581 | 3726.964 | 3973.84 | 4141.57 | 4258.526 | 4132.729 | 4357.293 | 4608.559 | 3886.088 | 4044.761 | 3924.665 | 3747.424 | 1128646 | 1128646 | 582382 | 582382 | 48437 | 2020
Vintage2003 | petroleum | TRUE | 59159.7957.SC.IC | 7957 | N | . | Sediver | Central Electric Power | 59159 | SC | SAT | SERC |  | 22 | 1 | Electric Utility | IC | DFO | DFO | DUK | A | barrels | 10 | 12 | 9 | 7 | 11 | 11 | 8 | 9 | 8 | 7 | 6 | 16 | 10 | 12 | 9 | 7 | 11 | 11 | 8 | 9 | 8 | 7 | 6 | 16 | 6 | 6 | 6 | 6 | 6 | 6 | 6 | 6 | 6 | 6 | 6 | 6 | 60 | 72 | 54 | 42 | 66 | 66 | 48 | 54 | 48 | 42 | 36 | 96 | 60 | 72 | 54 | 42 | 66 | 66 | 48 | 54 | 48 | 42 | 36 | 96 | 0.5 | 0.643 | 0.474 | 0.364 | 0.59 | 0.601 | 0.403 | 0.46 | 0.441 | 0.369 | 0.306 | 0.849 | 114 | 114 | 684 | 684 | 6 | 2020
Vintage2003 | biomass | TRUE | 17543.7958.SC.IC | 7958 | N | . | Horry Land Fill Gas Site | South Carolina Public Service Authority | 17543 | SC | SAT | SERC |  | 22 | 1 | Electric Utility | IC | LFG | MLG | SC | A | mcf | 16396 | 15681 | 17453 | 16183 | 15923 | 14054 | 15245 | 15395 | 14228 | 14363 | 14870 | 17155 | 16396 | 15681 | 17453 | 16183 | 15923 | 14054 | 15245 | 15395 | 14228 | 14363 | 14870 | 17155 | 0.5 | 0.5 | 0.5 | 0.5 | 0.5 | 0.5 | 0.5 | 0.5 | 0.5 | 0.5 | 0.5 | 0.5 | 8198 | 7841 | 8727 | 8092 | 7962 | 7027 | 7623 | 7698 | 7114 | 7182 | 7435 | 8578 | 8198 | 7841 | 8727 | 8092 | 7962 | 7027 | 7623 | 7698 | 7114 | 7182 | 7435 | 8578 | 709.939 | 678.933 | 755.641 | 700.651 | 689.383 | 608.463 | 660.026 | 666.532 | 616.014 | 621.867 | 643.808 | 742.743 | 186946 | 186946 | 93477 | 93477 | 8094 | 2020
Vintage2002 | petroleum | TRUE | 18642.7960.MS.GT | 7960 | N | . | Kemper County | Tennessee Valley Authority | 18642 | MS | ESC | SERC |  | 22 | 1 | Electric Utility | GT | DFO | DFO | TVA | A | barrels | 55 | 43 | 42 | 23 | 56 | 43 | 37 | 53 | 28 | 26 | 36 | 60 | 55 | 43 | 42 | 23 | 56 | 43 | 37 | 53 | 28 | 26 | 36 | 60 | 5.762 | 5.762 | 5.762 | 5.762 | 5.762 | 5.762 | 5.762 | 5.762 | 5.762 | 5.762 | 5.762 | 5.762 | 317 | 248 | 242 | 133 | 323 | 248 | 213 | 305 | 161 | 150 | 207 | 346 | 317 | 248 | 242 | 133 | 323 | 248 | 213 | 305 | 161 | 150 | 207 | 346 | 35.849 | 28.876 | 28.332 | 15.658 | 37.474 | 28.591 | 25.091 | 35.745 | 18.757 | 17.716 | 24.46 | 39.947 | 502 | 502 | 2893 | 2893 | 336.496 | 2020
Vintage2002 | natural gas peaker | TRUE | 18642.7960.MS.GT | 7960 | N | . | Kemper County | Tennessee Valley Authority | 18642 | MS | ESC | SERC |  | 22 | 1 | Electric Utility | GT | NG | NG | TVA | A | mcf | 242502 | 248722 | 196665 | 193132 | 237944 | 248367 | 284337 | 280592 | 233565 | 216571 | 187078 | 221113 | 242502 | 248722 | 196665 | 193132 | 237944 | 248367 | 284337 | 280592 | 233565 | 216571 | 187078 | 221113 | 1 | 1 | 1 | 1 | 1 | 1 | 1 | 1 | 1 | 1 | 1 | 1 | 242502 | 248722 | 196665 | 193132 | 237944 | 248367 | 284337 | 280592 | 233565 | 216571 | 187078 | 221113 | 242502 | 248722 | 196665 | 193132 | 237944 | 248367 | 284337 | 280592 | 233565 | 216571 | 187078 | 221113 | 28211.017 | 28934.636 | 22878.585 | 22467.604 | 27680.753 | 28893.243 | 33077.731 | 32642.112 | 27171.325 | 25194.377 | 21763.336 | 25722.785 | 2790588 | 2790588 | 2790588 | 2790588 | 324637.5 | 2020
Vintage2012 | petroleum | TRUE | 5084.7962.DE.GT | 7962 | N | . | Warren F Sam Beasley Generation Station | Delaware Municipal Electric Corp | 5084 | DE | SAT | RFC |  | 22 | 1 | Electric Utility | GT | DFO | DFO | PJM | M | barrels | 0 | 169 | 0 | 0 | 0 | 0 | 0 | 174 | 99 | 0 | 959 | 0 | 0 | 169 | 0 | 0 | 0 | 0 | 0 | 174 | 99 | 0 | 959 | 0 | 0 | 5.796 | 0 | 0 | 0 | 0 | 0 | 5.796 | 5.796 | 0 | 5.796 | 0 | 0 | 980 | 0 | 0 | 0 | 0 | 0 | 1009 | 574 | 0 | 5558 | 0 | 0 | 980 | 0 | 0 | 0 | 0 | 0 | 1009 | 574 | 0 | 5558 | 0 | 0 | -14.582 | 0 | 0 | 0 | 0 | 0 | 91.568 | 52.499 | 0 | 518.269 | 0 | 1401 | 1401 | 8121 | 8121 | 647.754 | 2020
Vintage2012 | natural gas peaker | TRUE | 5084.7962.DE.GT | 7962 | N | . | Warren F Sam Beasley Generation Station | Delaware Municipal Electric Corp | 5084 | DE | SAT | RFC |  | 22 | 1 | Electric Utility | GT | NG | NG | PJM | M | mcf | 1420 | 1329 | 789 | 1075 | 7741 | 13896 | 105168 | 71647 | 35019 | 3178 | 35092 | 31423 | 1420 | 1329 | 789 | 1075 | 7741 | 13896 | 105168 | 71647 | 35019 | 3178 | 35092 | 31423 | 1.032 | 1.032 | 1.032 | 1.032 | 1.032 | 1.032 | 1.032 | 1.032 | 1.032 | 1.032 | 1.032 | 1.032 | 1465 | 1372 | 814 | 1109 | 7989 | 14341 | 108533 | 73940 | 36140 | 3280 | 36215 | 32429 | 1465 | 1372 | 814 | 1109 | 7989 | 14341 | 108533 | 73940 | 36140 | 3280 | 36215 | 32429 | -105 | -20.418 | -209 | -152 | 567 | 735 | 10359 | 6713.432 | 3306.501 | 194 | 3376.731 | 2863 | 307777 | 307777 | 317627 | 317627 | 27628.246 | 2020
Vintage2002 | petroleum | TRUE | 19436.7964.MO.GT | 7964 | N | . | Peno Creek | Union Electric Co - (MO) | 19436 | MO | WNC | SERC |  | 22 | 1 | Electric Utility | GT | DFO | DFO | MISO | A | barrels | 0 | 0 | 0 | 0 | 0 | 0 | 0 | 0 | 0 | 0 | 0 | 0 | 0 | 0 | 0 | 0 | 0 | 0 | 0 | 0 | 0 | 0 | 0 | 0 | 0 | 0 | 0 | 0 | 0 | 0 | 0 | 0 | 0 | 0 | 0 | 0 | 0 | 0 | 0 | 0 | 0 | 0 | 0 | 0 | 0 | 0 | 0 | 0 | 0 | 0 | 0 | 0 | 0 | 0 | 0 | 0 | 0 | 0 | 0 | 0 | 0 | 0 | 0 | 0 | 0 | 0 | 0 | 0 | 0 | 0 | 0 | 0 | 0 | 0 | 0 | 0 | 0 | 2020
Vintage2002 | natural gas peaker | TRUE | 19436.7964.MO.GT | 7964 | N | . | Peno Creek | Union Electric Co - (MO) | 19436 | MO | WNC | SERC |  | 22 | 1 | Electric Utility | GT | NG | NG | MISO | A | mcf | 27543 | 21769 | 20841 | 16404 | 13201 | 26542 | 39427 | 31154 | 23782 | 12607 | 13827 | 20825 | 27543 | 21769 | 20841 | 16404 | 13201 | 26542 | 39427 | 31154 | 23782 | 12607 | 13827 | 20825 | 1.016 | 1.016 | 1.016 | 1.016 | 1.016 | 1.016 | 1.016 | 1.016 | 1.016 | 1.016 | 1.016 | 1.016 | 27984 | 22117 | 21174 | 16666 | 13412 | 26967 | 40058 | 31652 | 24163 | 12809 | 14048 | 21158 | 27984 | 22117 | 21174 | 16666 | 13412 | 26967 | 40058 | 31652 | 24163 | 12809 | 14048 | 21158 | 2135.581 | 1687.948 | 1615.966 | 1271.935 | 1023.537 | 2057.987 | 3057.084 | 2415.565 | 1843.981 | 977.546 | 1072.134 | 1614.736 | 267922 | 267922 | 272208 | 272208 | 20774 | 2020
Vintage1999 | onshore wind | TRUE | 11018.7965.NE.WT | 7965 | N | . | Salt Valley Wind Plant | Lincoln Electric System | 11018 | NE | WNC | MRO |  | 22 | 1 | Electric Utility | WT | WND | WND | SWPP | A |  | 0 | 0 | 0 | 0 | 0 | 0 | 0 | 0 | 0 | 0 | 0 | 0 | 0 | 0 | 0 | 0 | 0 | 0 | 0 | 0 | 0 | 0 | 0 | 0 | 0 | 0 | 0 | 0 | 0 | 0 | 0 | 0 | 0 | 0 | 0 | 0 | 1812 | 1907 | 1846 | 1786 | 1542 | 1943 | 1405 | 1669 | 1812 | 1852 | 1966 | 1948 | 1812 | 1907 | 1846 | 1786 | 1542 | 1943 | 1405 | 1669 | 1812 | 1852 | 1966 | 1948 | 206.648 | 217.539 | 210.556 | 203.719 | 175.943 | 221.675 | 160.213 | 190.33 | 206.674 | 211.217 | 224.276 | 222.21 | 0 | 0 | 21488 | 21488 | 2451 | 2020
Vintage2000 | onshore wind | TRUE | 309.7966.IA.WT | 7966 | N | . | Iowa Distributed Wind Generation Project | City of Algona - (IA) | 309 | IA | WNC | MRO |  | 22 | 1 | Electric Utility | WT | WND | WND | SWPP | A |  | 0 | 0 | 0 | 0 | 0 | 0 | 0 | 0 | 0 | 0 | 0 | 0 | 0 | 0 | 0 | 0 | 0 | 0 | 0 | 0 | 0 | 0 | 0 | 0 | 0 | 0 | 0 | 0 | 0 | 0 | 0 | 0 | 0 | 0 | 0 | 0 | 3278 | 3955 | 3947 | 3928 | 3474 | 4075 | 2232 | 3017 | 3887 | 4340 | 4966 | 3831 | 3278 | 3955 | 3947 | 3928 | 3474 | 4075 | 2232 | 3017 | 3887 | 4340 | 4966 | 3831 | 373.936 | 451.127 | 450.187 | 448.022 | 396.285 | 464.842 | 254.647 | 344.139 | 443.325 | 495.049 | 566.423 | 437.018 | 0 | 0 | 44930 | 44930 | 5125 | 2020
Vintage2002 | natural gas peaker | TRUE | 15473.7967.NM.GT | 7967 | N | . | Lordsburg Generating | Public Service Co of NM | 15473 | NM | MTN | WECC |  | 22 | 1 | Electric Utility | GT | NG | NG | PNM | A | mcf | 11089 | 10025 | 9898 | 10310 | 10165 | 9989 | 14165 | 14585 | 12489 | 10059 | 9066 | 9272 | 11089 | 10025 | 9898 | 10310 | 10165 | 9989 | 14165 | 14585 | 12489 | 10059 | 9066 | 9272 | 1.04 | 1.04 | 1.04 | 1.04 | 1.04 | 1.04 | 1.04 | 1.04 | 1.04 | 1.04 | 1.04 | 1.04 | 11533 | 10426 | 10294 | 10722 | 10572 | 10389 | 14732 | 15168 | 12989 | 10461 | 9429 | 9643 | 11533 | 10426 | 10294 | 10722 | 10572 | 10389 | 14732 | 15168 | 12989 | 10461 | 9429 | 9643 | 1011.026 | 914.042 | 902.404 | 939.999 | 926.771 | 910.737 | 1291.451 | 1329.771 | 1138.679 | 917.116 | 826.622 | 845.382 | 131112 | 131112 | 136358 | 136358 | 11954 | 2020
Vintage2003 | petroleum | TRUE | 14645.7971.IA.IC | 7971 | N | . | Pella Peaking | City of Pella - (IA) | 14645 | IA | WNC | MRO |  | 22 | 1 | Electric Utility | IC | DFO | DFO | MISO | A | barrels | 35 | 38 | 32 | 36 | 42 | 51 | 26 | 42 | 32 | 40 | 54 | 43 | 35 | 38 | 32 | 36 | 42 | 51 | 26 | 42 | 32 | 40 | 54 | 43 | 5.83 | 5.83 | 5.83 | 5.83 | 5.83 | 5.83 | 5.83 | 5.83 | 5.83 | 5.83 | 5.83 | 5.83 | 204 | 222 | 187 | 210 | 245 | 297 | 152 | 245 | 187 | 233 | 315 | 251 | 204 | 222 | 187 | 210 | 245 | 297 | 152 | 245 | 187 | 233 | 315 | 251 | 19.954 | 20.745 | 17.724 | 20.101 | 23.166 | 27.926 | 14.248 | 23.097 | 17.69 | 22.071 | 29.645 | 23.633 | 471 | 471 | 2748 | 2748 | 260 | 2020
Vintage2002 | natural gas peaker | TRUE | 20910.7972.MI.GT | 7972 | N | . | Sumpter | Wolverine Power Supply Coop | 20910 | MI | ENC | RFC |  | 22 | 1 | Electric Utility | GT | NG | NG | MISO | A | mcf | 415631 | 365832 | 348108 | 309691 | 313800 | 342195 | 460434 | 367780 | 318745 | 348661 | 266615 | 331872 | 415631 | 365832 | 348108 | 309691 | 313800 | 342195 | 460434 | 367780 | 318745 | 348661 | 266615 | 331872 | 1.072 | 1.072 | 1.072 | 1.072 | 1.072 | 1.072 | 1.072 | 1.072 | 1.072 | 1.072 | 1.072 | 1.072 | 445556 | 392172 | 373172 | 331989 | 336394 | 366833 | 493585 | 394260 | 341695 | 373765 | 285811 | 355767 | 445556 | 392172 | 373172 | 331989 | 336394 | 366833 | 493585 | 394260 | 341695 | 373765 | 285811 | 355767 | 33716.812 | 29677.033 | 28239.259 | 25122.749 | 25456.101 | 27759.554 | 37351.403 | 29835.089 | 25857.304 | 28284.146 | 21628.378 | 26922.172 | 4189364 | 4189364 | 4490999 | 4490999 | 339850 | 2020
Vintage2002 | petroleum | TRUE | 9961.7973.KS.IC | 7973 | N | . | Sharpe | Kansas Electric Power Coop Inc | 9961 | KS | WNC | MRO |  | 22 | 1 | Electric Utility | IC | DFO | DFO | SWPP | A | barrels | 385 | 400 | 342 | 388 | 447 | 539 | 275 | 446 | 341 | 426 | 572 | 456 | 385 | 400 | 342 | 388 | 447 | 539 | 275 | 446 | 341 | 426 | 572 | 456 | 5.863 | 5.863 | 5.863 | 5.863 | 5.863 | 5.863 | 5.863 | 5.863 | 5.863 | 5.863 | 5.863 | 5.863 | 2257 | 2345 | 2005 | 2275 | 2621 | 3160 | 1612 | 2615 | 1999 | 2498 | 3354 | 2674 | 2257 | 2345 | 2005 | 2275 | 2621 | 3160 | 1612 | 2615 | 1999 | 2498 | 3354 | 2674 | 181.569 | 188.777 | 161.291 | 182.917 | 210.81 | 254.129 | 129.661 | 210.187 | 160.983 | 200.85 | 269.768 | 215.058 | 5017 | 5017 | 29415 | 29415 | 2366 | 2020
Vintage2001 | onshore wind | TRUE | 1307.7974.SD.WT | 7974 | N | . | Chamberlain Wind Project | Basin Electric Power Coop | 1307 | SD | WNC | MRO |  | 22 | 1 | Electric Utility | WT | WND | WND | SWPP | A |  | 0 | 0 | 0 | 0 | 0 | 0 | 0 | 0 | 0 | 0 | 0 | 0 | 0 | 0 | 0 | 0 | 0 | 0 | 0 | 0 | 0 | 0 | 0 | 0 | 0 | 0 | 0 | 0 | 0 | 0 | 0 | 0 | 0 | 0 | 0 | 0 | 596 | 766 | 797 | 688 | 663 | 679 | 511 | 628 | 694 | 728 | 796 | 774 | 596 | 766 | 797 | 688 | 663 | 679 | 511 | 628 | 694 | 728 | 796 | 774 | 67.971 | 87.347 | 90.963 | 78.45 | 75.618 | 77.461 | 58.331 | 71.612 | 79.116 | 83.013 | 90.825 | 88.293 | 0 | 0 | 8320 | 8320 | 949 | 2020
Vintage2003 | petroleum | TRUE | 30151.7975.NM.GT | 7975 | N | . | Pyramid | Tri-State G & T Assn, Inc | 30151 | NM | MTN | WECC |  | 22 | 1 | Electric Utility | GT | DFO | DFO | PNM | A | barrels | 87 | 70 | 64 | 86 | 59 | 75 | 70 | 78 | 94 | 80 | 103 | 95 | 87 | 70 | 64 | 86 | 59 | 75 | 70 | 78 | 94 | 80 | 103 | 95 | 5.5 | 5.5 | 5.5 | 5.5 | 5.5 | 5.5 | 5.5 | 5.5 | 5.5 | 5.5 | 5.5 | 5.5 | 479 | 385 | 352 | 473 | 325 | 413 | 385 | 429 | 517 | 440 | 567 | 523 | 479 | 385 | 352 | 473 | 325 | 413 | 385 | 429 | 517 | 440 | 567 | 523 | 46.844 | 37.358 | 34.466 | 46.142 | 31.484 | 39.848 | 37.544 | 41.659 | 50.027 | 42.531 | 55.289 | 50.574 | 961 | 961 | 5288 | 5288 | 513.766 | 2020
Vintage2003 | natural gas peaker | TRUE | 30151.7975.NM.GT | 7975 | N | . | Pyramid | Tri-State G & T Assn, Inc | 30151 | NM | MTN | WECC |  | 22 | 1 | Electric Utility | GT | NG | NG | PNM | A | mcf | 103812 | 93855 | 92660 | 96520 | 95162 | 93515 | 132607 | 136542 | 116921 | 94170 | 84878 | 86805 | 103812 | 93855 | 92660 | 96520 | 95162 | 93515 | 132607 | 136542 | 116921 | 94170 | 84878 | 86805 | 1.051 | 1.051 | 1.051 | 1.051 | 1.051 | 1.051 | 1.051 | 1.051 | 1.051 | 1.051 | 1.051 | 1.051 | 109106 | 98642 | 97386 | 101443 | 100015 | 98284 | 139370 | 143506 | 122884 | 98973 | 89207 | 91232 | 109106 | 98642 | 97386 | 101443 | 100015 | 98284 | 139370 | 143506 | 122884 | 98973 | 89207 | 91232 | 10605.543 | 9588.207 | 9466.128 | 9860.493 | 9721.73 | 9553.537 | 13547.191 | 13949.162 | 11944.63 | 9620.454 | 8671.184 | 8867.975 | 1227447 | 1227447 | 1290048 | 1290048 | 125396.23 | 2020
Vintage2003 | petroleum | TRUE | 13095.7976.KS.IC | 7976 | N | . | Mulvane 2 | City of Mulvane - (KS) | 13095 | KS | WNC | MRO |  | 22 | 1 | Electric Utility | IC | DFO | DFO | SWPP | A | barrels | 1 | 2 | 1 | 1 | 2 | 2 | 1 | 2 | 1 | 2 | 2 | 2 | 1 | 2 | 1 | 1 | 2 | 2 | 1 | 2 | 1 | 2 | 2 | 2 | 6 | 6 | 6 | 6 | 6 | 6 | 6 | 6 | 6 | 6 | 6 | 6 | 6 | 12 | 6 | 6 | 12 | 12 | 6 | 12 | 6 | 12 | 12 | 12 | 6 | 12 | 6 | 6 | 12 | 12 | 6 | 12 | 6 | 12 | 12 | 12 | 0.307 | 0.319 | 0.273 | 0.309 | 0.356 | 0.43 | 0.219 | 0.355 | 0.272 | 0.34 | 0.456 | 0.364 | 19 | 19 | 114 | 114 | 4 | 2020
Vintage2003 | petroleum | TRUE | 7494.7977.MN.IC | 7977 | N | . | Granite Falls 2 | City of Granite Falls - (MN) | 7494 | MN | WNC | MRO |  | 22 | 1 | Electric Utility | IC | DFO | DFO | MISO | A | barrels | 1 | 1 | 0 | 1 | 4 | 3 | 1 | 4 | 1 | 1 | 1 | 3 | 1 | 1 | 0 | 1 | 4 | 3 | 1 | 4 | 1 | 1 | 1 | 3 | 5.8 | 5.8 | 0 | 5.8 | 5.8 | 5.8 | 5.8 | 5.8 | 5.8 | 5.8 | 5.8 | 5.8 | 6 | 6 | 0 | 6 | 23 | 17 | 6 | 23 | 6 | 6 | 6 | 17 | 6 | 6 | 0 | 6 | 23 | 17 | 6 | 23 | 6 | 6 | 6 | 17 | -5.125 | -6.734 | -0.606 | -2.783 | -17.708 | -11.732 | -4.904 | -20.702 | -5.107 | -6.286 | -3.59 | -12.723 | 21 | 21 | 122 | 122 | -98 | 2020
Vintage2003 | petroleum | TRUE | 5416.7981.SC.GT | 7981 | N | . | Mill Creek (SC) | Duke Energy Carolinas, LLC | 5416 | SC | SAT | SERC |  | 22 | 1 | Electric Utility | GT | DFO | DFO | DUK | A | barrels | 760 | 982 | 723 | 556 | 901 | 916 | 616 | 702 | 673 | 563 | 467 | 1295 | 760 | 982 | 723 | 556 | 901 | 916 | 616 | 702 | 673 | 563 | 467 | 1295 | 5.75 | 5.75 | 5.75 | 5.75 | 5.75 | 5.75 | 5.75 | 5.75 | 5.75 | 5.75 | 5.75 | 5.75 | 4370 | 5647 | 4157 | 3197 | 5181 | 5267 | 3542 | 4037 | 3870 | 3237 | 2685 | 7446 | 4370 | 5647 | 4157 | 3197 | 5181 | 5267 | 3542 | 4037 | 3870 | 3237 | 2685 | 7446 | 322.907 | 416.173 | 306.402 | 235.498 | 381.786 | 388.467 | 260.934 | 297.5 | 285.262 | 238.718 | 198.09 | 548.897 | 9154 | 9154 | 52636 | 52636 | 3880.634 | 2020
Vintage2003 | natural gas peaker | TRUE | 5416.7981.SC.GT | 7981 | N | . | Mill Creek (SC) | Duke Energy Carolinas, LLC | 5416 | SC | SAT | SERC |  | 22 | 1 | Electric Utility | GT | NG | NG | DUK | A | mcf | 72041 | 70747 | 73521 | 73120 | 79098 | 72117 | 96201 | 85024 | 66758 | 62272 | 56089 | 68082 | 72041 | 70747 | 73521 | 73120 | 79098 | 72117 | 96201 | 85024 | 66758 | 62272 | 56089 | 68082 | 1.03 | 1.03 | 1.03 | 1.03 | 1.03 | 1.03 | 1.03 | 1.03 | 1.03 | 1.03 | 1.03 | 1.03 | 74202 | 72869 | 75727 | 75314 | 81471 | 74281 | 99087 | 87575 | 68761 | 64140 | 57772 | 70124 | 74202 | 72869 | 75727 | 75314 | 81471 | 74281 | 99087 | 87575 | 68761 | 64140 | 57772 | 70124 | 5470.677 | 5372.373 | 5583.051 | 5552.574 | 6006.546 | 5476.465 | 7305.339 | 6456.615 | 5069.523 | 4728.856 | 4259.32 | 5170.027 | 875070 | 875070 | 901323 | 901323 | 66451.366 | 2020
Vintage2003 | petroleum | TRUE | 15793.7982.MN.IC | 7982 | N | . | South Generation | Redwood Falls Public Util Comm | 15793 | MN | WNC | MRO |  | 22 | 1 | Electric Utility | IC | DFO | DFO | MISO | A | barrels | 22 | 31 | 3 | 13 | 81 | 54 | 23 | 95 | 24 | 29 | 17 | 59 | 22 | 31 | 3 | 13 | 81 | 54 | 23 | 95 | 24 | 29 | 17 | 59 | 5.6 | 5.6 | 5.6 | 5.6 | 5.6 | 5.6 | 5.6 | 5.6 | 5.6 | 5.6 | 5.6 | 5.6 | 123 | 174 | 17 | 73 | 454 | 302 | 129 | 532 | 134 | 162 | 95 | 330 | 123 | 174 | 17 | 73 | 454 | 302 | 129 | 532 | 134 | 162 | 95 | 330 | 14.169 | 18.621 | 1.675 | 7.695 | 48.969 | 32.443 | 13.562 | 57.248 | 14.122 | 17.384 | 9.928 | 35.184 | 451 | 451 | 2525 | 2525 | 271 | 2020
Vintage2002 | natural gas peaker | TRUE | 40582.7984.MI.GT | 7984 | N | . | Kalkaska CT #1 | Michigan Public Power Agency | 40582 | MI | ENC | RFC |  | 22 | 1 | Electric Utility | GT | NG | NG | MISO | A | mcf | 22041 | 19401 | 18461 | 16423 | 16641 | 18147 | 24418 | 19504 | 16904 | 18490 | 14139 | 17600 | 22041 | 19401 | 18461 | 16423 | 16641 | 18147 | 24418 | 19504 | 16904 | 18490 | 14139 | 17600 | 1.049 | 1.049 | 1.049 | 1.049 | 1.049 | 1.049 | 1.049 | 1.049 | 1.049 | 1.049 | 1.049 | 1.049 | 23121 | 20352 | 19366 | 17228 | 17456 | 19036 | 25614 | 20460 | 17732 | 19396 | 14832 | 18462 | 23121 | 20352 | 19366 | 17228 | 17456 | 19036 | 25614 | 20460 | 17732 | 19396 | 14832 | 18462 | 2148.313 | 1890.912 | 1799.302 | 1600.73 | 1621.97 | 1768.737 | 2379.895 | 1900.983 | 1647.533 | 1802.162 | 1378.081 | 1715.382 | 222169 | 222169 | 233055 | 233055 | 21654 | 2020
Vintage2004 | natural gas combined cycle | TRUE | 12341.7985.IA.CA | 7985 | N | . | Greater Des Moines | MidAmerican Energy Co | 12341 | IA | WNC | MRO |  | 22 | 1 | Electric Utility | CA | NG | NG | MISO | AM | mcf | 0 | 0 | 0 | 0 | 0 | 0 | 0 | 0 | 0 | 0 | 0 | 0 | 0 | 0 | 0 | 0 | 0 | 0 | 0 | 0 | 0 | 0 | 0 | 0 | 0 | 0 | 0 | 0 | 0 | 0 | 0 | 0 | 0 | 0 | 0 | 0 | 0 | 0 | 0 | 0 | 0 | 0 | 0 | 0 | 0 | 0 | 0 | 0 | 0 | 0 | 0 | 0 | 0 | 0 | 0 | 0 | 0 | 0 | 0 | 0 | 16732 | 8105 | 16808 | 3320 | 3851 | 22551 | 74631 | 41883 | 1463 | 0 | 27865 | 29072 | 0 | 0 | 0 | 0 | 246281 | 2020
Vintage2003 | natural gas combined cycle | TRUE | 12341.7985.IA.CT | 7985 | N | . | Greater Des Moines | MidAmerican Energy Co | 12341 | IA | WNC | MRO |  | 22 | 1 | Electric Utility | CT | NG | NG | MISO | AM | mcf | 336664 | 176238 | 342531 | 69954 | 79886 | 419990 | 1357399 | 761888 | 30413 | 318 | 553640 | 621171 | 336664 | 176238 | 342531 | 69954 | 79886 | 419990 | 1357399 | 761888 | 30413 | 318 | 553640 | 621171 | 1.067 | 1.065 | 1.063 | 1.06 | 1.06 | 1.072 | 1.065 | 1.06 | 1.069 | 1.08 | 1.084 | 1.063 | 359220 | 187693 | 364110 | 74151 | 84679 | 450229 | 1445630 | 807601 | 32511 | 343 | 600146 | 660305 | 359220 | 187693 | 364110 | 74151 | 84679 | 450229 | 1445630 | 807601 | 32511 | 343 | 600146 | 660305 | 30863 | 14993 | 30799 | 5051 | 6159 | 37992 | 126555 | 70321 | 1892 | -723 | 48583 | 53539 | 4750092 | 4750092 | 5066618 | 5066618 | 426024 | 2020
Vintage2002 | natural gas peaker | TRUE | 2507.7987.CA.GT | 7987 | N | . | Lake One | City of Burbank Water and Power | 2507 | CA | PACC | WECC |  | 22 | 1 | Electric Utility | GT | NG | NG | LDWP | A | mcf | 12274 | 10839 | 12032 | 8509 | 8001 | 11255 | 15745 | 19580 | 17051 | 17708 | 14144 | 15678 | 12274 | 10839 | 12032 | 8509 | 8001 | 11255 | 15745 | 19580 | 17051 | 17708 | 14144 | 15678 | 1.028 | 1.028 | 1.028 | 1.028 | 1.028 | 1.028 | 1.028 | 1.028 | 1.028 | 1.028 | 1.028 | 1.028 | 12618 | 11142 | 12369 | 8747 | 8225 | 11570 | 16186 | 20128 | 17528 | 18204 | 14540 | 16117 | 12618 | 11142 | 12369 | 8747 | 8225 | 11570 | 16186 | 20128 | 17528 | 18204 | 14540 | 16117 | 1187.717 | 1048.868 | 1164.313 | 823.403 | 774.222 | 1089.106 | 1523.544 | 1894.633 | 1649.93 | 1713.494 | 1368.678 | 1517.092 | 162816 | 162816 | 167374 | 167374 | 15755 | 2020
Vintage2002 | biomass | TRUE | 2507.7987.CA.GT | 7987 | N | . | Lake One | City of Burbank Water and Power | 2507 | CA | PACC | WECC |  | 22 | 1 | Electric Utility | GT | OBG | ORW | LDWP | A | Mcf | 0 | 0 | 0 | 0 | 0 | 0 | 0 | 0 | 0 | 0 | 0 | 0 | 0 | 0 | 0 | 0 | 0 | 0 | 0 | 0 | 0 | 0 | 0 | 0 | 0 | 0 | 0 | 0 | 0 | 0 | 0 | 0 | 0 | 0 | 0 | 0 | 0 | 0 | 0 | 0 | 0 | 0 | 0 | 0 | 0 | 0 | 0 | 0 | 0 | 0 | 0 | 0 | 0 | 0 | 0 | 0 | 0 | 0 | 0 | 0 | 0 | 0 | 0 | 0 | 0 | 0 | 0 | 0 | 0 | 0 | 0 | 0 | 0 | 0 | 0 | 0 | 0 | 2020
Vintage2005 | natural gas peaker | TRUE | 17568.7988.MS.GT | 7988 | N | . | Silver Creek | Cooperative Energy | 17568 | MS | ESC | SERC |  | 22 | 1 | Electric Utility | GT | NG | NG | MISO | A | mcf | 46612 | 47806 | 37800 | 37121 | 45734 | 47737 | 54651 | 53931 | 44893 | 41626 | 35957 | 42499 | 46612 | 47806 | 37800 | 37121 | 45734 | 47737 | 54651 | 53931 | 44893 | 41626 | 35957 | 42499 | 1.034 | 1.034 | 1.034 | 1.034 | 1.034 | 1.034 | 1.034 | 1.034 | 1.034 | 1.034 | 1.034 | 1.034 | 48197 | 49431 | 39085 | 38383 | 47289 | 49360 | 56509 | 55765 | 46419 | 43041 | 37180 | 43944 | 48197 | 49431 | 39085 | 38383 | 47289 | 49360 | 56509 | 55765 | 46419 | 43041 | 37180 | 43944 | 3866.357 | 3965.53 | 3135.54 | 3079.215 | 3793.684 | 3959.857 | 4533.347 | 4473.645 | 3723.866 | 3452.923 | 2982.694 | 3525.342 | 536367 | 536367 | 554603 | 554603 | 44492 | 2020
Vintage2003 | natural gas peaker | TRUE | 17568.7989.MS.GT | 7989 | N | . | Sylvarena | Cooperative Energy | 17568 | MS | ESC | SERC |  | 22 | 1 | Electric Utility | GT | NG | NG | MISO | A | mcf | 180414 | 185042 | 146313 | 143685 | 177024 | 184778 | 211538 | 208752 | 173766 | 161123 | 139181 | 164502 | 180414 | 185042 | 146313 | 143685 | 177024 | 184778 | 211538 | 208752 | 173766 | 161123 | 139181 | 164502 | 1.046 | 1.046 | 1.046 | 1.046 | 1.046 | 1.046 | 1.046 | 1.046 | 1.046 | 1.046 | 1.046 | 1.046 | 188713 | 193554 | 153043 | 150295 | 185167 | 193278 | 221269 | 218355 | 181759 | 168535 | 145583 | 172069 | 188713 | 193554 | 153043 | 150295 | 185167 | 193278 | 221269 | 218355 | 181759 | 168535 | 145583 | 172069 | 18671.693 | 19150.627 | 15142.38 | 14870.368 | 18320.734 | 19123.23 | 21892.768 | 21604.45 | 17983.564 | 16675.106 | 14404.243 | 17024.837 | 2076118 | 2076118 | 2171620 | 2171620 | 214864 | 2020
Vintage2006 | petroleum | TRUE | 406.7990.IL.IC | 7990 | N | . | Altamont | City of Altamont - (IL) | 406 | IL | ENC | SERC |  | 22 | 1 | Electric Utility | IC | DFO | DFO | MISO | A | barrels | 6 | 11 | 7 | 5 | 7 | 12 | 12 | 8 | 9 | 10 | 9 | 11 | 6 | 11 | 7 | 5 | 7 | 12 | 12 | 8 | 9 | 10 | 9 | 11 | 5.75 | 5.75 | 5.75 | 5.75 | 5.75 | 5.75 | 5.75 | 5.75 | 5.75 | 5.75 | 5.75 | 5.75 | 35 | 63 | 40 | 29 | 40 | 69 | 69 | 46 | 52 | 58 | 52 | 63 | 35 | 63 | 40 | 29 | 40 | 69 | 69 | 46 | 52 | 58 | 52 | 63 | 3.649 | 5.844 | 3.559 | 2.588 | 3.768 | 6.564 | 6.771 | 4.323 | 4.924 | 5.336 | 4.74 | 5.934 | 107 | 107 | 616 | 616 | 58 | 2020
Vintage2005 | petroleum | TRUE | 11479.7991.WI.CA | 7991 | Y | . | West Campus Cogeneration Facility | Madison Gas & Electric Co | 11479 | WI | ENC | MRO |  | 22 | 1 | Electric Utility | CA | DFO | DFO | MISO | AM | barrels | 0 | 0 | 0 | 0 | 0 | 0 | 0 | 0 | 0 | 0 | 0 | 0 | 0 | 0 | 0 | 0 | 0 | 0 | 0 | 0 | 0 | 0 | 0 | 0 | 0 | 0 | 0 | 0 | 0 | 0 | 0 | 0 | 0 | 0 | 0 | 0 | 0 | 0 | 0 | 0 | 0 | 0 | 0 | 0 | 0 | 0 | 0 | 0 | 0 | 0 | 0 | 0 | 0 | 0 | 0 | 0 | 0 | 0 | 0 | 0 | 399.493 | 525.09 | 0 | 0 | 0 | 0 | 0 | 0 | 0 | 18.34 | 0 | 0 | 0 | 0 | 0 | 0 | 942.923 | 2020
Vintage2005 | natural gas combined cycle | TRUE | 11479.7991.WI.CA | 7991 | Y | . | West Campus Cogeneration Facility | Madison Gas & Electric Co | 11479 | WI | ENC | MRO |  | 22 | 1 | Electric Utility | CA | NG | NG | MISO | AM | mcf | 70439 | 85965 | 49981 | 8690 | 22201 | 76292 | 127026 | 59212 | 7912 | 20814 | 13809 | 62276 | 43904 | 50895 | 49981 | 8690 | 22201 | 76292 | 127026 | 59212 | 7912 | 20814 | 8161 | 28465 | 1.045 | 1.055 | 1.043 | 1.051 | 1.055 | 1.052 | 1.054 | 1.072 | 1.101 | 1.066 | 1.047 | 1.047 | 73609 | 90693 | 52130 | 9133 | 23422 | 80259 | 133885 | 63475 | 8711 | 22188 | 14458 | 65203 | 45880 | 53694 | 52130 | 9133 | 23422 | 80259 | 133885 | 63475 | 8711 | 22188 | 8545 | 29803 | 6185.507 | 7238.91 | 10023 | 6133 | 8349 | 16149 | 28274 | 15461 | 3280 | 4031.66 | 1152 | 4018 | 604617 | 503553 | 637166 | 531125 | 110295.08 | 2020
Vintage2005 | petroleum | TRUE | 11479.7991.WI.CT | 7991 | Y | . | West Campus Cogeneration Facility | Madison Gas & Electric Co | 11479 | WI | ENC | MRO |  | 22 | 1 | Electric Utility | CT | DFO | DFO | MISO | AM | barrels | 4987 | 5583 | 0 | 0 | 0 | 0 | 0 | 0 | 0 | 160 | 0 | 0 | 3778 | 4312 | 0 | 0 | 0 | 0 | 0 | 0 | 0 | 137 | 0 | 0 | 5.7 | 5.7 | 0 | 0 | 0 | 0 | 0 | 0 | 0 | 5.7 | 0 | 0 | 28426 | 31823 | 0 | 0 | 0 | 0 | 0 | 0 | 0 | 912 | 0 | 0 | 21535 | 24578 | 0 | 0 | 0 | 0 | 0 | 0 | 0 | 780 | 0 | 0 | 2265.818 | 2526.449 | 0 | 0 | 0 | 0 | 0 | 0 | 0 | 76.08 | 0 | 0 | 10730 | 8227 | 61161 | 46893 | 4868.347 | 2020
Vintage2005 | natural gas combined cycle | TRUE | 11479.7991.WI.CT | 7991 | Y | . | West Campus Cogeneration Facility | Madison Gas & Electric Co | 11479 | WI | ENC | MRO |  | 22 | 1 | Electric Utility | CT | NG | NG | MISO | AM | mcf | 350737 | 329878 | 358066 | 236676 | 215840 | 290418 | 508614 | 305566 | 84472 | 167260 | 134336 | 326720 | 229159 | 214405 | 274927 | 198877 | 187722 | 244200 | 426323 | 261840 | 72682 | 125341 | 93075 | 230506 | 1.045 | 1.055 | 1.043 | 1.051 | 1.055 | 1.052 | 1.054 | 1.072 | 1.101 | 1.066 | 1.047 | 1.047 | 366520 | 348021 | 373463 | 248746 | 227711 | 305520 | 536079 | 327567 | 93004 | 178299 | 140650 | 342076 | 239471 | 226197 | 286749 | 209020 | 198047 | 256898 | 449344 | 280692 | 80023 | 133613 | 97450 | 241340 | 29215.182 | 27629.551 | 32678 | 20594 | 16703 | 20702 | 34389 | 21164 | 6225 | 14873.92 | 11177 | 29079 | 3308583 | 2559057 | 3487656 | 2698844 | 264429.65 | 2020
Vintage2002 | petroleum | TRUE | 56146.7995.CO.IC | 7995 | N | . | Airport Industrial | Black Hills Colorado Electric, LLC | 56146 | CO | MTN | WECC |  | 22 | 1 | Electric Utility | IC | DFO | DFO | PSCO | A | barrels | 17 | 13 | 12 | 16 | 11 | 14 | 13 | 15 | 18 | 15 | 20 | 18 | 17 | 13 | 12 | 16 | 11 | 14 | 13 | 15 | 18 | 15 | 20 | 18 | 5.6 | 5.6 | 5.6 | 5.6 | 5.6 | 5.6 | 5.6 | 5.6 | 5.6 | 5.6 | 5.6 | 5.6 | 95 | 73 | 67 | 90 | 62 | 78 | 73 | 84 | 101 | 84 | 112 | 101 | 95 | 73 | 67 | 90 | 62 | 78 | 73 | 84 | 101 | 84 | 112 | 101 | -26.717 | -21.305 | -19.656 | -26.315 | -17.955 | -22.725 | -21.411 | -23.758 | -28.53 | -24.255 | -31.531 | -28.842 | 182 | 182 | 1020 | 1020 | -293 | 2020
Vintage2001 | petroleum | TRUE | 10623.7997.FL.IC | 7997 | N | . | Winston | City of Lakeland - (FL) | 10623 | FL | SAT | SERC |  | 22 | 1 | Electric Utility | IC | DFO | DFO | FMPP | A | barrels | 82 | 64 | 35 | 35 | 61 | 65 | 56 | 47 | 44 | 58 | 29 | 52 | 82 | 64 | 35 | 35 | 61 | 65 | 56 | 47 | 44 | 58 | 29 | 52 | 5.714 | 5.714 | 5.714 | 5.714 | 5.714 | 5.714 | 5.714 | 5.714 | 5.714 | 5.714 | 5.714 | 5.714 | 469 | 366 | 200 | 200 | 349 | 371 | 320 | 269 | 251 | 331 | 166 | 297 | 469 | 366 | 200 | 200 | 349 | 371 | 320 | 269 | 251 | 331 | 166 | 297 | 0 | 0 | 0 | 0 | 0 | 0 | 0 | 0 | 0 | 0 | 0 | 0 | 628 | 628 | 3589 | 3589 | 0 | 2020
Vintage2008 | natural gas combined cycle | TRUE | 49893.7999.WA.CA | 7999 | N | . | Grays Harbor Energy Facility | Invenergy Services LLC | 49893 | WA | PACC | WECC |  | 22 | 2 | NAICS-22 Non-Cogen | CA | NG | NG | BPAT | M | mcf | 0 | 0 | 0 | 0 | 0 | 0 | 0 | 0 | 0 | 0 | 0 | 0 | 0 | 0 | 0 | 0 | 0 | 0 | 0 | 0 | 0 | 0 | 0 | 0 | 0 | 0 | 0 | 0 | 0 | 0 | 0 | 0 | 0 | 0 | 0 | 0 | 0 | 0 | 0 | 0 | 0 | 0 | 0 | 0 | 0 | 0 | 0 | 0 | 0 | 0 | 0 | 0 | 0 | 0 | 0 | 0 | 0 | 0 | 0 | 0 | 91669 | 47412 | 89053 | 107130 | 0 | 1392 | 75041 | 75175 | 151795 | 118491 | 35949 | 112365 | 0 | 0 | 0 | 0 | 905472 | 2020
Vintage2008 | natural gas combined cycle | TRUE | 49893.7999.WA.CT | 7999 | N | . | Grays Harbor Energy Facility | Invenergy Services LLC | 49893 | WA | PACC | WECC |  | 22 | 2 | NAICS-22 Non-Cogen | CT | NG | NG | BPAT | M | mcf | 1726023 | 907925 | 1555080 | 2001672 | 595 | 28420 | 1391968 | 2224533 | 2653834 | 2210707 | 735221 | 2250005 | 1726023 | 907925 | 1555080 | 2001672 | 595 | 28420 | 1391968 | 2224533 | 2653834 | 2210707 | 735221 | 2250005 | 1.1 | 1.1 | 1.1 | 1.09 | 1.09 | 1.09 | 1.087 | 1.089 | 1.1 | 1.1 | 1.12 | 1.09 | 1898625 | 998718 | 1710588 | 2181822 | 649 | 30978 | 1513069 | 2422516 | 2919217 | 2431778 | 823448 | 2452505 | 1898625 | 998718 | 1710588 | 2181822 | 649 | 30978 | 1513069 | 2422516 | 2919217 | 2431778 | 823448 | 2452505 | 150393 | 77939 | 125900 | 178098 | 0 | 2161 | 118895 | 118761 | 222660 | 199228 | 63774 | 197394 | 17685983 | 17685983 | 19383913 | 19383913 | 1455203 | 2020
Vintage2005 | natural gas combined cycle | TRUE | 13337.8000.NE.CA | 8000 | N | . | Beatrice | Nebraska Public Power District | 13337 | NE | WNC | MRO |  | 22 | 1 | Electric Utility | CA | NG | NG | SWPP | AM | mcf | 231 | 0 | 0 | 39 | 556 | 2421 | 6422 | 3784 | 1277 | 2548 | 107 | 20 | 231 | 0 | 0 | 39 | 556 | 2421 | 6422 | 3784 | 1277 | 2548 | 107 | 20 | 1.103 | 0 | 0 | 1.105 | 1.102 | 1.084 | 1.089 | 1.087 | 1.094 | 1.093 | 1.086 | 1.084 | 255 | 0 | 0 | 43 | 613 | 2624 | 6994 | 4113 | 1397 | 2785 | 116 | 22 | 255 | 0 | 0 | 43 | 613 | 2624 | 6994 | 4113 | 1397 | 2785 | 116 | 22 | 36892 | 21319 | 11852 | 9659 | 11589 | 34446 | 50076 | 23012 | 14777 | 20444 | 11818 | 13345 | 17405 | 17405 | 18962 | 18962 | 259229 | 2020
Vintage2005 | natural gas combined cycle | TRUE | 13337.8000.NE.CT | 8000 | N | . | Beatrice | Nebraska Public Power District | 13337 | NE | WNC | MRO |  | 22 | 1 | Electric Utility | CT | NG | NG | SWPP | AM | mcf | 764343 | 458490 | 270815 | 221519 | 256392 | 701435 | 969491 | 482430 | 321330 | 425699 | 237673 | 281219 | 764343 | 458490 | 270815 | 221519 | 256392 | 701435 | 969491 | 482430 | 321330 | 425699 | 237673 | 281219 | 1.103 | 1.103 | 1.104 | 1.105 | 1.102 | 1.084 | 1.089 | 1.087 | 1.094 | 1.093 | 1.086 | 1.084 | 843070 | 505714 | 298980 | 244778 | 282544 | 760356 | 1055776 | 524401 | 351535 | 465289 | 258113 | 304841 | 843070 | 505714 | 298980 | 244778 | 282544 | 760356 | 1055776 | 524401 | 351535 | 465289 | 258113 | 304841 | 66509 | 40065 | 22960 | 18218 | 21681 | 57123 | 82148 | 39960 | 26488 | 35686 | 18868 | 22544 | 5390836 | 5390836 | 5895397 | 5895397 | 452250 | 2020
Vintage1974 | petroleum | TRUE | 62032.8002.NH.ST | 8002 | N | . | Newington | Granite Shore Power | 62032 | NH | NEW | NPCC |  | 22 | 1 | Electric Utility | ST | DFO | DFO | ISNE | M | barrels | 0 | 0 | 0 | 0 | 0 | 98 | 334 | 1 | 57 | 0 | 0 | 0 | 0 | 0 | 0 | 0 | 0 | 98 | 334 | 1 | 57 | 0 | 0 | 0 | 0 | 0 | 0 | 0 | 0 | 5.8 | 5.8 | 5.8 | 5.8 | 0 | 0 | 0 | 0 | 0 | 0 | 0 | 0 | 568 | 1937 | 6 | 331 | 0 | 0 | 0 | 0 | 0 | 0 | 0 | 0 | 568 | 1937 | 6 | 331 | 0 | 0 | 0 | 0 | 0 | 0 | 0 | 0 | 35.567 | 131.364 | 0.354 | 20.36 | 0 | 0 | 0 | 490 | 490 | 2842 | 2842 | 187.645 | 2020
Vintage1974 | natural gas steam turbine | TRUE | 62032.8002.NH.ST | 8002 | N | . | Newington | Granite Shore Power | 62032 | NH | NEW | NPCC |  | 22 | 1 | Electric Utility | ST | NG | NG | ISNE | M | mcf | 0 | 0 | 0 | 0 | 0 | 18375 | 139840 | 20537 | 26794 | 0 | 0 | 0 | 0 | 0 | 0 | 0 | 0 | 18375 | 139840 | 20537 | 26794 | 0 | 0 | 0 | 0 | 0 | 0 | 0 | 0 | 1.04 | 1.04 | 1.05 | 1.05 | 0 | 0 | 0 | 0 | 0 | 0 | 0 | 0 | 19110 | 145434 | 21564 | 28134 | 0 | 0 | 0 | 0 | 0 | 0 | 0 | 0 | 19110 | 145434 | 21564 | 28134 | 0 | 0 | 0 | 0 | 0 | 0 | 0 | 0 | 1195.774 | 9862.059 | 1316.646 | 1732.64 | 0 | 0 | 0 | 205546 | 205546 | 214242 | 214242 | 14107.119 | 2020
Vintage1974 | petroleum | TRUE | 62032.8002.NH.ST | 8002 | N | . | Newington | Granite Shore Power | 62032 | NH | NEW | NPCC |  | 22 | 1 | Electric Utility | ST | RFO | RFO | ISNE | M | barrels | 0 | 0 | 0 | 0 | 0 | 5103 | 521 | 0 | 0 | 0 | 0 | 0 | 0 | 0 | 0 | 0 | 0 | 5103 | 521 | 0 | 0 | 0 | 0 | 0 | 0 | 0 | 0 | 0 | 0 | 6.3 | 6.3 | 0 | 0 | 0 | 0 | 0 | 0 | 0 | 0 | 0 | 0 | 32149 | 3282 | 0 | 0 | 0 | 0 | 0 | 0 | 0 | 0 | 0 | 0 | 32149 | 3282 | 0 | 0 | 0 | 0 | 0 | 0 | 0 | 0 | 0 | 0 | 2011.659 | 222.577 | 0 | 0 | 0 | 0 | 0 | 5624 | 5624 | 35431 | 35431 | 2234.236 | 2020
Vintage1974 | hydro | TRUE | 54765.8004.MA.HY | 8004 | N | . | Fife Brook | Bear Swamp Power Company LLC | 54765 | MA | NEW | NPCC |  | 22 | 2 | NAICS-22 Non-Cogen | HY | WAT | HYC | ISNE | A |  | 0 | 0 | 0 | 0 | 0 | 0 | 0 | 0 | 0 | 0 | 0 | 0 | 0 | 0 | 0 | 0 | 0 | 0 | 0 | 0 | 0 | 0 | 0 | 0 | 0 | 0 | 0 | 0 | 0 | 0 | 0 | 0 | 0 | 0 | 0 | 0 | 29299 | 24970 | 34075 | 36765 | 33132 | 10966 | 13929 | 7531 | 4287 | 15944 | 18801 | 25359 | 29299 | 24970 | 34075 | 36765 | 33132 | 10966 | 13929 | 7531 | 4287 | 15944 | 18801 | 25359 | 3341.931 | 2848.194 | 3886.73 | 4193.564 | 3779.148 | 1250.85 | 1588.795 | 858.994 | 488.988 | 1818.684 | 2144.517 | 2892.605 | 0 | 0 | 255058 | 255058 | 29093 | 2020
Vintage1974 | other | TRUE | 54765.8005.MA.PS | 8005 | N | . | Bear Swamp | Bear Swamp Power Company LLC | 54765 | MA | NEW | NPCC |  | 22 | 2 | NAICS-22 Non-Cogen | PS | WAT | HPS | ISNE | M | megawatthours | 44940 | 35186 | 46741 | 33554 | 42283 | 37411 | 50642 | 57721 | 50953 | 31495 | 46136 | 45794 | 44940 | 35186 | 46741 | 33554 | 42283 | 37411 | 50642 | 57721 | 50953 | 31495 | 46136 | 45794 | 0 | 0 | 0 | 0 | 0 | 0 | 0 | 0 | 0 | 0 | 0 | 0 | 0 | 0 | 0 | 0 | 0 | 0 | 0 | 0 | 0 | 0 | 0 | 0 | 0 | 0 | 0 | 0 | 0 | 0 | 0 | 0 | 0 | 0 | 0 | 0 | -11026 | -10781 | -12803 | -8876 | -12823 | -10139 | -11951 | -16872 | -12587 | -7657 | -13427 | -11390 | 522856 | 522856 | 0 | 0 | -140332 | 2020
Vintage1974 | petroleum | TRUE | 5511.8006.NY.ST | 8006 | N | . | Roseton Generating Facility | CCI Roseton LLC | 5511 | NY | MAT | NPCC |  | 22 | 2 | NAICS-22 Non-Cogen | ST | DFO | DFO | NYIS | M | barrels | 0 | 0 | 0 | 0 | 0 | 0 | 0 | 0 | 0 | 0 | 0 | 0 | 0 | 0 | 0 | 0 | 0 | 0 | 0 | 0 | 0 | 0 | 0 | 0 | 0 | 0 | 0 | 0 | 0 | 0 | 0 | 0 | 0 | 0 | 0 | 0 | 0 | 0 | 0 | 0 | 0 | 0 | 0 | 0 | 0 | 0 | 0 | 0 | 0 | 0 | 0 | 0 | 0 | 0 | 0 | 0 | 0 | 0 | 0 | 0 | 0 | 0 | 0 | 0 | 0 | 0 | 0 | 0 | 0 | 0 | 0 | 0 | 0 | 0 | 0 | 0 | 0 | 2020
Vintage1974 | natural gas steam turbine | TRUE | 5511.8006.NY.ST | 8006 | N | . | Roseton Generating Facility | CCI Roseton LLC | 5511 | NY | MAT | NPCC |  | 22 | 2 | NAICS-22 Non-Cogen | ST | NG | NG | NYIS | M | mcf | 0 | 0 | 122859 | 0 | 0 | 173138 | 485703 | 461034 | 0 | 0 | 0 | 0 | 0 | 0 | 122859 | 0 | 0 | 173138 | 485703 | 461034 | 0 | 0 | 0 | 0 | 0 | 0 | 1.01 | 0 | 0 | 1.01 | 1.01 | 1.01 | 0 | 0 | 0 | 0 | 0 | 0 | 124088 | 0 | 0 | 174869 | 490560 | 465644 | 0 | 0 | 0 | 0 | 0 | 0 | 124088 | 0 | 0 | 174869 | 490560 | 465644 | 0 | 0 | 0 | 0 | 0 | 0 | 11057.117 | 0 | 0 | 15976.928 | 40376.579 | 37513.789 | 0 | 0 | 0 | 0 | 1242734 | 1242734 | 1255161 | 1255161 | 104924.41 | 2020
Vintage1974 | petroleum | TRUE | 5511.8006.NY.ST | 8006 | N | . | Roseton Generating Facility | CCI Roseton LLC | 5511 | NY | MAT | NPCC |  | 22 | 2 | NAICS-22 Non-Cogen | ST | RFO | RFO | NYIS | M | barrels | 0 | 0 | 971 | 0 | 0 | 3729 | 352 | 1636 | 0 | 0 | 0 | 0 | 0 | 0 | 971 | 0 | 0 | 3729 | 352 | 1636 | 0 | 0 | 0 | 0 | 0 | 0 | 6.39 | 0 | 0 | 6.39 | 6.4 | 6.39 | 0 | 0 | 0 | 0 | 0 | 0 | 6205 | 0 | 0 | 23828 | 2253 | 10454 | 0 | 0 | 0 | 0 | 0 | 0 | 6205 | 0 | 0 | 23828 | 2253 | 10454 | 0 | 0 | 0 | 0 | 0 | 0 | 552.883 | 0 | 0 | 2177.072 | 185.421 | 842.211 | 0 | 0 | 0 | 0 | 6688 | 6688 | 42740 | 42740 | 3757.587 | 2020
Vintage1975 | petroleum | TRUE | 56505.8007.NY.GT | 8007 | N | . | Holtsville | National Grid Generation LLC | 56505 | NY | MAT | NPCC |  | 22 | 1 | Electric Utility | GT | DFO | DFO | NYIS | A | barrels | 0 | 0 | 0 | 0 | 0 | 0 | 0 | 0 | 0 | 0 | 0 | 0 | 0 | 0 | 0 | 0 | 0 | 0 | 0 | 0 | 0 | 0 | 0 | 0 | 0 | 0 | 0 | 0 | 0 | 0 | 0 | 0 | 0 | 0 | 0 | 0 | 0 | 0 | 0 | 0 | 0 | 0 | 0 | 0 | 0 | 0 | 0 | 0 | 0 | 0 | 0 | 0 | 0 | 0 | 0 | 0 | 0 | 0 | 0 | 0 | 0 | 0 | 0 | 0 | 0 | 0 | 0 | 0 | 0 | 0 | 0 | 0 | 0 | 0 | 0 | 0 | 0 | 2020
Vintage1975 | petroleum | TRUE | 56505.8007.NY.GT | 8007 | N | . | Holtsville | National Grid Generation LLC | 56505 | NY | MAT | NPCC |  | 22 | 1 | Electric Utility | GT | KER | WOO | NYIS | A | barrels | 15014 | 11258 | 9533 | 6774 | 14322 | 5937 | 9874 | 3996 | 10385 | 5937 | 14369 | 16839 | 15014 | 11258 | 9533 | 6774 | 14322 | 5937 | 9874 | 3996 | 10385 | 5937 | 14369 | 16839 | 5.679 | 5.679 | 5.679 | 5.679 | 5.679 | 5.679 | 5.679 | 5.679 | 5.679 | 5.679 | 5.679 | 5.679 | 85265 | 63934 | 54138 | 38470 | 81335 | 33716 | 56074 | 22693 | 58976 | 33716 | 81602 | 95629 | 85265 | 63934 | 54138 | 38470 | 81335 | 33716 | 56074 | 22693 | 58976 | 33716 | 81602 | 95629 | 5686.161 | 4263.446 | 3610.443 | 2565.341 | 5423.889 | 2248.547 | 3739.452 | 1513.352 | 3932.983 | 2248.503 | 5441.81 | 6377.073 | 124238 | 124238 | 705548 | 705548 | 47051 | 2020
Vintage1974 | natural gas peaker | TRUE | 56606.8008.NJ.GT | 8008 | N | . | Mickleton Station | Calpine New Jersey Generation LLC | 56606 | NJ | MAT | RFC |  | 22 | 2 | NAICS-22 Non-Cogen | GT | NG | NG | PJM | A | mcf | 0 | 0 | 0 | 0 | 0 | 0 | 0 | 0 | 0 | 0 | 0 | 0 | 0 | 0 | 0 | 0 | 0 | 0 | 0 | 0 | 0 | 0 | 0 | 0 | 0 | 0 | 0 | 0 | 0 | 0 | 0 | 0 | 0 | 0 | 0 | 0 | 0 | 0 | 0 | 0 | 0 | 0 | 0 | 0 | 0 | 0 | 0 | 0 | 0 | 0 | 0 | 0 | 0 | 0 | 0 | 0 | 0 | 0 | 0 | 0 | 0 | 0 | 0 | 0 | 0 | 0 | 0 | 0 | 0 | 0 | 0 | 0 | 0 | 0 | 0 | 0 | 0 | 2020
Vintage2002 | natural gas peaker | TRUE | 13137.8010.UT.GT | 8010 | N | . | Murray Turbine | City of Murray - (UT) | 13137 | UT | MTN | WECC |  | 22 | 1 | Electric Utility | GT | NG | NG | PACE | A | mcf | 5271 | 5045 | 3502 | 2669 | 3509 | 4470 | 6131 | 6891 | 5991 | 4943 | 3909 | 5603 | 5271 | 5045 | 3502 | 2669 | 3509 | 4470 | 6131 | 6891 | 5991 | 4943 | 3909 | 5603 | 1.03 | 1.03 | 1.03 | 1.03 | 1.03 | 1.03 | 1.03 | 1.03 | 1.03 | 1.03 | 1.03 | 1.03 | 5429 | 5196 | 3607 | 2749 | 3614 | 4604 | 6315 | 7098 | 6171 | 5091 | 4026 | 5771 | 5429 | 5196 | 3607 | 2749 | 3614 | 4604 | 6315 | 7098 | 6171 | 5091 | 4026 | 5771 | 451.228 | 431.817 | 299.746 | 228.497 | 300.365 | 382.648 | 524.8 | 589.81 | 512.815 | 423.141 | 334.563 | 479.57 | 57934 | 57934 | 59671 | 59671 | 4959 | 2020
Vintage1974 | petroleum | TRUE | 6035.8012.PA.GT | 8012 | N | . | Croydon CT Generating Station | Exelon Power | 6035 | PA | MAT | RFC |  | 22 | 2 | NAICS-22 Non-Cogen | GT | DFO | DFO | PJM | A | barrels | 295 | 227 | 315 | 231 | 291 | 215 | 302 | 267 | 247 | 195 | 233 | 272 | 295 | 227 | 315 | 231 | 291 | 215 | 302 | 267 | 247 | 195 | 233 | 272 | 5.85 | 5.85 | 5.85 | 5.85 | 5.85 | 5.85 | 5.85 | 5.85 | 5.85 | 5.85 | 5.85 | 5.85 | 1726 | 1328 | 1843 | 1351 | 1702 | 1258 | 1767 | 1562 | 1445 | 1141 | 1363 | 1591 | 1726 | 1328 | 1843 | 1351 | 1702 | 1258 | 1767 | 1562 | 1445 | 1141 | 1363 | 1591 | 97.482 | 74.859 | 104.03 | 76.12 | 96.047 | 70.947 | 99.536 | 88.213 | 81.645 | 64.205 | 77.075 | 89.841 | 3090 | 3090 | 18077 | 18077 | 1020 | 2020
Vintage2002 | petroleum | TRUE | 13697.8013.WI.IC | 8013 | N | . | Winter | North Central Power Co Inc | 13697 | WI | ENC | MRO |  | 22 | 1 | Electric Utility | IC | DFO | DFO | MISO | A | barrels | 1 | 1 | 1 | 1 | 1 | 2 | 2 | 2 | 1 | 1 | 1 | 1 | 1 | 1 | 1 | 1 | 1 | 2 | 2 | 2 | 1 | 1 | 1 | 1 | 5.8 | 5.8 | 5.8 | 5.8 | 5.8 | 5.8 | 5.8 | 5.8 | 5.8 | 5.8 | 5.8 | 5.8 | 6 | 6 | 6 | 6 | 6 | 12 | 12 | 12 | 6 | 6 | 6 | 6 | 6 | 6 | 6 | 6 | 6 | 12 | 12 | 12 | 6 | 6 | 6 | 6 | -7.33 | -5.333 | -6.112 | -4.324 | -6.96 | -8.161 | -9.013 | -8.771 | -4.867 | -6.161 | -6.752 | -7.216 | 15 | 15 | 90 | 90 | -81 | 2020
Vintage2001 | natural gas peaker | TRUE | 14446.8015.AR.IC | 8015 | N | . | Paragould Reciprocating | Paragould Light & Water Comm | 14446 | AR | WSC | MRO |  | 22 | 1 | Electric Utility | IC | NG | NG | SPA | A | mcf | 422 | 314 | 343 | 238 | 274 | 398 | 508 | 487 | 228 | 306 | 189 | 323 | 422 | 314 | 343 | 238 | 274 | 398 | 508 | 487 | 228 | 306 | 189 | 323 | 1 | 1 | 1 | 1 | 1 | 1 | 1 | 1 | 1 | 1 | 1 | 1 | 422 | 314 | 343 | 238 | 274 | 398 | 508 | 487 | 228 | 306 | 189 | 323 | 422 | 314 | 343 | 238 | 274 | 398 | 508 | 487 | 228 | 306 | 189 | 323 | 42.26 | 31.42 | 34.35 | 23.77 | 27.357 | 39.767 | 50.802 | 48.668 | 22.764 | 30.608 | 18.944 | 32.29 | 4030 | 4030 | 4030 | 4030 | 403 | 2020
Vintage1973 | petroleum | TRUE | 17828.8016.IL.GT | 8016 | N | . | Factory | City of Springfield - (IL) | 17828 | IL | ENC | SERC |  | 22 | 1 | Electric Utility | GT | DFO | DFO | MISO | A | barrels | 54 | 89 | 54 | 39 | 57 | 100 | 103 | 66 | 75 | 81 | 72 | 90 | 54 | 89 | 54 | 39 | 57 | 100 | 103 | 66 | 75 | 81 | 72 | 90 | 5.796 | 5.796 | 5.796 | 5.796 | 5.796 | 5.796 | 5.796 | 5.796 | 5.796 | 5.796 | 5.796 | 5.796 | 313 | 516 | 313 | 226 | 330 | 580 | 597 | 383 | 435 | 469 | 417 | 522 | 313 | 516 | 313 | 226 | 330 | 580 | 597 | 383 | 435 | 469 | 417 | 522 | 12.27 | 19.648 | 11.965 | 8.702 | 12.668 | 22.07 | 22.765 | 14.534 | 16.554 | 17.94 | 15.935 | 19.949 | 880 | 880 | 5101 | 5101 | 195 | 2020
Vintage1973 | petroleum | TRUE | 19578.8019.MI.GT | 8019 | N | . | Portage | Upper Peninsula Power Company | 19578 | MI | ENC | MRO |  | 22 | 1 | Electric Utility | GT | DFO | DFO | MISO | A | barrels | 0 | 0 | 0 | 0 | 0 | 0 | 0 | 0 | 0 | 0 | 0 | 0 | 0 | 0 | 0 | 0 | 0 | 0 | 0 | 0 | 0 | 0 | 0 | 0 | 0 | 0 | 0 | 0 | 0 | 0 | 0 | 0 | 0 | 0 | 0 | 0 | 0 | 0 | 0 | 0 | 0 | 0 | 0 | 0 | 0 | 0 | 0 | 0 | 0 | 0 | 0 | 0 | 0 | 0 | 0 | 0 | 0 | 0 | 0 | 0 | 0 | 0 | 0 | 0 | 0 | 0 | 0 | 0 | 0 | 0 | 0 | 0 | 0 | 0 | 0 | 0 | 0 | 2020
Vintage2004 | petroleum | TRUE | 1148.8020.KS.IC | 8020 | N | . | Baldwin City Plant No 2 | City of Baldwin City- (KS) | 1148 | KS | WNC | MRO |  | 22 | 1 | Electric Utility | IC | DFO | DFO | SWPP | A | barrels | 5 | 6 | 5 | 6 | 7 | 8 | 4 | 6 | 5 | 6 | 8 | 7 | 5 | 6 | 5 | 6 | 7 | 8 | 4 | 6 | 5 | 6 | 8 | 7 | 5.83 | 5.83 | 5.83 | 5.83 | 5.83 | 5.83 | 5.83 | 5.83 | 5.83 | 5.83 | 5.83 | 5.83 | 29 | 35 | 29 | 35 | 41 | 47 | 23 | 35 | 29 | 35 | 47 | 41 | 29 | 35 | 29 | 35 | 41 | 47 | 23 | 35 | 29 | 35 | 47 | 41 | 3.34 | 3.473 | 2.967 | 3.365 | 3.878 | 4.675 | 2.385 | 3.866 | 2.961 | 3.695 | 4.962 | 3.956 | 73 | 73 | 426 | 426 | 43.523 | 2020
Vintage2004 | natural gas peaker | TRUE | 1148.8020.KS.IC | 8020 | N | . | Baldwin City Plant No 2 | City of Baldwin City- (KS) | 1148 | KS | WNC | MRO |  | 22 | 1 | Electric Utility | IC | NG | NG | SWPP | A | mcf | 74 | 62 | 53 | 46 | 43 | 66 | 96 | 67 | 45 | 50 | 39 | 60 | 74 | 62 | 53 | 46 | 43 | 66 | 96 | 67 | 45 | 50 | 39 | 60 | 1.011 | 1.011 | 1.011 | 1.011 | 1.011 | 1.011 | 1.011 | 1.011 | 1.011 | 1.011 | 1.011 | 1.011 | 75 | 63 | 54 | 47 | 43 | 67 | 97 | 68 | 45 | 51 | 39 | 61 | 75 | 63 | 54 | 47 | 43 | 67 | 97 | 68 | 45 | 51 | 39 | 61 | 7.63 | 6.436 | 5.53 | 4.755 | 4.394 | 6.783 | 9.893 | 6.931 | 4.682 | 5.203 | 4.032 | 6.208 | 701 | 701 | 710 | 710 | 72.477 | 2020
Vintage2002 | natural gas peaker | TRUE | 20169.8022.WA.IC | 8022 | N | . | Boulder Park | Avista Corp | 20169 | WA | PACC | WECC |  | 22 | 1 | Electric Utility | IC | NG | NG | AVA | A | mcf | 43323 | 30231 | 53461 | 47776 | 11260 | 9662 | 30510 | 43454 | 56306 | 42033 | 22364 | 42273 | 43323 | 30231 | 53461 | 47776 | 11260 | 9662 | 30510 | 43454 | 56306 | 42033 | 22364 | 42273 | 1.02 | 1.02 | 1.02 | 1.02 | 1.02 | 1.02 | 1.02 | 1.02 | 1.02 | 1.02 | 1.02 | 1.02 | 44189 | 30836 | 54530 | 48732 | 11485 | 9855 | 31120 | 44323 | 57432 | 42874 | 22811 | 43118 | 44189 | 30836 | 54530 | 48732 | 11485 | 9855 | 31120 | 44323 | 57432 | 42874 | 22811 | 43118 | 4820.455 | 3363.709 | 5948.489 | 5315.874 | 1252.873 | 1075.008 | 3394.741 | 4834.964 | 6264.963 | 4676.892 | 2488.415 | 4703.617 | 432653 | 432653 | 441305 | 441305 | 48140 | 2020
Vintage1978 | petroleum | TRUE | 20856.8023.WI.ST | 8023 | N | . | Columbia (WI) | Wisconsin Power & Light Co | 20856 | WI | ENC | MRO |  | 22 | 1 | Electric Utility | ST | DFO | DFO | MISO | M | barrels | 2409 | 0 | 139 | 126 | 1135 | 0 | 1332 | 202 | 138 | 1156 | 0 | 0 | 2409 | 0 | 139 | 126 | 1135 | 0 | 1332 | 202 | 138 | 1156 | 0 | 0 | 5.88 | 0 | 5.88 | 5.88 | 5.88 | 0 | 5.88 | 5.88 | 5.88 | 5.88 | 0 | 0 | 14165 | 0 | 817 | 741 | 6674 | 0 | 7832 | 1188 | 811 | 6797 | 0 | 0 | 14165 | 0 | 817 | 741 | 6674 | 0 | 7832 | 1188 | 811 | 6797 | 0 | 0 | 1367.626 | 0 | 75.441 | 67.023 | 615.515 | 0 | 712.218 | 109.308 | 75.881 | 646.247 | 0 | 0 | 6637 | 6637 | 39025 | 39025 | 3669.259 | 2020
Vintage1978 | hard coal | TRUE | 20856.8023.WI.ST | 8023 | N | . | Columbia (WI) | Wisconsin Power & Light Co | 20856 | WI | ENC | MRO |  | 22 | 1 | Electric Utility | ST | RC | COL | MISO | M | short tons | 263585 | 274556 | 195583 | 129175 | 163993 | 279741 | 323242 | 361072 | 217907 | 207393 | 316859 | 432219 | 263585 | 274556 | 195583 | 129175 | 163993 | 279741 | 323242 | 361072 | 217907 | 207393 | 316859 | 432219 | 17.23 | 17.19 | 17.27 | 17.19 | 17.98 | 17.9 | 17.64 | 17.56 | 17.54 | 17.46 | 17.46 | 17.42 | 4541570 | 4719618 | 3377718 | 2220518 | 2948594 | 5007364 | 5701989 | 6340424 | 3822089 | 3621082 | 5532358 | 7529255 | 4541570 | 4719618 | 3377718 | 2220518 | 2948594 | 5007364 | 5701989 | 6340424 | 3822089 | 3621082 | 5532358 | 7529255 | 438489.37 | 444990 | 311774.56 | 200876.98 | 271944.49 | 458864 | 518510.78 | 583502.69 | 357418.12 | 344271.75 | 522848 | 729745 | 3165325 | 3165325 | 55362579 | 55362579 | 5183235.7 | 2020
Vintage1978 | hard coal | TRUE | 20856.8023.WI.ST | 8023 | N | . | Columbia (WI) | Wisconsin Power & Light Co | 20856 | WI | ENC | MRO |  | 22 | 1 | Electric Utility | ST | SUB | COL | MISO | M | short tons | 0 | 0 | 0 | 0 | 0 | 0 | 0 | 0 | 0 | 0 | 0 | 0 | 0 | 0 | 0 | 0 | 0 | 0 | 0 | 0 | 0 | 0 | 0 | 0 | 0 | 0 | 0 | 0 | 0 | 0 | 0 | 0 | 0 | 0 | 0 | 0 | 0 | 0 | 0 | 0 | 0 | 0 | 0 | 0 | 0 | 0 | 0 | 0 | 0 | 0 | 0 | 0 | 0 | 0 | 0 | 0 | 0 | 0 | 0 | 0 | 0 | 0 | 0 | 0 | 0 | 0 | 0 | 0 | 0 | 0 | 0 | 0 | 0 | 0 | 0 | 0 | 0 | 2020
Vintage2002 | natural gas peaker | TRUE | 1307.8026.WY.GT | 8026 | N | . | Hartzog | Basin Electric Power Coop | 1307 | WY | MTN | WECC |  | 22 | 1 | Electric Utility | GT | NG | NG | WACM | A | mcf | 994 | 890 | 1032 | 758 | 640 | 739 | 1209 | 1801 | 983 | 945 | 832 | 697 | 994 | 890 | 1032 | 758 | 640 | 739 | 1209 | 1801 | 983 | 945 | 832 | 697 | 0.96 | 0.96 | 0.96 | 0.96 | 0.96 | 0.96 | 0.96 | 0.96 | 0.96 | 0.96 | 0.96 | 0.96 | 954 | 854 | 991 | 728 | 614 | 709 | 1161 | 1729 | 944 | 907 | 799 | 669 | 954 | 854 | 991 | 728 | 614 | 709 | 1161 | 1729 | 944 | 907 | 799 | 669 | 53.227 | 47.596 | 55.173 | 40.539 | 34.209 | 39.504 | 64.644 | 96.302 | 52.543 | 50.54 | 44.471 | 37.252 | 11520 | 11520 | 11059 | 11059 | 616 | 2020
Vintage2005 | petroleum | TRUE | 13781.8027.MN.GT | 8027 | N | . | Blue Lake | Northern States Power Co - Minnesota | 13781 | MN | WNC | MRO |  | 22 | 1 | Electric Utility | GT | DFO | DFO | MISO | A | barrels | 207 | 272 | 24 | 112 | 714 | 473 | 198 | 835 | 206 | 254 | 145 | 513 | 207 | 272 | 24 | 112 | 714 | 473 | 198 | 835 | 206 | 254 | 145 | 513 | 5.848 | 5.848 | 5.848 | 5.848 | 5.848 | 5.848 | 5.848 | 5.848 | 5.848 | 5.848 | 5.848 | 5.848 | 1211 | 1591 | 140 | 655 | 4175 | 2766 | 1158 | 4883 | 1205 | 1485 | 848 | 3000 | 1211 | 1591 | 140 | 655 | 4175 | 2766 | 1158 | 4883 | 1205 | 1485 | 848 | 3000 | 113.788 | 149.544 | 13.452 | 61.796 | 393.274 | 260.553 | 108.919 | 459.759 | 113.417 | 139.612 | 79.734 | 282.565 | 3953 | 3953 | 23117 | 23117 | 2176.413 | 2020
Vintage2005 | natural gas peaker | TRUE | 13781.8027.MN.GT | 8027 | N | . | Blue Lake | Northern States Power Co - Minnesota | 13781 | MN | WNC | MRO |  | 22 | 1 | Electric Utility | GT | NG | NG | MISO | A | mcf | 177499 | 124827 | 121101 | 109454 | 86867 | 128836 | 170221 | 126883 | 77886 | 108835 | 84593 | 133604 | 177499 | 124827 | 121101 | 109454 | 86867 | 128836 | 170221 | 126883 | 77886 | 108835 | 84593 | 133604 | 1.102 | 1.102 | 1.102 | 1.102 | 1.102 | 1.102 | 1.102 | 1.102 | 1.102 | 1.102 | 1.102 | 1.102 | 195604 | 137559 | 133453 | 120618 | 95727 | 141977 | 187584 | 139825 | 85830 | 119936 | 93221 | 147232 | 195604 | 137559 | 133453 | 120618 | 95727 | 141977 | 187584 | 139825 | 85830 | 119936 | 93221 | 147232 | 18415.577 | 12950.857 | 12564.268 | 11355.831 | 9012.424 | 13366.762 | 17660.423 | 13164.122 | 8080.696 | 11291.67 | 8776.555 | 13861.402 | 1450606 | 1450606 | 1598566 | 1598566 | 150500.59 | 2020
Vintage2002 | natural gas peaker | TRUE | 1307.8028.WY.GT | 8028 | N | . | Arvada | Basin Electric Power Coop | 1307 | WY | MTN | WECC |  | 22 | 1 | Electric Utility | GT | NG | NG | WACM | A | mcf | 1009 | 901 | 1045 | 768 | 648 | 748 | 1224 | 1824 | 995 | 957 | 842 | 705 | 1009 | 901 | 1045 | 768 | 648 | 748 | 1224 | 1824 | 995 | 957 | 842 | 705 | 0.96 | 0.96 | 0.96 | 0.96 | 0.96 | 0.96 | 0.96 | 0.96 | 0.96 | 0.96 | 0.96 | 0.96 | 969 | 865 | 1003 | 737 | 622 | 718 | 1175 | 1751 | 955 | 919 | 808 | 677 | 969 | 865 | 1003 | 737 | 622 | 718 | 1175 | 1751 | 955 | 919 | 808 | 677 | 53.919 | 48.214 | 55.89 | 41.065 | 34.653 | 40.017 | 65.483 | 97.553 | 53.225 | 51.197 | 45.049 | 37.735 | 11666 | 11666 | 11199 | 11199 | 624 | 2020
Vintage1974 | petroleum | TRUE | 12341.8029.IA.GT | 8029 | N | . | Sycamore (IA) | MidAmerican Energy Co | 12341 | IA | WNC | MRO |  | 22 | 1 | Electric Utility | GT | DFO | DFO | MISO | A | barrels | 0 | 0 | 0 | 0 | 0 | 0 | 0 | 0 | 0 | 0 | 0 | 0 | 0 | 0 | 0 | 0 | 0 | 0 | 0 | 0 | 0 | 0 | 0 | 0 | 0 | 0 | 0 | 0 | 0 | 0 | 0 | 0 | 0 | 0 | 0 | 0 | 0 | 0 | 0 | 0 | 0 | 0 | 0 | 0 | 0 | 0 | 0 | 0 | 0 | 0 | 0 | 0 | 0 | 0 | 0 | 0 | 0 | 0 | 0 | 0 | 0 | 0 | 0 | 0 | 0 | 0 | 0 | 0 | 0 | 0 | 0 | 0 | 0 | 0 | 0 | 0 | 0 | 2020
Vintage1974 | natural gas peaker | TRUE | 12341.8029.IA.GT | 8029 | N | . | Sycamore (IA) | MidAmerican Energy Co | 12341 | IA | WNC | MRO |  | 22 | 1 | Electric Utility | GT | NG | NG | MISO | A | mcf | 4997 | 5937 | 2493 | 3113 | 4629 | 5158 | 8448 | 4760 | 3704 | 3851 | 3122 | 5351 | 4997 | 5937 | 2493 | 3113 | 4629 | 5158 | 8448 | 4760 | 3704 | 3851 | 3122 | 5351 | 1.064 | 1.064 | 1.064 | 1.064 | 1.064 | 1.064 | 1.064 | 1.064 | 1.064 | 1.064 | 1.064 | 1.064 | 5317 | 6317 | 2653 | 3312 | 4925 | 5488 | 8989 | 5065 | 3941 | 4097 | 3322 | 5693 | 5317 | 6317 | 2653 | 3312 | 4925 | 5488 | 8989 | 5065 | 3941 | 4097 | 3322 | 5693 | 204.913 | 243.421 | 102.198 | 127.631 | 189.786 | 211.46 | 346.349 | 195.135 | 151.858 | 157.892 | 127.98 | 219.377 | 55563 | 55563 | 59119 | 59119 | 2278 | 2020
Vintage2002 | natural gas peaker | TRUE | 1307.8030.WY.GT | 8030 | N | . | Barber Creek | Basin Electric Power Coop | 1307 | WY | MTN | WECC |  | 22 | 1 | Electric Utility | GT | NG | NG | WACM | A | mcf | 1212 | 1084 | 1257 | 924 | 779 | 900 | 1473 | 2194 | 1197 | 1151 | 1013 | 849 | 1212 | 1084 | 1257 | 924 | 779 | 900 | 1473 | 2194 | 1197 | 1151 | 1013 | 849 | 0.96 | 0.96 | 0.96 | 0.96 | 0.96 | 0.96 | 0.96 | 0.96 | 0.96 | 0.96 | 0.96 | 0.96 | 1164 | 1041 | 1207 | 887 | 748 | 864 | 1414 | 2106 | 1149 | 1105 | 972 | 815 | 1164 | 1041 | 1207 | 887 | 748 | 864 | 1414 | 2106 | 1149 | 1105 | 972 | 815 | 64.89 | 58.027 | 67.265 | 49.423 | 41.706 | 48.162 | 78.811 | 117.408 | 64.058 | 61.616 | 54.218 | 45.416 | 14033 | 14033 | 13472 | 13472 | 751 | 2020
Vintage2004 | natural gas combined cycle | TRUE | 9417.8031.IA.CA | 8031 | N | . | Emery Station | Interstate Power and Light Co | 9417 | IA | WNC | MRO |  | 22 | 1 | Electric Utility | CA | NG | NG | MISO | M | mcf | 0 | 884558 | 0 | 0 | 736315 | 0 | 1072886 | 0 | 496294 | 528424 | 0 | 0 | 0 | 884558 | 0 | 0 | 736315 | 0 | 1072886 | 0 | 496294 | 528424 | 0 | 0 | 0 | 1.102 | 0 | 0 | 1.087 | 0 | 1.088 | 0 | 1.121 | 1.11 | 0 | 0 | 0 | 974783 | 0 | 0 | 800374 | 0 | 1167300 | 0 | 556346 | 586551 | 0 | 0 | 0 | 974783 | 0 | 0 | 800374 | 0 | 1167300 | 0 | 556346 | 586551 | 0 | 0 | 123061 | 114208 | 57604 | 97047 | 98261 | 88444 | 139522 | 98118 | 58649 | 57937 | 44997 | 67235 | 3718477 | 3718477 | 4085354 | 4085354 | 1045083 | 2020
Vintage2004 | natural gas combined cycle | TRUE | 9417.8031.IA.CT | 8031 | N | . | Emery Station | Interstate Power and Light Co | 9417 | IA | WNC | MRO |  | 22 | 1 | Electric Utility | CT | NG | NG | MISO | M | mcf | 1776436 | 884558 | 815079 | 1160748 | 766368 | 1455484 | 1116677 | 1353524 | 506321 | 600687 | 826054 | 1185545 | 1776436 | 884558 | 815079 | 1160748 | 766368 | 1455484 | 1116677 | 1353524 | 506321 | 600687 | 826054 | 1185545 | 1.102 | 1.102 | 1.102 | 1.106 | 1.087 | 1.083 | 1.088 | 1.101 | 1.121 | 1.11 | 1.112 | 1.111 | 1957632 | 974783 | 898217 | 1283787 | 833042 | 1576289 | 1214945 | 1490230 | 567586 | 666763 | 918572 | 1317140 | 1957632 | 974783 | 898217 | 1283787 | 833042 | 1576289 | 1214945 | 1490230 | 567586 | 666763 | 918572 | 1317140 | 181211 | 171197 | 82998 | 139204 | 136862 | 118237 | 191504 | 136253 | 82937 | 94634 | 77164 | 111461 | 12447481 | 12447481 | 13698986 | 13698986 | 1523662 | 2020
Vintage1975 | petroleum | TRUE | 13809.8034.SD.IC | 8034 | N | . | Yankton | NorthWestern Energy - (SD) | 13809 | SD | WNC | MRO |  | 22 | 1 | Electric Utility | IC | DFO | DFO | SWPP | A | barrels | 2 | 3 | 2 | 3 | 3 | 4 | 2 | 3 | 2 | 3 | 4 | 3 | 2 | 3 | 2 | 3 | 3 | 4 | 2 | 3 | 2 | 3 | 4 | 3 | 5.796 | 5.796 | 5.796 | 5.796 | 5.796 | 5.796 | 5.796 | 5.796 | 5.796 | 5.796 | 5.796 | 5.796 | 12 | 17 | 12 | 17 | 17 | 23 | 12 | 17 | 12 | 17 | 23 | 17 | 12 | 17 | 12 | 17 | 17 | 23 | 12 | 17 | 12 | 17 | 23 | 17 | -25.709 | -26.729 | -22.837 | -25.899 | -29.848 | -35.982 | -18.359 | -29.76 | -22.793 | -28.438 | -38.196 | -30.45 | 34 | 34 | 196 | 196 | -335 | 2020
Vintage1975 | natural gas peaker | TRUE | 13809.8034.SD.IC | 8034 | N | . | Yankton | NorthWestern Energy - (SD) | 13809 | SD | WNC | MRO |  | 22 | 1 | Electric Utility | IC | NG | NG | SWPP | A | mcf | 0 | 0 | 0 | 0 | 0 | 0 | 0 | 0 | 0 | 0 | 0 | 0 | 0 | 0 | 0 | 0 | 0 | 0 | 0 | 0 | 0 | 0 | 0 | 0 | 0 | 0 | 0 | 0 | 0 | 0 | 0 | 0 | 0 | 0 | 0 | 0 | 0 | 0 | 0 | 0 | 0 | 0 | 0 | 0 | 0 | 0 | 0 | 0 | 0 | 0 | 0 | 0 | 0 | 0 | 0 | 0 | 0 | 0 | 0 | 0 | 0 | 0 | 0 | 0 | 0 | 0 | 0 | 0 | 0 | 0 | 0 | 0 | 0 | 0 | 0 | 0 | 0 | 2020
Vintage1974 | nuclear | TRUE | 13337.8036.NE.ST | 8036 | N | 1 | Cooper Nuclear Station | Nebraska Public Power District | 13337 | NE | WNC | MRO |  | 22 | 1 | Electric Utility | ST | NUC | NUC | SWPP | M |  | 0 | 0 | 0 | 0 | 0 | 0 | 0 | 0 | 0 | 0 | 0 | 0 | 0 | 0 | 0 | 0 | 0 | 0 | 0 | 0 | 0 | 0 | 0 | 0 | 0 | 0 | 0 | 0 | 0 | 0 | 0 | 0 | 0 | 0 | 0 | 0 | 6257319 | 5800317 | 6160338 | 6017124 | 6146100 | 5871005 | 5953194 | 5808215 | 4343709 | 763194 | 5441007 | 6083947 | 6257319 | 5800317 | 6160338 | 6017124 | 6146100 | 5871005 | 5953194 | 5808215 | 4343709 | 763194 | 5441007 | 6083947 | 599017 | 555268 | 589733 | 576023 | 588370 | 562035 | 569903 | 556024 | 415826 | 73061 | 520871 | 582420 | 0 | 0 | 64645469 | 64645469 | 6188551 | 2020
Vintage1974 | natural gas peaker | TRUE | 18315.8037.KS.GT | 8037 | N | . | Clifton | Sunflower Electric Power Corp | 18315 | KS | WNC | MRO |  | 22 | 1 | Electric Utility | GT | NG | NG | SWPP | A | mcf | 6267 | 5287 | 4544 | 3907 | 3610 | 5573 | 8128 | 5694 | 3847 | 4275 | 3313 | 5100 | 6267 | 5287 | 4544 | 3907 | 3610 | 5573 | 8128 | 5694 | 3847 | 4275 | 3313 | 5100 | 1.037 | 1.037 | 1.037 | 1.037 | 1.037 | 1.037 | 1.037 | 1.037 | 1.037 | 1.037 | 1.037 | 1.037 | 6499 | 5483 | 4712 | 4052 | 3744 | 5779 | 8429 | 5905 | 3989 | 4433 | 3436 | 5289 | 6499 | 5483 | 4712 | 4052 | 3744 | 5779 | 8429 | 5905 | 3989 | 4433 | 3436 | 5289 | 218.096 | 183.989 | 158.107 | 135.945 | 125.621 | 193.922 | 282.818 | 198.149 | 133.85 | 148.754 | 115.266 | 177.483 | 59545 | 59545 | 61750 | 61750 | 2072 | 2020
Vintage1974 | petroleum | TRUE | 18315.8037.KS.IC | 8037 | N | . | Clifton | Sunflower Electric Power Corp | 18315 | KS | WNC | MRO |  | 22 | 1 | Electric Utility | IC | DFO | DFO | SWPP | A | barrels | 0 | 0 | 0 | 0 | 0 | 0 | 0 | 0 | 0 | 0 | 0 | 0 | 0 | 0 | 0 | 0 | 0 | 0 | 0 | 0 | 0 | 0 | 0 | 0 | 0 | 0 | 0 | 0 | 0 | 0 | 0 | 0 | 0 | 0 | 0 | 0 | 0 | 0 | 0 | 0 | 0 | 0 | 0 | 0 | 0 | 0 | 0 | 0 | 0 | 0 | 0 | 0 | 0 | 0 | 0 | 0 | 0 | 0 | 0 | 0 | 0 | 0 | 0 | 0 | 0 | 0 | 0 | 0 | 0 | 0 | 0 | 0 | 0 | 0 | 0 | 0 | 0 | 2020
Vintage1975 | hard coal | TRUE | 5416.8042.NC.ST | 8042 | N | . | Belews Creek | Duke Energy Carolinas, LLC | 5416 | NC | SAT | SERC |  | 22 | 1 | Electric Utility | ST | BIT | COL | DUK | M | short tons | 214010 | 48920 | 121680 | 10460 | 69035 | 337140 | 385140 | 365660 | 98290 | 17050 | 0 | 17310 | 214010 | 48920 | 121680 | 10460 | 69035 | 337140 | 385140 | 365660 | 98290 | 17050 | 0 | 17310 | 24.916 | 24.886 | 24.8 | 24.914 | 24.444 | 24.83 | 24.862 | 24.864 | 24.803 | 25.174 | 0 | 24.974 | 5332273 | 1217423 | 3017664 | 260600 | 1687492 | 8371186 | 9575351 | 9091770 | 2437887 | 429217 | 0 | 432300 | 5332273 | 1217423 | 3017664 | 260600 | 1687492 | 8371186 | 9575351 | 9091770 | 2437887 | 429217 | 0 | 432300 | 554450.4 | 122187.52 | 310361.08 | 21709.068 | 145702.66 | 857878.22 | 1014175.2 | 935694.69 | 243667.63 | 43337.786 | 0 | 31854.094 | 1684695 | 1684695 | 41853163 | 41853163 | 4281018.4 | 2020
Vintage1975 | petroleum | TRUE | 5416.8042.NC.ST | 8042 | N | . | Belews Creek | Duke Energy Carolinas, LLC | 5416 | NC | SAT | SERC |  | 22 | 1 | Electric Utility | ST | DFO | DFO | DUK | M | barrels | 1135 | 6662 | 3557 | 730 | 14221 | 7563 | 2655 | 8770 | 1084 | 571 | 0 | 0 | 1135 | 6662 | 3557 | 730 | 14221 | 7563 | 2655 | 8770 | 1084 | 571 | 0 | 0 | 5.8 | 5.8 | 5.8 | 5.8 | 5.8 | 5.8 | 5.8 | 5.8 | 5.8 | 5.8 | 0 | 0 | 6583 | 38640 | 20631 | 4234 | 82482 | 43865 | 15399 | 50866 | 6287 | 3312 | 0 | 0 | 6583 | 38640 | 20631 | 4234 | 82482 | 43865 | 15399 | 50866 | 6287 | 3312 | 0 | 0 | 684.501 | 3878.09 | 2121.819 | 352.709 | 7121.705 | 4495.321 | 1630.988 | 5234.959 | 628.408 | 334.391 | 0 | 0 | 46948 | 46948 | 272299 | 272299 | 26482.891 | 2020
Vintage1975 | natural gas steam turbine | TRUE | 5416.8042.NC.ST | 8042 | N | . | Belews Creek | Duke Energy Carolinas, LLC | 5416 | NC | SAT | SERC |  | 22 | 1 | Electric Utility | ST | NG | NG | DUK | M | mcf | 160628 | 173771 | 971180 | 11020 | 265 | 1160301 | 1429786 | 1649283 | 2419915 | 1692839 | 7934 | 249500 | 160628 | 173771 | 971180 | 11020 | 265 | 1160301 | 1429786 | 1649283 | 2419915 | 1692839 | 7934 | 249500 | 1.037 | 1.038 | 1.034 | 1.034 | 1.033 | 1.033 | 1.036 | 1.032 | 1.034 | 1.03 | 1.037 | 1.035 | 166571 | 180374 | 1004200 | 11395 | 274 | 1198591 | 1481258 | 1702060 | 2502192 | 1743624 | 8228 | 258233 | 166571 | 180374 | 1004200 | 11395 | 274 | 1198591 | 1481258 | 1702060 | 2502192 | 1743624 | 8228 | 258233 | 17320.097 | 18103.392 | 103280.1 | 949.223 | 23.636 | 122831.46 | 156887.78 | 175170.35 | 250094.96 | 176052.82 | -6311 | 19027.906 | 9926422 | 9926422 | 10257000 | 10257000 | 1033430.7 | 2020
Vintage1978 | petroleum | TRUE | 6455.8048.FL.ST | 8048 | N | . | Anclote | Duke Energy Florida, LLC | 6455 | FL | SAT | SERC |  | 22 | 1 | Electric Utility | ST | DFO | DFO | FPC | M | barrels | 0 | 0 | 0 | 0 | 0 | 0 | 0 | 0 | 0 | 0 | 0 | 0 | 0 | 0 | 0 | 0 | 0 | 0 | 0 | 0 | 0 | 0 | 0 | 0 | 0 | 0 | 0 | 0 | 0 | 0 | 0 | 0 | 0 | 0 | 0 | 0 | 0 | 0 | 0 | 0 | 0 | 0 | 0 | 0 | 0 | 0 | 0 | 0 | 0 | 0 | 0 | 0 | 0 | 0 | 0 | 0 | 0 | 0 | 0 | 0 | 0 | 0 | 0 | 0 | 0 | 0 | 0 | 0 | 0 | 0 | 0 | 0 | 0 | 0 | 0 | 0 | 0 | 2020
Vintage1978 | natural gas steam turbine | TRUE | 6455.8048.FL.ST | 8048 | N | . | Anclote | Duke Energy Florida, LLC | 6455 | FL | SAT | SERC |  | 22 | 1 | Electric Utility | ST | NG | NG | FPC | M | mcf | 1177397 | 1314272 | 2420366 | 2310408 | 1698032 | 2920830 | 2702580 | 2388208 | 2239907 | 2867053 | 2214179 | 1371139 | 1177397 | 1314272 | 2420366 | 2310408 | 1698032 | 2920830 | 2702580 | 2388208 | 2239907 | 2867053 | 2214179 | 1371139 | 1.027 | 1.026 | 1.027 | 1.026 | 1.024 | 1.023 | 1.025 | 1.025 | 1.03 | 1.028 | 1.027 | 1.029 | 1209187 | 1348443 | 2485716 | 2370479 | 1738785 | 2988009 | 2770145 | 2447913 | 2307104 | 2947330 | 2273962 | 1410902 | 1209187 | 1348443 | 2485716 | 2370479 | 1738785 | 2988009 | 2770145 | 2447913 | 2307104 | 2947330 | 2273962 | 1410902 | 102532 | 119462 | 221915 | 203729 | 148260 | 257602 | 231885 | 198698 | 187421 | 254087 | 199650 | 118648 | 25624371 | 25624371 | 26297975 | 26297975 | 2243889 | 2020
Vintage1978 | petroleum | TRUE | 6455.8048.FL.ST | 8048 | N | . | Anclote | Duke Energy Florida, LLC | 6455 | FL | SAT | SERC |  | 22 | 1 | Electric Utility | ST | RFO | RFO | FPC | M | barrels | 0 | 0 | 0 | 0 | 0 | 0 | 0 | 0 | 0 | 0 | 0 | 0 | 0 | 0 | 0 | 0 | 0 | 0 | 0 | 0 | 0 | 0 | 0 | 0 | 0 | 0 | 0 | 0 | 0 | 0 | 0 | 0 | 0 | 0 | 0 | 0 | 0 | 0 | 0 | 0 | 0 | 0 | 0 | 0 | 0 | 0 | 0 | 0 | 0 | 0 | 0 | 0 | 0 | 0 | 0 | 0 | 0 | 0 | 0 | 0 | 0 | 0 | 0 | 0 | 0 | 0 | 0 | 0 | 0 | 0 | 0 | 0 | 0 | 0 | 0 | 0 | 0 | 2020
Vintage2000 | petroleum | TRUE | 6455.8049.FL.GT | 8049 | N | . | Intercession City | Duke Energy Florida, LLC | 6455 | FL | SAT | SERC |  | 22 | 1 | Electric Utility | GT | DFO | DFO | FPC | M | barrels | 4 | 2200 | 92 | 2046 | 418 | 3958 | 4350 | 5628 | 2202 | 2338 | 3333 | 5008 | 4 | 2200 | 92 | 2046 | 418 | 3958 | 4350 | 5628 | 2202 | 2338 | 3333 | 5008 | 5.802 | 5.802 | 5.802 | 5.802 | 5.802 | 5.804 | 5.799 | 5.803 | 5.802 | 5.75 | 5.75 | 5.75 | 23 | 12764 | 534 | 11871 | 2425 | 22972 | 25226 | 32659 | 12776 | 13444 | 19165 | 28796 | 23 | 12764 | 534 | 11871 | 2425 | 22972 | 25226 | 32659 | 12776 | 13444 | 19165 | 28796 | 1.769 | 1051.916 | 38.507 | 893.371 | 180.461 | 1710.904 | 1765.468 | 2444.316 | 942.968 | 985.575 | 1365.751 | 2155.262 | 31577 | 31577 | 182655 | 182655 | 13536.268 | 2020
Vintage2000 | natural gas peaker | TRUE | 6455.8049.FL.GT | 8049 | N | . | Intercession City | Duke Energy Florida, LLC | 6455 | FL | SAT | SERC |  | 22 | 1 | Electric Utility | GT | NG | NG | FPC | M | mcf | 24466 | 273114 | 629946 | 234513 | 338879 | 512492 | 507126 | 519318 | 169458 | 346288 | 286226 | 186905 | 24466 | 273114 | 629946 | 234513 | 338879 | 512492 | 507126 | 519318 | 169458 | 346288 | 286226 | 186905 | 1.029 | 1.029 | 1.027 | 1.029 | 1.026 | 1.019 | 1.027 | 1.027 | 1.031 | 1.029 | 1.027 | 1.03 | 25176 | 281034 | 646955 | 241314 | 347690 | 522229 | 520818 | 533340 | 174711 | 356330 | 293954 | 192512 | 25176 | 281034 | 646955 | 241314 | 347690 | 522229 | 520818 | 533340 | 174711 | 356330 | 293954 | 192512 | 1919.231 | 23160.084 | 46670.493 | 18160.629 | 25871.539 | 38894.096 | 36450.532 | 39916.684 | 12895.032 | 26123.425 | 20948.249 | 14408.738 | 4028731 | 4028731 | 4136063 | 4136063 | 305418.73 | 2020
Vintage2001 | natural gas peaker | TRUE | 15296.8053.NY.GT | 8053 | N | . | Pouch | New York Power Authority | 15296 | NY | MAT | NPCC |  | 22 | 1 | Electric Utility | GT | NG | NG | NYIS | A | mcf | 48272 | 45356 | 44401 | 31683 | 37021 | 58892 | 84798 | 75532 | 59269 | 44386 | 45756 | 46636 | 48272 | 45356 | 44401 | 31683 | 37021 | 58892 | 84798 | 75532 | 59269 | 44386 | 45756 | 46636 | 1.044 | 1.044 | 1.044 | 1.044 | 1.044 | 1.044 | 1.044 | 1.044 | 1.044 | 1.044 | 1.044 | 1.044 | 50396 | 47352 | 46355 | 33077 | 38650 | 61483 | 88529 | 78855 | 61877 | 46339 | 47769 | 48688 | 50396 | 47352 | 46355 | 33077 | 38650 | 61483 | 88529 | 78855 | 61877 | 46339 | 47769 | 48688 | 4654.442 | 4373.091 | 4281.066 | 3054.776 | 3569.482 | 5678.183 | 8176.026 | 7282.597 | 5714.539 | 4279.623 | 4411.642 | 4496.533 | 622002 | 622002 | 649370 | 649370 | 59972 | 2020
Vintage1975 | natural gas steam turbine | TRUE | 12685.8054.MS.ST | 8054 | N | . | Gerald Andrus | Entergy Mississippi LLC | 12685 | MS | ESC | SERC |  | 22 | 1 | Electric Utility | ST | NG | NG | MISO | AM | mcf | 0 | 0 | 0 | 967964 | 2040432 | 1412827 | 3761203 | 2568670 | 0 | 0 | 0 | 101676 | 0 | 0 | 0 | 967964 | 2040432 | 1412827 | 3761203 | 2568670 | 0 | 0 | 0 | 101676 | 0 | 0 | 0 | 1.057 | 1.057 | 1.059 | 1.021 | 1.021 | 0 | 0 | 0 | 1.064 | 0 | 0 | 0 | 1023138 | 2156737 | 1496184 | 3840188 | 2622612 | 0 | 0 | 0 | 108183 | 0 | 0 | 0 | 1023138 | 2156737 | 1496184 | 3840188 | 2622612 | 0 | 0 | 0 | 108183 | 0 | 0 | 0 | 85298 | 195888 | 130182 | 343243 | 231709 | 0 | 0 | 0 | 1949 | 10852772 | 10852772 | 11247042 | 11247042 | 988269 | 2020
Vintage1975 | petroleum | TRUE | 12685.8054.MS.ST | 8054 | N | . | Gerald Andrus | Entergy Mississippi LLC | 12685 | MS | ESC | SERC |  | 22 | 1 | Electric Utility | ST | RFO | RFO | MISO | AM | barrels | 0 | 0 | 0 | 0 | 0 | 0 | 0 | 0 | 0 | 0 | 0 | 0 | 0 | 0 | 0 | 0 | 0 | 0 | 0 | 0 | 0 | 0 | 0 | 0 | 0 | 0 | 0 | 0 | 0 | 0 | 0 | 0 | 0 | 0 | 0 | 0 | 0 | 0 | 0 | 0 | 0 | 0 | 0 | 0 | 0 | 0 | 0 | 0 | 0 | 0 | 0 | 0 | 0 | 0 | 0 | 0 | 0 | 0 | 0 | 0 | 0 | 0 | 0 | 0 | 0 | 0 | 0 | 0 | 0 | 0 | 0 | 0 | 0 | 0 | 0 | 0 | 0 | 2020
Vintage1980 | nuclear | TRUE | 814.8055.AR.ST | 8055 | N | 2 | Arkansas Nuclear One | Entergy Arkansas LLC | 814 | AR | WSC | SERC |  | 22 | 1 | Electric Utility | ST | NUC | NUC | MISO | M |  | 0 | 0 | 0 | 0 | 0 | 0 | 0 | 0 | 0 | 0 | 0 | 0 | 0 | 0 | 0 | 0 | 0 | 0 | 0 | 0 | 0 | 0 | 0 | 0 | 0 | 0 | 0 | 0 | 0 | 0 | 0 | 0 | 0 | 0 | 0 | 0 | 7829522 | 7325044 | 3181970 | 1916168 | 7704076 | 7227332 | 7702739 | 7728373 | 7496013 | 7813383 | 6777090 | 6966329 | 7829522 | 7325044 | 3181970 | 1916168 | 7704076 | 7227332 | 7702739 | 7728373 | 7496013 | 7813383 | 6777090 | 6966329 | 749525 | 701231 | 304612 | 183436 | 737516 | 691877 | 737388 | 739842 | 717598 | 747980 | 648775 | 666891 | 0 | 0 | 79668039 | 79668039 | 7626671 | 2020
Vintage1980 | nuclear | TRUE | 814.8055.AR.ST | 8055 | N | 1 | Arkansas Nuclear One | Entergy Arkansas LLC | 814 | AR | WSC | SERC |  | 22 | 1 | Electric Utility | ST | NUC | NUC | MISO | M |  | 0 | 0 | 0 | 0 | 0 | 0 | 0 | 0 | 0 | 0 | 0 | 0 | 0 | 0 | 0 | 0 | 0 | 0 | 0 | 0 | 0 | 0 | 0 | 0 | 0 | 0 | 0 | 0 | 0 | 0 | 0 | 0 | 0 | 0 | 0 | 0 | 6643360 | 6236970 | 6664534 | 6348282 | 6528339 | 6240041 | 6480340 | 6502778 | 6341941 | 6618217 | 6417821 | 6657619 | 6643360 | 6236970 | 6664534 | 6348282 | 6528339 | 6240041 | 6480340 | 6502778 | 6341941 | 6618217 | 6417821 | 6657619 | 635973 | 597069 | 638000 | 607725 | 624962 | 597363 | 620367 | 622515 | 607118 | 633566 | 614382 | 637338 | 0 | 0 | 77680242 | 77680242 | 7436378 | 2020
Vintage2009 | petroleum | TRUE | 11241.8056.LA.GT | 8056 | N | . | Waterford 1 & 2 | Entergy Louisiana LLC | 11241 | LA | WSC | SERC |  | 22 | 1 | Electric Utility | GT | DFO | DFO | MISO | A | barrels | 141 | 313 | 141 | 202 | 224 | 201 | 169 | 123 | 205 | 169 | 137 | 172 | 141 | 313 | 141 | 202 | 224 | 201 | 169 | 123 | 205 | 169 | 137 | 172 | 5.9 | 5.9 | 5.9 | 5.9 | 5.9 | 5.9 | 5.9 | 5.9 | 5.9 | 5.9 | 5.9 | 5.9 | 832 | 1847 | 832 | 1192 | 1322 | 1186 | 997 | 726 | 1210 | 997 | 808 | 1015 | 832 | 1847 | 832 | 1192 | 1322 | 1186 | 997 | 726 | 1210 | 997 | 808 | 1015 | 60.224 | 133.334 | 60.222 | 86.22 | 95.518 | 85.737 | 72.013 | 52.624 | 87.363 | 71.974 | 58.576 | 73.195 | 2197 | 2197 | 12964 | 12964 | 937 | 2020
Vintage1975 | natural gas steam turbine | TRUE | 11241.8056.LA.ST | 8056 | N | . | Waterford 1 & 2 | Entergy Louisiana LLC | 11241 | LA | WSC | SERC |  | 22 | 1 | Electric Utility | ST | NG | NG | MISO | AM | mcf | 0 | 0 | 0 | 392110 | 96412 | 0 | 89316 | 34694 | 99936 | 467608 | 146182 | 76176 | 0 | 0 | 0 | 392110 | 96412 | 0 | 89316 | 34694 | 99936 | 467608 | 146182 | 76176 | 0 | 0 | 0 | 1.038 | 1.024 | 0 | 1.03 | 1.03 | 1.02 | 1.02 | 1.031 | 1.019 | 0 | 0 | 0 | 407010 | 98726 | 0 | 91995 | 35735 | 101935 | 476960 | 150714 | 77623 | 0 | 0 | 0 | 407010 | 98726 | 0 | 91995 | 35735 | 101935 | 476960 | 150714 | 77623 | 0 | 0 | 0 | 39123 | 9126 | 0 | 7955 | 2683 | 8973 | 44269 | 13089 | 7233 | 1402434 | 1402434 | 1440698 | 1440698 | 132451 | 2020
Vintage1975 | petroleum | TRUE | 11241.8056.LA.ST | 8056 | N | . | Waterford 1 & 2 | Entergy Louisiana LLC | 11241 | LA | WSC | SERC |  | 22 | 1 | Electric Utility | ST | RFO | RFO | MISO | AM | barrels | 0 | 0 | 0 | 0 | 0 | 0 | 0 | 0 | 0 | 0 | 0 | 0 | 0 | 0 | 0 | 0 | 0 | 0 | 0 | 0 | 0 | 0 | 0 | 0 | 0 | 0 | 0 | 0 | 0 | 0 | 0 | 0 | 0 | 0 | 0 | 0 | 0 | 0 | 0 | 0 | 0 | 0 | 0 | 0 | 0 | 0 | 0 | 0 | 0 | 0 | 0 | 0 | 0 | 0 | 0 | 0 | 0 | 0 | 0 | 0 | 0 | 0 | 0 | 0 | 0 | 0 | 0 | 0 | 0 | 0 | 0 | 0 | 0 | 0 | 0 | 0 | 0 | 2020
Vintage1974 | natural gas combined cycle | TRUE | 15474.8059.OK.CA | 8059 | N | . | Comanche (OK) | Public Service Co of Oklahoma | 15474 | OK | WSC | MRO |  | 22 | 1 | Electric Utility | CA | NG | NG | SWPP | AM | mcf | 0 | 0 | 0 | 0 | 0 | 0 | 0 | 0 | 0 | 0 | 0 | 0 | 0 | 0 | 0 | 0 | 0 | 0 | 0 | 0 | 0 | 0 | 0 | 0 | 0 | 0 | 0 | 0 | 0 | 0 | 0 | 0 | 0 | 0 | 0 | 0 | 0 | 0 | 0 | 0 | 0 | 0 | 0 | 0 | 0 | 0 | 0 | 0 | 0 | 0 | 0 | 0 | 0 | 0 | 0 | 0 | 0 | 0 | 0 | 0 | 8806 | 12776 | 10444 | 0 | 2970 | 13118 | 28886 | 10474 | 7738 | 0 | 0 | 1709 | 0 | 0 | 0 | 0 | 96921 | 2020
Vintage1973 | petroleum | TRUE | 15474.8059.OK.CT | 8059 | N | . | Comanche (OK) | Public Service Co of Oklahoma | 15474 | OK | WSC | MRO |  | 22 | 1 | Electric Utility | CT | DFO | DFO | SWPP | A | barrels | 0 | 0 | 0 | 0 | 0 | 0 | 0 | 0 | 0 | 0 | 0 | 0 | 0 | 0 | 0 | 0 | 0 | 0 | 0 | 0 | 0 | 0 | 0 | 0 | 0 | 0 | 0 | 0 | 0 | 0 | 0 | 0 | 0 | 0 | 0 | 0 | 0 | 0 | 0 | 0 | 0 | 0 | 0 | 0 | 0 | 0 | 0 | 0 | 0 | 0 | 0 | 0 | 0 | 0 | 0 | 0 | 0 | 0 | 0 | 0 | 0 | 0 | 0 | 0 | 0 | 0 | 0 | 0 | 0 | 0 | 0 | 0 | 0 | 0 | 0 | 0 | 0 | 2020
Vintage1973 | natural gas combined cycle | TRUE | 15474.8059.OK.CT | 8059 | N | . | Comanche (OK) | Public Service Co of Oklahoma | 15474 | OK | WSC | MRO |  | 22 | 1 | Electric Utility | CT | NG | NG | SWPP | AM | mcf | 191938 | 280191 | 216231 | 0 | 62472 | 306561 | 627995 | 236384 | 170212 | 0 | 0 | 58411 | 191938 | 280191 | 216231 | 0 | 62472 | 306561 | 627995 | 236384 | 170212 | 0 | 0 | 58411 | 1.05 | 1.04 | 1.08 | 0 | 1.05 | 1.04 | 1.05 | 1.07 | 1.08 | 0 | 0 | 1.06 | 201535 | 291399 | 233529 | 0 | 65596 | 318823 | 659395 | 252931 | 183829 | 0 | 0 | 61916 | 201535 | 291399 | 233529 | 0 | 65596 | 318823 | 659395 | 252931 | 183829 | 0 | 0 | 61916 | 12928 | 19835 | 15446 | 0 | 3906 | 19161 | 43359 | 15974 | 12070 | 0 | 0 | 3656 | 2150395 | 2150395 | 2268953 | 2268953 | 146335 | 2020
Vintage1990 | petroleum | TRUE | 55983.8063.TX.GT | 8063 | N | . | DeCordova Steam Electric Station | Luminant Generation Company LLC | 55983 | TX | WSC | TRE |  | 22 | 2 | NAICS-22 Non-Cogen | GT | DFO | DFO | ERCO | A | barrels | 9 | 16 | 7 | 10 | 11 | 10 | 8 | 6 | 10 | 7 | 7 | 9 | 9 | 16 | 7 | 10 | 11 | 10 | 8 | 6 | 10 | 7 | 7 | 9 | 5.796 | 5.796 | 5.796 | 5.796 | 5.796 | 5.796 | 5.796 | 5.796 | 5.796 | 5.796 | 5.796 | 5.796 | 52 | 93 | 41 | 58 | 64 | 58 | 46 | 35 | 58 | 41 | 41 | 52 | 52 | 93 | 41 | 58 | 64 | 58 | 46 | 35 | 58 | 41 | 41 | 52 | 2.935 | 6.531 | 2.921 | 4.205 | 4.64 | 4.056 | 3.327 | 2.472 | 4.267 | 3.035 | 2.848 | 3.579 | 110 | 110 | 639 | 639 | 44.816 | 2020
Vintage1990 | natural gas peaker | TRUE | 55983.8063.TX.GT | 8063 | N | . | DeCordova Steam Electric Station | Luminant Generation Company LLC | 55983 | TX | WSC | TRE |  | 22 | 2 | NAICS-22 Non-Cogen | GT | NG | NG | ERCO | A | mcf | 23996 | 22830 | 22247 | 19808 | 23714 | 28049 | 34126 | 33029 | 27255 | 23569 | 18461 | 20289 | 23996 | 22830 | 22247 | 19808 | 23714 | 28049 | 34126 | 33029 | 27255 | 23569 | 18461 | 20289 | 1.05 | 1.05 | 1.05 | 1.05 | 1.05 | 1.05 | 1.05 | 1.05 | 1.05 | 1.05 | 1.05 | 1.05 | 25196 | 23972 | 23359 | 20798 | 24900 | 29451 | 35832 | 34680 | 28618 | 24747 | 19384 | 21303 | 25196 | 23972 | 23359 | 20798 | 24900 | 29451 | 35832 | 34680 | 28618 | 24747 | 19384 | 21303 | 1771.034 | 1684.989 | 1641.956 | 1462.002 | 1750.284 | 2070.189 | 2518.709 | 2437.78 | 2011.609 | 1739.57 | 1362.564 | 1497.498 | 297373 | 297373 | 312240 | 312240 | 21948.184 | 2020
Vintage1979 | petroleum | TRUE | 14354.8066.WY.ST | 8066 | N | . | Jim Bridger | PacifiCorp | 14354 | WY | MTN | WECC |  | 22 | 1 | Electric Utility | ST | DFO | DFO | PACE | M | barrels | 2080 | 581 | 1147 | 959 | 731 | 791 | 568 | 924 | 834 | 1350 | 1066 | 21 | 2080 | 581 | 1147 | 959 | 731 | 791 | 568 | 924 | 834 | 1350 | 1066 | 21 | 5.88 | 5.88 | 5.88 | 5.88 | 5.88 | 5.88 | 5.88 | 5.88 | 5.88 | 5.88 | 5.88 | 5.88 | 12230 | 3416 | 6744 | 5639 | 4298 | 4651 | 3340 | 5433 | 4904 | 7938 | 6268 | 123 | 12230 | 3416 | 6744 | 5639 | 4298 | 4651 | 3340 | 5433 | 4904 | 7938 | 6268 | 123 | 1118.915 | 302.558 | 628.268 | 503.809 | 378.941 | 415.544 | 307.055 | 499.119 | 444.268 | 735.854 | 577.498 | 11.332 | 11052 | 11052 | 64984 | 64984 | 5923.161 | 2020
Vintage1979 | hard coal | TRUE | 14354.8066.WY.ST | 8066 | N | . | Jim Bridger | PacifiCorp | 14354 | WY | MTN | WECC |  | 22 | 1 | Electric Utility | ST | SUB | COL | PACE | M | short tons | 433842 | 378567 | 470179 | 423156 | 390960 | 421623 | 552131 | 635340 | 542395 | 628796 | 595275 | 580072 | 433842 | 378567 | 470179 | 423156 | 390960 | 421623 | 552131 | 635340 | 542395 | 628796 | 595275 | 580072 | 18.818 | 18.65 | 18.865 | 18.838 | 19.068 | 19.553 | 19.572 | 19.211 | 18.873 | 18.535 | 18.934 | 18.546 | 8164039 | 7060275 | 8869927 | 7971413 | 7454825 | 8243995 | 10806308 | 12205517 | 10236621 | 11654734 | 11270937 | 10758015 | 8164039 | 7060275 | 8869927 | 7971413 | 7454825 | 8243995 | 10806308 | 12205517 | 10236621 | 11654734 | 11270937 | 10758015 | 746898.09 | 625282.44 | 826273.73 | 712205.19 | 657225.06 | 736548.46 | 993499.95 | 1121270.9 | 927381.73 | 1080396.1 | 1038427.5 | 987242.67 | 6052336 | 6052336 | 114696606 | 114696606 | 10452652 | 2020
Vintage1972 | petroleum | TRUE | 15466.8067.CO.GT | 8067 | N | . | Fort Lupton | Public Service Co of Colorado | 15466 | CO | MTN | WECC |  | 22 | 1 | Electric Utility | GT | DFO | DFO | PSCO | A | barrels | 9 | 6 | 6 | 8 | 5 | 7 | 6 | 7 | 8 | 7 | 9 | 9 | 9 | 6 | 6 | 8 | 5 | 7 | 6 | 7 | 8 | 7 | 9 | 9 | 5.776 | 5.776 | 5.776 | 5.776 | 5.776 | 5.776 | 5.776 | 5.776 | 5.776 | 5.776 | 5.776 | 5.776 | 52 | 35 | 35 | 46 | 29 | 40 | 35 | 40 | 46 | 40 | 52 | 52 | 52 | 35 | 35 | 46 | 29 | 40 | 35 | 40 | 46 | 40 | 52 | 52 | 2.893 | 2.307 | 2.128 | 2.85 | 1.944 | 2.461 | 2.319 | 2.573 | 3.089 | 2.627 | 3.414 | 3.123 | 87 | 87 | 502 | 502 | 31.728 | 2020
Vintage1972 | natural gas peaker | TRUE | 15466.8067.CO.GT | 8067 | N | . | Fort Lupton | Public Service Co of Colorado | 15466 | CO | MTN | WECC |  | 22 | 1 | Electric Utility | GT | NG | NG | PSCO | A | mcf | 7447 | 10744 | 10018 | 9002 | 7891 | 10747 | 12043 | 12256 | 9384 | 8660 | 7759 | 8652 | 7447 | 10744 | 10018 | 9002 | 7891 | 10747 | 12043 | 12256 | 9384 | 8660 | 7759 | 8652 | 1.099 | 1.099 | 1.099 | 1.099 | 1.099 | 1.099 | 1.099 | 1.099 | 1.099 | 1.099 | 1.099 | 1.099 | 8184 | 11808 | 11010 | 9893 | 8672 | 11811 | 13235 | 13469 | 10313 | 9517 | 8527 | 9509 | 8184 | 11808 | 11010 | 9893 | 8672 | 11811 | 13235 | 13469 | 10313 | 9517 | 8527 | 9509 | 516.782 | 745.499 | 695.119 | 624.617 | 547.582 | 745.755 | 835.693 | 850.469 | 651.155 | 600.904 | 538.363 | 600.334 | 114603 | 114603 | 125948 | 125948 | 7952.272 | 2020
Vintage2006 | natural gas combined cycle | TRUE | 16572.8068.AZ.CA | 8068 | N | . | Santan | Salt River Project | 16572 | AZ | MTN | WECC |  | 22 | 1 | Electric Utility | CA | NG | NG | SRP | M | mcf | 381489 | 232578 | 53088 | 42162 | 256965 | 504901 | 790741 | 838565 | 698392 | 765473 | 467154 | 340867 | 381489 | 232578 | 53088 | 42162 | 256965 | 504901 | 790741 | 838565 | 698392 | 765473 | 467154 | 340867 | 1.028 | 1.028 | 1.027 | 1.042 | 1.043 | 1.022 | 1.022 | 1.02 | 1.018 | 1.02 | 1.022 | 1.032 | 392171 | 239090 | 54521 | 43933 | 268014 | 516009 | 808137 | 855336 | 710963 | 780782 | 477431 | 351775 | 392171 | 239090 | 54521 | 43933 | 268014 | 516009 | 808137 | 855336 | 710963 | 780782 | 477431 | 351775 | 165631 | 118586 | 40240 | 78180 | 161615 | 199016 | 261549 | 257893 | 237243 | 235599 | 155704 | 153273 | 5372375 | 5372375 | 5498162 | 5498162 | 2064529 | 2020
Vintage1975 | natural gas combined cycle | TRUE | 16572.8068.AZ.CS | 8068 | N | . | Santan | Salt River Project | 16572 | AZ | MTN | WECC |  | 22 | 1 | Electric Utility | CS | NG | NG | SRP | M | mcf | 69115 | 72761 | 1052111 | 861110 | 893521 | 1205015 | 1451746 | 1532654 | 1331449 | 1355762 | 963110 | 407306 | 69115 | 72761 | 1052111 | 861110 | 893521 | 1205015 | 1451746 | 1532654 | 1331449 | 1355762 | 963110 | 407306 | 1.028 | 1.028 | 1.027 | 1.042 | 1.043 | 1.022 | 1.022 | 1.02 | 1.018 | 1.02 | 1.022 | 1.032 | 71050 | 74798 | 1080518 | 897277 | 931942 | 1231525 | 1483684 | 1563307 | 1355415 | 1382877 | 984298 | 420340 | 71050 | 74798 | 1080518 | 897277 | 931942 | 1231525 | 1483684 | 1563307 | 1355415 | 1382877 | 984298 | 420340 | 7729 | 7928 | 119529 | 98653 | 106081 | 138057 | 163763 | 176429 | 151256 | 156984 | 107880 | 46319 | 11195660 | 11195660 | 11477031 | 11477031 | 1280608 | 2020
Vintage2006 | natural gas combined cycle | TRUE | 16572.8068.AZ.CT | 8068 | N | . | Santan | Salt River Project | 16572 | AZ | MTN | WECC |  | 22 | 1 | Electric Utility | CT | NG | NG | SRP | M | mcf | 2456474 | 1858033 | 719696 | 1506304 | 2622319 | 2805580 | 3359666 | 3341777 | 3112533 | 2884634 | 2144521 | 2343649 | 2456474 | 1858033 | 719696 | 1506304 | 2622319 | 2805580 | 3359666 | 3341777 | 3112533 | 2884634 | 2144521 | 2343649 | 1.028 | 1.028 | 1.027 | 1.042 | 1.043 | 1.022 | 1.022 | 1.02 | 1.018 | 1.02 | 1.022 | 1.032 | 2525255 | 1910058 | 739128 | 1569569 | 2735079 | 2867303 | 3433579 | 3408613 | 3168559 | 2942327 | 2191700 | 2418646 | 2525255 | 1910058 | 739128 | 1569569 | 2735079 | 2867303 | 3433579 | 3408613 | 3168559 | 2942327 | 2191700 | 2418646 | 230687 | 173476 | 64920 | 138984 | 238052 | 254875 | 308178 | 299097 | 282377 | 268333 | 193342 | 216724 | 29155186 | 29155186 | 29909816 | 29909816 | 2669045 | 2020
Vintage1977 | hard coal | TRUE | 14354.8069.UT.ST | 8069 | N | . | Huntington | PacifiCorp | 14354 | UT | MTN | WECC |  | 22 | 1 | Electric Utility | ST | BIT | COL | PACE | M | short tons | 195621 | 140442 | 167886 | 112739 | 103936 | 118180 | 127949 | 219613 | 263768 | 216220 | 190526 | 236116 | 195621 | 140442 | 167886 | 112739 | 103936 | 118180 | 127949 | 219613 | 263768 | 216220 | 190526 | 236116 | 23.077 | 23.275 | 23.385 | 23.059 | 22.542 | 23.269 | 22.627 | 23.134 | 23.17 | 23.205 | 23.255 | 22.429 | 4514346 | 3268788 | 3926014 | 2599649 | 2342925 | 2749930 | 2895102 | 5080527 | 6111505 | 5017385 | 4430682 | 5295846 | 4514346 | 3268788 | 3926014 | 2599649 | 2342925 | 2749930 | 2895102 | 5080527 | 6111505 | 5017385 | 4430682 | 5295846 | 426926.93 | 293954.91 | 355444.97 | 218003.26 | 199049.17 | 233202.14 | 263183.14 | 487866.61 | 599482.53 | 487329.51 | 419856.14 | 528839.67 | 2092996 | 2092996 | 48232699 | 48232699 | 4513139 | 2020
Vintage1977 | petroleum | TRUE | 14354.8069.UT.ST | 8069 | N | . | Huntington | PacifiCorp | 14354 | UT | MTN | WECC |  | 22 | 1 | Electric Utility | ST | DFO | DFO | PACE | M | barrels | 135 | 594 | 372 | 399 | 376 | 104 | 329 | 300 | 488 | 260 | 522 | 130 | 135 | 594 | 372 | 399 | 376 | 104 | 329 | 300 | 488 | 260 | 522 | 130 | 5.88 | 5.88 | 5.88 | 5.88 | 5.88 | 5.88 | 5.88 | 5.88 | 5.88 | 5.88 | 5.88 | 5.88 | 794 | 3493 | 2187 | 2346 | 2211 | 612 | 1935 | 1764 | 2869 | 1529 | 3069 | 764 | 794 | 3493 | 2187 | 2346 | 2211 | 612 | 1935 | 1764 | 2869 | 1529 | 3069 | 764 | 75.071 | 314.093 | 198.034 | 196.743 | 187.831 | 51.859 | 175.86 | 169.391 | 281.466 | 148.49 | 290.856 | 76.332 | 4009 | 4009 | 23573 | 23573 | 2166.026 | 2020
Vintage1977 | petroleum | TRUE | 15248.8073.OR.CA | 8073 | N | . | Beaver | Portland General Electric Co | 15248 | OR | PACC | WECC |  | 22 | 1 | Electric Utility | CA | DFO | DFO | PGE | A | barrels | 0 | 0 | 0 | 0 | 0 | 0 | 0 | 0 | 0 | 0 | 0 | 0 | 0 | 0 | 0 | 0 | 0 | 0 | 0 | 0 | 0 | 0 | 0 | 0 | 0 | 0 | 0 | 0 | 0 | 0 | 0 | 0 | 0 | 0 | 0 | 0 | 0 | 0 | 0 | 0 | 0 | 0 | 0 | 0 | 0 | 0 | 0 | 0 | 0 | 0 | 0 | 0 | 0 | 0 | 0 | 0 | 0 | 0 | 0 | 0 | 4.269 | 2.417 | 1.549 | 4.404 | -2.222 | 4.677 | 3.301 | 3.34 | 0 | 0 | 0 | 0 | 0 | 0 | 0 | 0 | 21.735 | 2020
Vintage1977 | natural gas combined cycle | TRUE | 15248.8073.OR.CA | 8073 | N | . | Beaver | Portland General Electric Co | 15248 | OR | PACC | WECC |  | 22 | 1 | Electric Utility | CA | NG | NG | PGE | AM | mcf | 0 | 0 | 0 | 0 | 0 | 0 | 0 | 0 | 0 | 0 | 0 | 0 | 0 | 0 | 0 | 0 | 0 | 0 | 0 | 0 | 0 | 0 | 0 | 0 | 0 | 0 | 0 | 0 | 0 | 0 | 0 | 0 | 0 | 0 | 0 | 0 | 0 | 0 | 0 | 0 | 0 | 0 | 0 | 0 | 0 | 0 | 0 | 0 | 0 | 0 | 0 | 0 | 0 | 0 | 0 | 0 | 0 | 0 | 0 | 0 | 592.731 | 382.583 | 20850.451 | 24044.596 | -266.778 | 605.323 | 10352.699 | 10667.66 | 16822 | 2983 | -177 | 1332 | 0 | 0 | 0 | 0 | 88189.265 | 2020
Vintage1974 | petroleum | TRUE | 15248.8073.OR.CT | 8073 | N | . | Beaver | Portland General Electric Co | 15248 | OR | PACC | WECC |  | 22 | 1 | Electric Utility | CT | DFO | DFO | PGE | AM | barrels | 96 | 84 | 11 | 30 | 22 | 61 | 23 | 25 | 0 | 0 | 0 | 0 | 96 | 84 | 11 | 30 | 22 | 61 | 23 | 25 | 0 | 0 | 0 | 0 | 5.833 | 5.833 | 5.833 | 5.833 | 5.833 | 5.833 | 5.833 | 5.833 | 0 | 0 | 0 | 0 | 560 | 490 | 64 | 175 | 128 | 356 | 134 | 146 | 0 | 0 | 0 | 0 | 560 | 490 | 64 | 175 | 128 | 356 | 134 | 146 | 0 | 0 | 0 | 0 | 38.321 | 33.194 | 4.879 | 13.366 | 8.624 | 24.933 | 9.75 | 10.549 | 0 | 0 | 0 | 0 | 352 | 352 | 2053 | 2053 | 143.616 | 2020
Vintage1974 | natural gas combined cycle | TRUE | 15248.8073.OR.CT | 8073 | N | . | Beaver | Portland General Electric Co | 15248 | OR | PACC | WECC |  | 22 | 1 | Electric Utility | CT | NG | NG | PGE | AM | mcf | 70681 | 70628 | 788865 | 898737 | 14426 | 42250 | 385997 | 427739 | 617101 | 120842 | 30081 | 86981 | 70681 | 70628 | 788865 | 898737 | 14426 | 42250 | 385997 | 427739 | 617101 | 120842 | 30081 | 86981 | 1.1 | 1.098 | 1.095 | 1.063 | 1.068 | 1.09 | 1.09 | 1.089 | 1.093 | 1.082 | 1.069 | 1.094 | 77749 | 77550 | 863807 | 955357 | 15407 | 46053 | 420737 | 465808 | 674491 | 130751 | 32157 | 95157 | 77749 | 77550 | 863807 | 955357 | 15407 | 46053 | 420737 | 465808 | 674491 | 130751 | 32157 | 95157 | 5320.679 | 5253.806 | 65689.121 | 72973.634 | 1035.376 | 3227.067 | 30577.25 | 33695.451 | 49070 | 9407 | 2151 | 6933 | 3554328 | 3554328 | 3855024 | 3855024 | 285333.38 | 2020
Vintage2001 | natural gas peaker | TRUE | 15248.8073.OR.GT | 8073 | N | . | Beaver | Portland General Electric Co | 15248 | OR | PACC | WECC |  | 22 | 1 | Electric Utility | GT | NG | NG | PGE | A | mcf | 3742 | 2949 | 4049 | 3297 | 498 | 672 | 2422 | 3465 | 3702 | 3354 | 3072 | 3535 | 3742 | 2949 | 4049 | 3297 | 498 | 672 | 2422 | 3465 | 3702 | 3354 | 3072 | 3535 | 1.091 | 1.091 | 1.091 | 1.091 | 1.091 | 1.091 | 1.091 | 1.091 | 1.091 | 1.091 | 1.091 | 1.091 | 4083 | 3217 | 4417 | 3597 | 543 | 733 | 2642 | 3780 | 4039 | 3659 | 3352 | 3857 | 4083 | 3217 | 4417 | 3597 | 543 | 733 | 2642 | 3780 | 4039 | 3659 | 3352 | 3857 | 342.914 | 270.207 | 371.063 | 302.128 | 45.634 | 61.608 | 221.971 | 317.518 | 339.205 | 307.348 | 281.474 | 323.93 | 34757 | 34757 | 37919 | 37919 | 3185 | 2020
Vintage1974 | natural gas peaker | TRUE | 63844.8076.CA.GT | 8076 | N | . | Ellwood | Ellwood Power, LLC | 63844 | CA | PACC | WECC |  | 22 | 2 | NAICS-22 Non-Cogen | GT | NG | NG | CISO | A | mcf | 4493 | 3967 | 4404 | 3114 | 2928 | 4119 | 5762 | 7166 | 6241 | 6481 | 5177 | 5738 | 4493 | 3967 | 4404 | 3114 | 2928 | 4119 | 5762 | 7166 | 6241 | 6481 | 5177 | 5738 | 1.045 | 1.045 | 1.045 | 1.045 | 1.045 | 1.045 | 1.045 | 1.045 | 1.045 | 1.045 | 1.045 | 1.045 | 4695 | 4146 | 4602 | 3254 | 3060 | 4304 | 6021 | 7488 | 6522 | 6773 | 5410 | 5996 | 4695 | 4146 | 4602 | 3254 | 3060 | 4304 | 6021 | 7488 | 6522 | 6773 | 5410 | 5996 | 324.161 | 286.267 | 317.775 | 224.731 | 211.308 | 297.249 | 415.82 | 517.101 | 450.314 | 467.663 | 373.552 | 414.059 | 59590 | 59590 | 62271 | 62271 | 4300 | 2020
Vintage2009 | petroleum | TRUE | 8287.8083.HI.CA | 8083 | N | . | Keahole | Hawaii Electric Light Co Inc | 8287 | HI | PACN |  |  | 22 | 1 | Electric Utility | CA | DFO | DFO |  | M | barrels | 0 | 0 | 0 | 0 | 0 | 0 | 0 | 0 | 0 | 0 | 0 | 0 | 0 | 0 | 0 | 0 | 0 | 0 | 0 | 0 | 0 | 0 | 0 | 0 | 0 | 0 | 0 | 0 | 0 | 0 | 0 | 0 | 0 | 0 | 0 | 0 | 0 | 0 | 0 | 0 | 0 | 0 | 0 | 0 | 0 | 0 | 0 | 0 | 0 | 0 | 0 | 0 | 0 | 0 | 0 | 0 | 0 | 0 | 0 | 0 | 6048 | 6624 | 6588 | 6084 | 7128 | 6084 | 6912 | 3924 | 6516 | 6156 | 6444 | 6156 | 0 | 0 | 0 | 0 | 74664 | 2020
Vintage2004 | petroleum | TRUE | 8287.8083.HI.CT | 8083 | N | . | Keahole | Hawaii Electric Light Co Inc | 8287 | HI | PACN |  |  | 22 | 1 | Electric Utility | CT | DFO | DFO |  | M | barrels | 46832 | 50949 | 52061 | 48375 | 56547 | 48904 | 55703 | 43615 | 50631 | 50228 | 52474 | 51802 | 46832 | 50949 | 52061 | 48375 | 56547 | 48904 | 55703 | 43615 | 50631 | 50228 | 52474 | 51802 | 5.86 | 5.86 | 5.86 | 5.86 | 5.86 | 5.86 | 5.86 | 5.86 | 5.86 | 5.86 | 5.86 | 5.86 | 274436 | 298561 | 305077 | 283478 | 331365 | 286577 | 326420 | 255584 | 296698 | 294336 | 307498 | 303560 | 274436 | 298561 | 305077 | 283478 | 331365 | 286577 | 326420 | 255584 | 296698 | 294336 | 307498 | 303560 | 23204 | 25511 | 25868 | 23915 | 27979 | 23970 | 27419 | 21606 | 24856 | 24598 | 25817 | 25222 | 608121 | 608121 | 3563590 | 3563590 | 299965 | 2020
Vintage1989 | petroleum | TRUE | 8287.8083.HI.GT | 8083 | N | . | Keahole | Hawaii Electric Light Co Inc | 8287 | HI | PACN |  |  | 22 | 1 | Electric Utility | GT | DFO | DFO |  | M | barrels | 836 | 649 | 389 | 764 | 268 | 507 | 3821 | 6175 | 2755 | 4860 | 2586 | 856 | 836 | 649 | 389 | 764 | 268 | 507 | 3821 | 6175 | 2755 | 4860 | 2586 | 856 | 5.86 | 5.86 | 5.86 | 5.86 | 5.86 | 5.86 | 5.86 | 5.86 | 5.86 | 5.86 | 5.86 | 5.86 | 4899 | 3803 | 2280 | 4477 | 1570 | 2971 | 22391 | 36186 | 16144 | 28480 | 15154 | 5016 | 4899 | 3803 | 2280 | 4477 | 1570 | 2971 | 22391 | 36186 | 16144 | 28480 | 15154 | 5016 | 256 | 218 | 146 | 283 | 97 | 197 | 1566 | 2530 | 1132 | 1949 | 978 | 308 | 24466 | 24466 | 143371 | 143371 | 9660 | 2020
Vintage1988 | petroleum | TRUE | 8287.8083.HI.IC | 8083 | N | . | Keahole | Hawaii Electric Light Co Inc | 8287 | HI | PACN |  |  | 22 | 1 | Electric Utility | IC | DFO | DFO |  | M | barrels | 205 | 82 | 153 | 109 | 41 | 42 | 298 | 243 | 106 | 183 | 264 | 170 | 205 | 82 | 153 | 109 | 41 | 42 | 298 | 243 | 106 | 183 | 264 | 170 | 5.73 | 5.73 | 5.73 | 5.73 | 5.73 | 5.73 | 5.73 | 5.73 | 5.73 | 5.73 | 5.73 | 5.73 | 1175 | 470 | 877 | 625 | 235 | 241 | 1708 | 1392 | 607 | 1049 | 1513 | 974 | 1175 | 470 | 877 | 625 | 235 | 241 | 1708 | 1392 | 607 | 1049 | 1513 | 974 | 113 | 45 | 84 | 59 | 22 | 23 | 164 | 133 | 57 | 100 | 145 | 93 | 1896 | 1896 | 10866 | 10866 | 1038 | 2020
Vintage1965 | petroleum | TRUE | 17834.8100.CO.IC | 8100 | N | . | Springfield (CO) | City of Springfield - (CO) | 17834 | CO | MTN | WECC |  | 22 | 1 | Electric Utility | IC | DFO | DFO | WACM | A | barrels | 0 | 0 | 0 | 0 | 0 | 0 | 0 | 0 | 0 | 0 | 0 | 0 | 0 | 0 | 0 | 0 | 0 | 0 | 0 | 0 | 0 | 0 | 0 | 0 | 0 | 0 | 0 | 0 | 0 | 0 | 0 | 0 | 0 | 0 | 0 | 0 | 0 | 0 | 0 | 0 | 0 | 0 | 0 | 0 | 0 | 0 | 0 | 0 | 0 | 0 | 0 | 0 | 0 | 0 | 0 | 0 | 0 | 0 | 0 | 0 | 0 | 0 | 0 | 0 | 0 | 0 | 0 | 0 | 0 | 0 | 0 | 0 | 0 | 0 | 0 | 0 | 0 | 2020
Vintage1965 | natural gas peaker | TRUE | 17834.8100.CO.IC | 8100 | N | . | Springfield (CO) | City of Springfield - (CO) | 17834 | CO | MTN | WECC |  | 22 | 1 | Electric Utility | IC | NG | NG | WACM | A | mcf | 0 | 0 | 0 | 0 | 0 | 0 | 0 | 0 | 0 | 0 | 0 | 0 | 0 | 0 | 0 | 0 | 0 | 0 | 0 | 0 | 0 | 0 | 0 | 0 | 0 | 0 | 0 | 0 | 0 | 0 | 0 | 0 | 0 | 0 | 0 | 0 | 0 | 0 | 0 | 0 | 0 | 0 | 0 | 0 | 0 | 0 | 0 | 0 | 0 | 0 | 0 | 0 | 0 | 0 | 0 | 0 | 0 | 0 | 0 | 0 | 0 | 0 | 0 | 0 | 0 | 0 | 0 | 0 | 0 | 0 | 0 | 0 | 0 | 0 | 0 | 0 | 0 | 2020
Vintage1975 | hard coal | TRUE | 61135.8102.OH.ST | 8102 | N | . | Gavin Power, LLC | Gavin Power, LLC | 61135 | OH | ENC | RFC |  | 22 | 2 | NAICS-22 Non-Cogen | ST | BIT | COL | PJM | M | short tons | 0 | 0 | 0 | 0 | 0 | 0 | 0 | 0 | 0 | 0 | 0 | 0 | 0 | 0 | 0 | 0 | 0 | 0 | 0 | 0 | 0 | 0 | 0 | 0 | 0 | 0 | 0 | 0 | 0 | 0 | 0 | 0 | 0 | 0 | 0 | 0 | 0 | 0 | 0 | 0 | 0 | 0 | 0 | 0 | 0 | 0 | 0 | 0 | 0 | 0 | 0 | 0 | 0 | 0 | 0 | 0 | 0 | 0 | 0 | 0 | 0 | 0 | 0 | 0 | 0 | 0 | 0 | 0 | 0 | 0 | 0 | 0 | 0 | 0 | 0 | 0 | 0 | 2020
Vintage1975 | petroleum | TRUE | 61135.8102.OH.ST | 8102 | N | . | Gavin Power, LLC | Gavin Power, LLC | 61135 | OH | ENC | RFC |  | 22 | 2 | NAICS-22 Non-Cogen | ST | DFO | DFO | PJM | M | barrels | 1049 | 2043 | 681 | 1532 | 2809 | 4426 | 2564 | 427 | 2043 | 2639 | 596 | 596 | 1049 | 2043 | 681 | 1532 | 2809 | 4426 | 2564 | 427 | 2043 | 2639 | 596 | 596 | 5.72 | 5.63 | 5.718 | 5.75 | 5.762 | 5.669 | 5.394 | 5.718 | 5.718 | 5.569 | 5.795 | 5.734 | 6000 | 11502 | 3894 | 8809 | 16185 | 25091 | 13830 | 2442 | 11682 | 14697 | 3454 | 3417 | 6000 | 11502 | 3894 | 8809 | 16185 | 25091 | 13830 | 2442 | 11682 | 14697 | 3454 | 3417 | 616.244 | 1165.435 | 391.555 | 854.503 | 1602.369 | 2475.986 | 1384.608 | 238.519 | 1145.999 | 1497.13 | 349.468 | 349.455 | 21405 | 21405 | 121003 | 121003 | 12071.271 | 2020
Vintage1975 | hard coal | TRUE | 61135.8102.OH.ST | 8102 | N | . | Gavin Power, LLC | Gavin Power, LLC | 61135 | OH | ENC | RFC |  | 22 | 2 | NAICS-22 Non-Cogen | ST | RC | COL | PJM | M | short tons | 531902 | 439962 | 292237 | 200600 | 277649 | 391454 | 513491 | 502350 | 385680 | 465405 | 571085 | 634020 | 531902 | 439962 | 292237 | 200600 | 277649 | 391454 | 513491 | 502350 | 385680 | 465405 | 571085 | 634020 | 24.761 | 24.451 | 24.683 | 24.617 | 24.815 | 25.171 | 25.185 | 25.213 | 25.219 | 25.293 | 25.321 | 25.191 | 13170425 | 10757511 | 7213286 | 4938170 | 6889860 | 9853289 | 12932271 | 12665751 | 9726464 | 11771489 | 14460443 | 15971598 | 13170425 | 10757511 | 7213286 | 4938170 | 6889860 | 9853289 | 12932271 | 12665751 | 9726464 | 11771489 | 14460443 | 15971598 | 1352635.8 | 1089991.6 | 725327.45 | 479019.5 | 682099.63 | 972325.01 | 1294710.4 | 1237320.5 | 954172 | 1199151.9 | 1463152.5 | 1633187.5 | 5205835 | 5205835 | 130350557 | 130350557 | 13083094 | 2020
Vintage2007 | petroleum | TRUE | 7969.8105.MN.IC | 8105 | N | . | Halstad | City of Halstad - (MN) | 7969 | MN | WNC | MRO |  | 22 | 1 | Electric Utility | IC | DFO | DFO | MISO | A | barrels | 2 | 2 | 0 | 1 | 7 | 4 | 2 | 8 | 2 | 2 | 1 | 5 | 2 | 2 | 0 | 1 | 7 | 4 | 2 | 8 | 2 | 2 | 1 | 5 | 6 | 6 | 0 | 6 | 6 | 6 | 6 | 6 | 6 | 6 | 6 | 6 | 12 | 12 | 0 | 6 | 42 | 24 | 12 | 48 | 12 | 12 | 6 | 30 | 12 | 12 | 0 | 6 | 42 | 24 | 12 | 48 | 12 | 12 | 6 | 30 | 1.306 | 1.718 | 0.155 | 0.71 | 4.517 | 2.993 | 1.251 | 5.281 | 1.303 | 1.604 | 0.916 | 3.246 | 36 | 36 | 216 | 216 | 25 | 2020
Vintage2019 | petroleum | TRUE | 18947.8106.IA.IC | 8106 | N | . | Tipton | City of Tipton - (IA) | 18947 | IA | WNC | MRO |  | 22 | 1 | Electric Utility | IC | DFO | DFO | MISO | A | barrels | 22 | 24 | 20 | 23 | 26 | 32 | 16 | 26 | 20 | 25 | 34 | 27 | 22 | 24 | 20 | 23 | 26 | 32 | 16 | 26 | 20 | 25 | 34 | 27 | 5.8 | 5.8 | 5.8 | 5.8 | 5.8 | 5.8 | 5.8 | 5.8 | 5.8 | 5.8 | 5.8 | 5.8 | 128 | 139 | 116 | 133 | 151 | 186 | 93 | 151 | 116 | 145 | 197 | 157 | 128 | 139 | 116 | 133 | 151 | 186 | 93 | 151 | 116 | 145 | 197 | 157 | 12.663 | 13.165 | 11.248 | 12.756 | 14.701 | 17.722 | 9.042 | 14.658 | 11.227 | 14.007 | 18.813 | 14.998 | 295 | 295 | 1712 | 1712 | 165 | 2020
Vintage2019 | natural gas peaker | TRUE | 18947.8106.IA.IC | 8106 | N | . | Tipton | City of Tipton - (IA) | 18947 | IA | WNC | MRO |  | 22 | 1 | Electric Utility | IC | NG | NG | MISO | A | mcf | 0 | 0 | 0 | 0 | 0 | 0 | 0 | 0 | 0 | 0 | 0 | 0 | 0 | 0 | 0 | 0 | 0 | 0 | 0 | 0 | 0 | 0 | 0 | 0 | 0 | 0 | 0 | 0 | 0 | 0 | 0 | 0 | 0 | 0 | 0 | 0 | 0 | 0 | 0 | 0 | 0 | 0 | 0 | 0 | 0 | 0 | 0 | 0 | 0 | 0 | 0 | 0 | 0 | 0 | 0 | 0 | 0 | 0 | 0 | 0 | 0 | 0 | 0 | 0 | 0 | 0 | 0 | 0 | 0 | 0 | 0 | 0 | 0 | 0 | 0 | 0 | 0 | 2020
Vintage2011 | petroleum | TRUE | 8847.8108.IA.IC | 8108 | N | . | Hopkinton | City of Hopkinton - (IA) | 8847 | IA | WNC | MRO |  | 22 | 1 | Electric Utility | IC | DFO | DFO | MISO | A | barrels | 6 | 7 | 6 | 6 | 7 | 9 | 5 | 7 | 6 | 7 | 10 | 8 | 6 | 7 | 6 | 6 | 7 | 9 | 5 | 7 | 6 | 7 | 10 | 8 | 5.8 | 5.8 | 5.8 | 5.8 | 5.8 | 5.8 | 5.8 | 5.8 | 5.8 | 5.8 | 5.8 | 5.8 | 35 | 41 | 35 | 35 | 41 | 52 | 29 | 41 | 35 | 41 | 58 | 46 | 35 | 41 | 35 | 35 | 41 | 52 | 29 | 41 | 35 | 41 | 58 | 46 | 3.76 | 3.91 | 3.34 | 3.788 | 4.366 | 5.263 | 2.685 | 4.353 | 3.334 | 4.16 | 5.587 | 4.454 | 84 | 84 | 489 | 489 | 49 | 2020
Vintage1979 | petroleum | TRUE | 17946.8110.MO.IC | 8110 | N | . | Stanberry | City of Stanberry - (MO) | 17946 | MO | WNC | SERC |  | 22 | 1 | Electric Utility | IC | DFO | DFO | AECI | A | barrels | 0 | 0 | 0 | 0 | 0 | 0 | 0 | 0 | 0 | 0 | 0 | 0 | 0 | 0 | 0 | 0 | 0 | 0 | 0 | 0 | 0 | 0 | 0 | 0 | 0 | 0 | 0 | 0 | 0 | 0 | 0 | 0 | 0 | 0 | 0 | 0 | 0 | 0 | 0 | 0 | 0 | 0 | 0 | 0 | 0 | 0 | 0 | 0 | 0 | 0 | 0 | 0 | 0 | 0 | 0 | 0 | 0 | 0 | 0 | 0 | 0 | 0 | 0 | 0 | 0 | 0 | 0 | 0 | 0 | 0 | 0 | 0 | 0 | 0 | 0 | 0 | 0 | 2020
Vintage1979 | natural gas peaker | TRUE | 17946.8110.MO.IC | 8110 | N | . | Stanberry | City of Stanberry - (MO) | 17946 | MO | WNC | SERC |  | 22 | 1 | Electric Utility | IC | NG | NG | AECI | A | mcf | 0 | 0 | 0 | 0 | 0 | 0 | 0 | 0 | 0 | 0 | 0 | 0 | 0 | 0 | 0 | 0 | 0 | 0 | 0 | 0 | 0 | 0 | 0 | 0 | 0 | 0 | 0 | 0 | 0 | 0 | 0 | 0 | 0 | 0 | 0 | 0 | 0 | 0 | 0 | 0 | 0 | 0 | 0 | 0 | 0 | 0 | 0 | 0 | 0 | 0 | 0 | 0 | 0 | 0 | 0 | 0 | 0 | 0 | 0 | 0 | 0 | 0 | 0 | 0 | 0 | 0 | 0 | 0 | 0 | 0 | 0 | 0 | 0 | 0 | 0 | 0 | 0 | 2020
Vintage1999 | natural gas peaker | TRUE | 3989.8219.CO.GT | 8219 | N | . | Ray D Nixon | City of Colorado Springs - (CO) | 3989 | CO | MTN | WECC |  | 22 | 1 | Electric Utility | GT | NG | NG | WACM | M | mcf | 1589 | 2305 | 2992 | 2176 | 4673 | 5297 | 5187 | 13038 | 1712 | 27974 | 2923 | 1461 | 1589 | 2305 | 2992 | 2176 | 4673 | 5297 | 5187 | 13038 | 1712 | 27974 | 2923 | 1461 | 1.13 | 1.13 | 1.1 | 1.11 | 1.11 | 1.11 | 1.1 | 1.1 | 1.11 | 1.09 | 1.09 | 1.09 | 1796 | 2605 | 3291 | 2415 | 5187 | 5880 | 5706 | 14342 | 1900 | 30492 | 3186 | 1592 | 1796 | 2605 | 3291 | 2415 | 5187 | 5880 | 5706 | 14342 | 1900 | 30492 | 3186 | 1592 | 126 | 175 | 223 | 167 | 386 | 404 | 412 | 1077 | 138 | 2152 | 216 | 100 | 71327 | 71327 | 78392 | 78392 | 5576 | 2020
Vintage1980 | petroleum | TRUE | 3989.8219.CO.ST | 8219 | N | . | Ray D Nixon | City of Colorado Springs - (CO) | 3989 | CO | MTN | WECC |  | 22 | 1 | Electric Utility | ST | DFO | DFO | WACM | M | barrels | 114 | 39 | 52 | 105 | 157 | 39 | 118 | 336 | 65 | 211 | 724 | 91 | 114 | 39 | 52 | 105 | 157 | 39 | 118 | 336 | 65 | 211 | 724 | 91 | 5.8 | 5.8 | 5.8 | 5.7 | 5.7 | 5.8 | 5.8 | 5.8 | 5.8 | 5.8 | 5.8 | 5.8 | 661 | 226 | 302 | 599 | 895 | 226 | 684 | 1949 | 377 | 1224 | 4199 | 528 | 661 | 226 | 302 | 599 | 895 | 226 | 684 | 1949 | 377 | 1224 | 4199 | 528 | 63.287 | 21.519 | 28.672 | 55.446 | 84.482 | 21.211 | 64.97 | 184.224 | 35.029 | 114.185 | 387.939 | 49.671 | 2051 | 2051 | 11870 | 11870 | 1110.635 | 2020
Vintage1980 | hard coal | TRUE | 3989.8219.CO.ST | 8219 | N | . | Ray D Nixon | City of Colorado Springs - (CO) | 3989 | CO | MTN | WECC |  | 22 | 1 | Electric Utility | ST | SUB | COL | WACM | M | short tons | 60621 | 58615 | 64156 | 60051 | 61759 | 61838 | 64641 | 64996 | 65420 | 70730 | 47316 | 69959 | 60621 | 58615 | 64156 | 60051 | 61759 | 61838 | 64641 | 64996 | 65420 | 70730 | 47316 | 69959 | 17.6 | 17.4 | 17.4 | 17.7 | 17.7 | 17.8 | 17.8 | 17.6 | 18.1 | 18 | 17.8 | 17.6 | 1066930 | 1019901 | 1116314 | 1062903 | 1093134 | 1100716 | 1150610 | 1143930 | 1184102 | 1273140 | 842225 | 1231278 | 1066930 | 1019901 | 1116314 | 1062903 | 1093134 | 1100716 | 1150610 | 1143930 | 1184102 | 1273140 | 842225 | 1231278 | 102121.71 | 97024.481 | 106123.33 | 98468.554 | 103195.52 | 103215.79 | 109227.03 | 108137.78 | 110019.97 | 118788.82 | 77808.061 | 115875.33 | 750102 | 750102 | 13285183 | 13285183 | 1250006.4 | 2020
Vintage1981 | petroleum | TRUE | 14232.8222.ND.ST | 8222 | N | . | Coyote | Otter Tail Power Co | 14232 | ND | WNC | MRO |  | 22 | 1 | Electric Utility | ST | DFO | DFO | MISO | M | barrels | 1117 | 1216 | 1147 | 1038 | 1233 | 787 | 259 | 883 | 258 | 780 | 723 | 1352 | 1117 | 1216 | 1147 | 1038 | 1233 | 787 | 259 | 883 | 258 | 780 | 723 | 1352 | 6 | 6 | 6 | 6 | 6 | 6 | 6 | 6 | 6 | 6 | 6 | 6 | 6702 | 7296 | 6882 | 6228 | 7398 | 4722 | 1554 | 5298 | 1548 | 4680 | 4338 | 8112 | 6702 | 7296 | 6882 | 6228 | 7398 | 4722 | 1554 | 5298 | 1548 | 4680 | 4338 | 8112 | 576.188 | 629.075 | 587.782 | 539.848 | 612.541 | 403.191 | 131.581 | 459.373 | 133.532 | 393.366 | 373.367 | 704.078 | 10793 | 10793 | 64758 | 64758 | 5543.922 | 2020
Vintage1981 | lignite | TRUE | 14232.8222.ND.ST | 8222 | N | . | Coyote | Otter Tail Power Co | 14232 | ND | WNC | MRO |  | 22 | 1 | Electric Utility | ST | LIG | COL | MISO | M | short tons | 190155 | 191386 | 142202 | 174875 | 129390 | 125473 | 184582 | 179840 | 150630 | 168662 | 162117 | 170189 | 190155 | 191386 | 142202 | 174875 | 129390 | 125473 | 184582 | 179840 | 150630 | 168662 | 162117 | 170189 | 14.038 | 14.282 | 14.154 | 14.112 | 14.042 | 14.134 | 13.946 | 14.25 | 13.918 | 14.086 | 14.298 | 14.022 | 2669396 | 2733375 | 2012727 | 2467836 | 1816894 | 1773435 | 2574181 | 2562720 | 2096468 | 2375773 | 2317949 | 2386390 | 2669396 | 2733375 | 2012727 | 2467836 | 1816894 | 1773435 | 2574181 | 2562720 | 2096468 | 2375773 | 2317949 | 2386390 | 229494.81 | 235676.93 | 171904.22 | 213914.15 | 150435.46 | 151425.81 | 217961.42 | 222205.63 | 180843.47 | 199689.63 | 199503.63 | 207125.92 | 1969501 | 1969501 | 27787144 | 27787144 | 2380181.1 | 2020
Vintage2014 | solar pv | TRUE | 24211.8223.AZ.PV | 8223 | N | . | Springerville | Tucson Electric Power Co | 24211 | AZ | MTN | WECC |  | 22 | 1 | Electric Utility | PV | SUN | SUN | TEPC | M |  | 0 | 0 | 0 | 0 | 0 | 0 | 0 | 0 | 0 | 0 | 0 | 0 | 0 | 0 | 0 | 0 | 0 | 0 | 0 | 0 | 0 | 0 | 0 | 0 | 0 | 0 | 0 | 0 | 0 | 0 | 0 | 0 | 0 | 0 | 0 | 0 | 13227 | 14667 | 20674 | 23182 | 26385 | 23434 | 17263 | 18400 | 18322 | 17723 | 13279 | 11960 | 13227 | 14667 | 20674 | 23182 | 26385 | 23434 | 17263 | 18400 | 18322 | 17723 | 13279 | 11960 | 1508.76 | 1673 | 2358.18 | 2644.29 | 3009.6 | 2673 | 1969.11 | 2098.8 | 2089.89 | 2021.58 | 1514.7 | 1364.22 | 0 | 0 | 218516 | 218516 | 24925.13 | 2020
Vintage2009 | hard coal | TRUE | 24211.8223.AZ.ST | 8223 | N | . | Springerville | Tucson Electric Power Co | 24211 | AZ | MTN | WECC |  | 22 | 1 | Electric Utility | ST | BIT | COL | TEPC | M | short tons | . | . | . | . | . | . | . | . | 0 | . | . | . | . | . | . | . | . | . | . | . | 0 | . | . | . | . | . | . | . | . | . | . | . | 0 | . | . | . | . | . | . | . | . | . | . | . | 0 | . | . | . | . | . | . | . | . | . | . | . | 0 | . | . | . | . | . | . | . | . | . | . | . | 0 | . | . | . | 0 | 0 | 0 | 0 | 0 | 2020
Vintage2009 | petroleum | TRUE | 24211.8223.AZ.ST | 8223 | N | . | Springerville | Tucson Electric Power Co | 24211 | AZ | MTN | WECC |  | 22 | 1 | Electric Utility | ST | DFO | DFO | TEPC | M | barrels | 2290 | 2657 | 3135 | 1237 | 2864 | 4820 | 3609 | 2594 | 4546 | 1144 | 4649 | 1847 | 2290 | 2657 | 3135 | 1237 | 2864 | 4820 | 3609 | 2594 | 4546 | 1144 | 4649 | 1847 | 5.8 | 5.743 | 5.8 | 5.5 | 5.8 | 5.8 | 5.8 | 5.8 | 5.747 | 5.8 | 5.8 | 5.5 | 13282 | 15259 | 18183 | 6804 | 16611 | 27956 | 20932 | 15045 | 26126 | 6635 | 26964 | 10159 | 13282 | 15259 | 18183 | 6804 | 16611 | 27956 | 20932 | 15045 | 26126 | 6635 | 26964 | 10159 | 1233.806 | 1370.185 | 1631.659 | 647.512 | 1523.131 | 2604.746 | 1935.452 | 1446.041 | 2495.697 | 635.89 | 2473.872 | 938.774 | 35392 | 35392 | 203956 | 203956 | 18936.765 | 2020
Vintage2009 | hard coal | TRUE | 24211.8223.AZ.ST | 8223 | N | . | Springerville | Tucson Electric Power Co | 24211 | AZ | MTN | WECC |  | 22 | 1 | Electric Utility | ST | RC | COL | TEPC | M | short tons | 0 | 0 | 0 | 0 | 0 | 0 | 0 | 0 | 0 | 271973 | 180977 | 229851 | 0 | 0 | 0 | 0 | 0 | 0 | 0 | 0 | 0 | 271973 | 180977 | 229851 | 0 | 0 | 0 | 0 | 0 | 0 | 0 | 0 | 0 | 17.973 | 17.982 | 17.925 | 0 | 0 | 0 | 0 | 0 | 0 | 0 | 0 | 0 | 4888171 | 3254328 | 4120079 | 0 | 0 | 0 | 0 | 0 | 0 | 0 | 0 | 0 | 4888171 | 3254328 | 4120079 | 0 | 0 | 0 | 0 | 0 | 0 | 0 | 0 | 0 | 468462.03 | 298573.4 | 380747.27 | 682801 | 682801 | 12262578 | 12262578 | 1147782.7 | 2020
Vintage2009 | hard coal | TRUE | 24211.8223.AZ.ST | 8223 | N | . | Springerville | Tucson Electric Power Co | 24211 | AZ | MTN | WECC |  | 22 | 1 | Electric Utility | ST | SUB | COL | TEPC | M | short tons | 405807 | 331784 | 290053 | 180159 | 257945 | 333555 | 385258 | 461724 | 434257 | 206039 | 216603 | 254566 | 405807 | 331784 | 290053 | 180159 | 257945 | 333555 | 385258 | 461724 | 434257 | 206039 | 216603 | 254566 | 18.121 | 18.014 | 18.17 | 18.332 | 18.301 | 18.143 | 18.158 | 18.216 | 18.244 | 18.38 | 18.28 | 17.96 | 7353629 | 5976757 | 5270263 | 3302675 | 4720651 | 6051688 | 6995515 | 8410764 | 7922585 | 3786997 | 3959503 | 4572005 | 7353629 | 5976757 | 5270263 | 3302675 | 4720651 | 6051688 | 6995515 | 8410764 | 7922585 | 3786997 | 3959503 | 4572005 | 683101.19 | 536678.82 | 472929.34 | 314326.49 | 432850.87 | 563854.25 | 646825.55 | 808384.96 | 756812.3 | 362930.08 | 363270.72 | 422510.95 | 3757750 | 3757750 | 68323032 | 68323032 | 6364475.5 | 2020
Vintage1985 | hard coal | TRUE | 17166.8224.NV.ST | 8224 | N | . | North Valmy | Sierra Pacific Power Co | 17166 | NV | MTN | WECC |  | 22 | 1 | Electric Utility | ST | BIT | COL | NEVP | M | short tons | 26174 | 0 | 6677 | 374 | 11054 | 74409 | 60782 | 79915 | 65887 | 60492 | 0 | 0 | 26174 | 0 | 6677 | 374 | 11054 | 74409 | 60782 | 79915 | 65887 | 60492 | 0 | 0 | 22.56 | 0 | 22.76 | 22.7 | 22.79 | 22.76 | 22.8 | 22.87 | 22.87 | 22.87 | 0 | 0 | 590485 | 0 | 151969 | 8490 | 251921 | 1693549 | 1385830 | 1827656 | 1506836 | 1383452 | 0 | 0 | 590485 | 0 | 151969 | 8490 | 251921 | 1693549 | 1385830 | 1827656 | 1506836 | 1383452 | 0 | 0 | 47627.369 | -2054.659 | 10166.392 | -2752 | 17393.157 | 137491.29 | 123503.05 | 163593.6 | 128530.72 | 115290.53 | -1872.998 | -1973.318 | 385764 | 385764 | 8800188 | 8800188 | 734943.14 | 2020
Vintage1985 | petroleum | TRUE | 17166.8224.NV.ST | 8224 | N | . | North Valmy | Sierra Pacific Power Co | 17166 | NV | MTN | WECC |  | 22 | 1 | Electric Utility | ST | DFO | DFO | NEVP | M | barrels | 1388 | 0 | 1931 | 0 | 905 | 1070 | 919 | 651 | 810 | 1927 | 0 | 0 | 1388 | 0 | 1931 | 0 | 905 | 1070 | 919 | 651 | 810 | 1927 | 0 | 0 | 5.834 | 0 | 5.834 | 0 | 5.834 | 5.834 | 5.834 | 5.834 | 5.834 | 5.834 | 0 | 0 | 8098 | 0 | 11265 | 0 | 5280 | 6242 | 5361 | 3798 | 4726 | 11242 | 0 | 0 | 8098 | 0 | 11265 | 0 | 5280 | 6242 | 5361 | 3798 | 4726 | 11242 | 0 | 0 | 653.135 | -22.865 | 753.637 | 0 | 364.527 | 506.79 | 477.804 | 339.953 | 403.081 | 936.866 | -20.844 | -21.96 | 9601 | 9601 | 56012 | 56012 | 4370.124 | 2020
Vintage1985 | hard coal | TRUE | 17166.8224.NV.ST | 8224 | N | . | North Valmy | Sierra Pacific Power Co | 17166 | NV | MTN | WECC |  | 22 | 1 | Electric Utility | ST | SUB | COL | NEVP | M | short tons | 15699 | 0 | 4835 | 0 | 2088 | 2970 | 27163 | 26639 | 21963 | 20165 | 0 | 0 | 15699 | 0 | 4835 | 0 | 2088 | 2970 | 27163 | 26639 | 21963 | 20165 | 0 | 0 | 18.8 | 0 | 18.59 | 0 | 19.21 | 19.21 | 19.21 | 19.21 | 19.21 | 19.21 | 0 | 0 | 295141 | 0 | 89883 | 0 | 40110 | 57054 | 521801 | 511735 | 421909 | 387370 | 0 | 0 | 295141 | 0 | 89883 | 0 | 40110 | 57054 | 521801 | 511735 | 421909 | 387370 | 0 | 0 | 23805.496 | -1711.476 | 6012.971 | 0 | 2769.316 | 4631.922 | 46502.142 | 45805.447 | 35988.196 | 32281.605 | -1560.158 | -1643.722 | 121522 | 121522 | 2325003 | 2325003 | 192881.74 | 2020
Vintage1970 | other | TRUE | 59524.8225.PA.PS | 8225 | N | . | Seneca Generation LLC | Seneca Generation LLC | 59524 | PA | MAT | RFC |  | 22 | 2 | NAICS-22 Non-Cogen | PS | WAT | HPS | PJM | M | megawatthours | 21761 | 19922 | 42529 | 59552 | 56796 | 46742 | 91621 | 82205 | 75142 | 36505 | 55724 | 58629 | 21761 | 19922 | 42529 | 59552 | 56796 | 46742 | 91621 | 82205 | 75142 | 36505 | 55724 | 58629 | 0 | 0 | 0 | 0 | 0 | 0 | 0 | 0 | 0 | 0 | 0 | 0 | 0 | 0 | 0 | 0 | 0 | 0 | 0 | 0 | 0 | 0 | 0 | 0 | 0 | 0 | 0 | 0 | 0 | 0 | 0 | 0 | 0 | 0 | 0 | 0 | -5151 | -6209 | -11121 | -15457 | -16394 | -9834 | -23304 | -21832 | -19502 | -9804 | -14513 | -16765 | 647128 | 647128 | 0 | 0 | -169886 | 2020
Vintage1970 | hard coal | TRUE | 14165.8226.PA.ST | 8226 | N | . | Cheswick Power Plant | GenOn Power Midwest, LP | 14165 | PA | MAT | RFC |  | 22 | 2 | NAICS-22 Non-Cogen | ST | BIT | COL | PJM | M | short tons | 5898 | 10403 | 0 | 3403 | 11132 | 14244 | 77317 | 44554 | 8442 | 23598 | 8502 | 50080 | 5898 | 10403 | 0 | 3403 | 11132 | 14244 | 77317 | 44554 | 8442 | 23598 | 8502 | 50080 | 25.52 | 25.52 | 0 | 25.76 | 25.4 | 25.74 | 25.7 | 25.65 | 25.7 | 25.65 | 25.72 | 25.5 | 150517 | 265485 | 0 | 87661 | 282753 | 366641 | 1987047 | 1142810 | 216959 | 605289 | 218671 | 1277040 | 150517 | 265485 | 0 | 87661 | 282753 | 366641 | 1987047 | 1142810 | 216959 | 605289 | 218671 | 1277040 | 8626.547 | 17460.108 | -2840.929 | 4229.404 | 20728.53 | 27131.573 | 168695.29 | 98412.758 | 15367.332 | 53519.257 | 17168.808 | 113112.83 | 257573 | 257573 | 6600873 | 6600873 | 541611.5 | 2020
Vintage1970 | natural gas steam turbine | TRUE | 14165.8226.PA.ST | 8226 | N | . | Cheswick Power Plant | GenOn Power Midwest, LP | 14165 | PA | MAT | RFC |  | 22 | 2 | NAICS-22 Non-Cogen | ST | NG | NG | PJM | M | mcf | 6148 | 8449 | 0 | 6190 | 7443 | 15533 | 10711 | 13089 | 4869 | 8871 | 382 | 32276 | 6148 | 8449 | 0 | 6190 | 7443 | 15533 | 10711 | 13089 | 4869 | 8871 | 382 | 32276 | 1.04 | 1.04 | 0 | 1.04 | 1.04 | 1.04 | 1.04 | 1.04 | 1.04 | 1.04 | 1.04 | 1.04 | 6394 | 8787 | 0 | 6438 | 7741 | 16154 | 11139 | 13613 | 5064 | 9226 | 397 | 33567 | 6394 | 8787 | 0 | 6438 | 7741 | 16154 | 11139 | 13613 | 5064 | 9226 | 397 | 33567 | 366.453 | 577.892 | -62.071 | 310.596 | 567.47 | 1195.427 | 945.71 | 1172.242 | 358.668 | 815.743 | 31.192 | 2973.174 | 113961 | 113961 | 118520 | 118520 | 9252.496 | 2020
Vintage0 | hard coal | TRUE | 6526.8809.KY.ST | 8809 | N | . | Bent Mountain | FirstEnergy Generation Corp | 6526 | KY | ESC |  |  | 22 | 1 | Electric Utility | ST | BIT | COL |  | M | short tons | 0 | 0 | 0 | 0 | 0 | 0 | 0 | 0 | 0 | 0 | 0 | 0 | 0 | 0 | 0 | 0 | 0 | 0 | 0 | 0 | 0 | 0 | 0 | 0 | 0 | 0 | 0 | 0 | 0 | 0 | 0 | 0 | 0 | 0 | 0 | 0 | 0 | 0 | 0 | 0 | 0 | 0 | 0 | 0 | 0 | 0 | 0 | 0 | 0 | 0 | 0 | 0 | 0 | 0 | 0 | 0 | 0 | 0 | 0 | 0 | 0 | 0 | 0 | 0 | 0 | 0 | 0 | 0 | 0 | 0 | 0 | 0 | 0 | 0 | 0 | 0 | 0 | 2020
Vintage0 | hard coal | TRUE | 19876.8812.VA.ST | 8812 | N | . | 1st Energy | Virginia Electric & Power Co | 19876 | VA | SAT |  |  | 22 | 1 | Electric Utility | ST | BIT | COL |  | M | short tons | 0 | 0 | 0 | 0 | 0 | 0 | 0 | 0 | 0 | 0 | 0 | 0 | 0 | 0 | 0 | 0 | 0 | 0 | 0 | 0 | 0 | 0 | 0 | 0 | 0 | 0 | 0 | 0 | 0 | 0 | 0 | 0 | 0 | 0 | 0 | 0 | 0 | 0 | 0 | 0 | 0 | 0 | 0 | 0 | 0 | 0 | 0 | 0 | 0 | 0 | 0 | 0 | 0 | 0 | 0 | 0 | 0 | 0 | 0 | 0 | 0 | 0 | 0 | 0 | 0 | 0 | 0 | 0 | 0 | 0 | 0 | 0 | 0 | 0 | 0 | 0 | 0 | 2020
Vintage0 | petroleum | TRUE | 19876.8812.VA.ST | 8812 | N | . | 1st Energy | Virginia Electric & Power Co | 19876 | VA | SAT |  |  | 22 | 1 | Electric Utility | ST | DFO | DFO |  | M | barrels | 0 | 0 | 0 | 0 | 0 | 0 | 0 | 0 | 0 | 0 | 0 | 0 | 0 | 0 | 0 | 0 | 0 | 0 | 0 | 0 | 0 | 0 | 0 | 0 | 0 | 0 | 0 | 0 | 0 | 0 | 0 | 0 | 0 | 0 | 0 | 0 | 0 | 0 | 0 | 0 | 0 | 0 | 0 | 0 | 0 | 0 | 0 | 0 | 0 | 0 | 0 | 0 | 0 | 0 | 0 | 0 | 0 | 0 | 0 | 0 | 0 | 0 | 0 | 0 | 0 | 0 | 0 | 0 | 0 | 0 | 0 | 0 | 0 | 0 | 0 | 0 | 0 | 2020
Vintage0 | hard coal | TRUE | 18454.8816.FL.ST | 8816 | N | . | Davant Transfer | Tampa Electric Co | 18454 | FL | SAT |  |  | 22 | 1 | Electric Utility | ST | BIT | COL |  | M | short tons | 0 | 0 | 0 | 0 | 0 | 0 | 0 | 0 | 0 | 0 | 0 | 0 | 0 | 0 | 0 | 0 | 0 | 0 | 0 | 0 | 0 | 0 | 0 | 0 | 0 | 0 | 0 | 0 | 0 | 0 | 0 | 0 | 0 | 0 | 0 | 0 | 0 | 0 | 0 | 0 | 0 | 0 | 0 | 0 | 0 | 0 | 0 | 0 | 0 | 0 | 0 | 0 | 0 | 0 | 0 | 0 | 0 | 0 | 0 | 0 | 0 | 0 | 0 | 0 | 0 | 0 | 0 | 0 | 0 | 0 | 0 | 0 | 0 | 0 | 0 | 0 | 0 | 2020
Vintage0 | petroleum | TRUE | 18454.8816.FL.ST | 8816 | N | . | Davant Transfer | Tampa Electric Co | 18454 | FL | SAT |  |  | 22 | 1 | Electric Utility | ST | PC | PC |  | M | short tons | 0 | 0 | 0 | 0 | 0 | 0 | 0 | 0 | 0 | 0 | 0 | 0 | 0 | 0 | 0 | 0 | 0 | 0 | 0 | 0 | 0 | 0 | 0 | 0 | 0 | 0 | 0 | 0 | 0 | 0 | 0 | 0 | 0 | 0 | 0 | 0 | 0 | 0 | 0 | 0 | 0 | 0 | 0 | 0 | 0 | 0 | 0 | 0 | 0 | 0 | 0 | 0 | 0 | 0 | 0 | 0 | 0 | 0 | 0 | 0 | 0 | 0 | 0 | 0 | 0 | 0 | 0 | 0 | 0 | 0 | 0 | 0 | 0 | 0 | 0 | 0 | 0 | 2020
Vintage0 | hard coal | TRUE | 18454.8816.FL.ST | 8816 | N | . | Davant Transfer | Tampa Electric Co | 18454 | FL | SAT |  |  | 22 | 1 | Electric Utility | ST | SUB | COL |  | M | short tons | 0 | 0 | 0 | 0 | 0 | 0 | 0 | 0 | 0 | 0 | 0 | 0 | 0 | 0 | 0 | 0 | 0 | 0 | 0 | 0 | 0 | 0 | 0 | 0 | 0 | 0 | 0 | 0 | 0 | 0 | 0 | 0 | 0 | 0 | 0 | 0 | 0 | 0 | 0 | 0 | 0 | 0 | 0 | 0 | 0 | 0 | 0 | 0 | 0 | 0 | 0 | 0 | 0 | 0 | 0 | 0 | 0 | 0 | 0 | 0 | 0 | 0 | 0 | 0 | 0 | 0 | 0 | 0 | 0 | 0 | 0 | 0 | 0 | 0 | 0 | 0 | 0 | 2020
Vintage0 | petroleum | TRUE | 19547.8823.HI.ST | 8823 | N | . | Barber's Point Tank Farm | Hawaiian Electric Co Inc | 19547 | HI | PACN |  |  | 22 | 1 | Electric Utility | ST | DFO | DFO |  | M | barrels | 0 | 0 | 0 | 0 | 0 | 0 | 0 | 0 | 0 | 0 | 0 | 0 | 0 | 0 | 0 | 0 | 0 | 0 | 0 | 0 | 0 | 0 | 0 | 0 | 0 | 0 | 0 | 0 | 0 | 0 | 0 | 0 | 0 | 0 | 0 | 0 | 0 | 0 | 0 | 0 | 0 | 0 | 0 | 0 | 0 | 0 | 0 | 0 | 0 | 0 | 0 | 0 | 0 | 0 | 0 | 0 | 0 | 0 | 0 | 0 | 0 | 0 | 0 | 0 | 0 | 0 | 0 | 0 | 0 | 0 | 0 | 0 | 0 | 0 | 0 | 0 | 0 | 2020
Vintage0 | petroleum | TRUE | 19547.8823.HI.ST | 8823 | N | . | Barber's Point Tank Farm | Hawaiian Electric Co Inc | 19547 | HI | PACN |  |  | 22 | 1 | Electric Utility | ST | RFO | RFO |  | M | barrels | 0 | 0 | 0 | 0 | 0 | 0 | 0 | 0 | 0 | 0 | 0 | 0 | 0 | 0 | 0 | 0 | 0 | 0 | 0 | 0 | 0 | 0 | 0 | 0 | 0 | 0 | 0 | 0 | 0 | 0 | 0 | 0 | 0 | 0 | 0 | 0 | 0 | 0 | 0 | 0 | 0 | 0 | 0 | 0 | 0 | 0 | 0 | 0 | 0 | 0 | 0 | 0 | 0 | 0 | 0 | 0 | 0 | 0 | 0 | 0 | 0 | 0 | 0 | 0 | 0 | 0 | 0 | 0 | 0 | 0 | 0 | 0 | 0 | 0 | 0 | 0 | 0 | 2020
Vintage0 | petroleum | TRUE | 4226.8824.NY.ST | 8824 | N | . | IMT Transfer NY | Consolidated Edison Co-NY Inc | 4226 | NY | MAT |  |  | 22 | 1 | Electric Utility | ST | RFO | RFO |  | M | barrels | 0 | 0 | 0 | 0 | 0 | 0 | 0 | 0 | 0 | 0 | 0 | 0 | 0 | 0 | 0 | 0 | 0 | 0 | 0 | 0 | 0 | 0 | 0 | 0 | 0 | 0 | 0 | 0 | 0 | 0 | 0 | 0 | 0 | 0 | 0 | 0 | 0 | 0 | 0 | 0 | 0 | 0 | 0 | 0 | 0 | 0 | 0 | 0 | 0 | 0 | 0 | 0 | 0 | 0 | 0 | 0 | 0 | 0 | 0 | 0 | 0 | 0 | 0 | 0 | 0 | 0 | 0 | 0 | 0 | 0 | 0 | 0 | 0 | 0 | 0 | 0 | 0 | 2020
Vintage0 | petroleum | TRUE | ..8825..ST | 8825 | N | . |  |  | . |  | MAT |  |  | 22 | 1 | Electric Utility | ST | RFO | RFO |  | M | barrels | 0 | 0 | 0 | 0 | 0 | 0 | 0 | 0 | 0 | 0 | 0 | 0 | 0 | 0 | 0 | 0 | 0 | 0 | 0 | 0 | 0 | 0 | 0 | 0 | 0 | 0 | 0 | 0 | 0 | 0 | 0 | 0 | 0 | 0 | 0 | 0 | 0 | 0 | 0 | 0 | 0 | 0 | 0 | 0 | 0 | 0 | 0 | 0 | 0 | 0 | 0 | 0 | 0 | 0 | 0 | 0 | 0 | 0 | 0 | 0 | 0 | 0 | 0 | 0 | 0 | 0 | 0 | 0 | 0 | 0 | 0 | 0 | 0 | 0 | 0 | 0 | 0 | 2020
Vintage0 | hard coal | TRUE | 6455.8827.FL.ST | 8827 | N | . | IMT Transfer | Duke Energy Florida, LLC | 6455 | FL | SAT |  |  | 22 | 1 | Electric Utility | ST | BIT | COL |  | M | short tons | 0 | 0 | 0 | 0 | 0 | 0 | 0 | 0 | 0 | 0 | 0 | 0 | 0 | 0 | 0 | 0 | 0 | 0 | 0 | 0 | 0 | 0 | 0 | 0 | 0 | 0 | 0 | 0 | 0 | 0 | 0 | 0 | 0 | 0 | 0 | 0 | 0 | 0 | 0 | 0 | 0 | 0 | 0 | 0 | 0 | 0 | 0 | 0 | 0 | 0 | 0 | 0 | 0 | 0 | 0 | 0 | 0 | 0 | 0 | 0 | 0 | 0 | 0 | 0 | 0 | 0 | 0 | 0 | 0 | 0 | 0 | 0 | 0 | 0 | 0 | 0 | 0 | 2020
Vintage0 | petroleum | TRUE | 6455.8828.FL.ST | 8828 | N | . | Martin Gas Storage Facility | Duke Energy Florida, LLC | 6455 | FL | SAT |  |  | 22 | 1 | Electric Utility | ST | DFO | DFO |  | M | barrels | 0 | 0 | 0 | 0 | 0 | 0 | 0 | 0 | 0 | 0 | 0 | 0 | 0 | 0 | 0 | 0 | 0 | 0 | 0 | 0 | 0 | 0 | 0 | 0 | 0 | 0 | 0 | 0 | 0 | 0 | 0 | 0 | 0 | 0 | 0 | 0 | 0 | 0 | 0 | 0 | 0 | 0 | 0 | 0 | 0 | 0 | 0 | 0 | 0 | 0 | 0 | 0 | 0 | 0 | 0 | 0 | 0 | 0 | 0 | 0 | 0 | 0 | 0 | 0 | 0 | 0 | 0 | 0 | 0 | 0 | 0 | 0 | 0 | 0 | 0 | 0 | 0 | 2020
Vintage0 | hard coal | TRUE | 6455.8829.FL.ST | 8829 | N | . | US United Bulk Terminal | Duke Energy Florida, LLC | 6455 | FL | SAT |  |  | 22 | 1 | Electric Utility | ST | BIT | COL |  | M | short tons | 0 | 0 | 0 | 0 | 0 | 0 | 0 | 0 | 0 | 0 | 0 | 0 | 0 | 0 | 0 | 0 | 0 | 0 | 0 | 0 | 0 | 0 | 0 | 0 | 0 | 0 | 0 | 0 | 0 | 0 | 0 | 0 | 0 | 0 | 0 | 0 | 0 | 0 | 0 | 0 | 0 | 0 | 0 | 0 | 0 | 0 | 0 | 0 | 0 | 0 | 0 | 0 | 0 | 0 | 0 | 0 | 0 | 0 | 0 | 0 | 0 | 0 | 0 | 0 | 0 | 0 | 0 | 0 | 0 | 0 | 0 | 0 | 0 | 0 | 0 | 0 | 0 | 2020
Vintage0 | natural gas steam turbine | TRUE | 12686.8831.MS.ST | 8831 | N | . | Bay Gas | Mississippi Power Co | 12686 | MS | ESC |  |  | 22 | 1 | Electric Utility | ST | NG | NG |  | M | mcf | 0 | 0 | 0 | 0 | 0 | 0 | 0 | 0 | 0 | 0 | 0 | 0 | 0 | 0 | 0 | 0 | 0 | 0 | 0 | 0 | 0 | 0 | 0 | 0 | 0 | 0 | 0 | 0 | 0 | 0 | 0 | 0 | 0 | 0 | 0 | 0 | 0 | 0 | 0 | 0 | 0 | 0 | 0 | 0 | 0 | 0 | 0 | 0 | 0 | 0 | 0 | 0 | 0 | 0 | 0 | 0 | 0 | 0 | 0 | 0 | 0 | 0 | 0 | 0 | 0 | 0 | 0 | 0 | 0 | 0 | 0 | 0 | 0 | 0 | 0 | 0 | 0 | 2020
Vintage0 | natural gas steam turbine | TRUE | 12686.8832.MS.ST | 8832 | N | . | Petal Gas | Mississippi Power Co | 12686 | MS | ESC |  |  | 22 | 1 | Electric Utility | ST | NG | NG |  | M | mcf | 0 | 0 | 0 | 0 | 0 | 0 | 0 | 0 | 0 | 0 | 0 | 0 | 0 | 0 | 0 | 0 | 0 | 0 | 0 | 0 | 0 | 0 | 0 | 0 | 0 | 0 | 0 | 0 | 0 | 0 | 0 | 0 | 0 | 0 | 0 | 0 | 0 | 0 | 0 | 0 | 0 | 0 | 0 | 0 | 0 | 0 | 0 | 0 | 0 | 0 | 0 | 0 | 0 | 0 | 0 | 0 | 0 | 0 | 0 | 0 | 0 | 0 | 0 | 0 | 0 | 0 | 0 | 0 | 0 | 0 | 0 | 0 | 0 | 0 | 0 | 0 | 0 | 2020
Vintage0 | hard coal | TRUE | 18642.8834.KY.ST | 8834 | N | . | GRT Terminal | Tennessee Valley Authority | 18642 | KY | ESC |  |  | 22 | 1 | Electric Utility | ST | BIT | COL |  | M | short tons | 0 | 0 | 0 | 0 | 0 | 0 | 0 | 0 | 0 | 0 | 0 | 0 | 0 | 0 | 0 | 0 | 0 | 0 | 0 | 0 | 0 | 0 | 0 | 0 | 0 | 0 | 0 | 0 | 0 | 0 | 0 | 0 | 0 | 0 | 0 | 0 | 0 | 0 | 0 | 0 | 0 | 0 | 0 | 0 | 0 | 0 | 0 | 0 | 0 | 0 | 0 | 0 | 0 | 0 | 0 | 0 | 0 | 0 | 0 | 0 | 0 | 0 | 0 | 0 | 0 | 0 | 0 | 0 | 0 | 0 | 0 | 0 | 0 | 0 | 0 | 0 | 0 | 2020
Vintage0 | hard coal | TRUE | 18642.8834.KY.ST | 8834 | N | . | GRT Terminal | Tennessee Valley Authority | 18642 | KY | ESC |  |  | 22 | 1 | Electric Utility | ST | SUB | COL |  | M | short tons | 0 | 0 | 0 | 0 | 0 | 0 | 0 | 0 | 0 | 0 | 0 | 0 | 0 | 0 | 0 | 0 | 0 | 0 | 0 | 0 | 0 | 0 | 0 | 0 | 0 | 0 | 0 | 0 | 0 | 0 | 0 | 0 | 0 | 0 | 0 | 0 | 0 | 0 | 0 | 0 | 0 | 0 | 0 | 0 | 0 | 0 | 0 | 0 | 0 | 0 | 0 | 0 | 0 | 0 | 0 | 0 | 0 | 0 | 0 | 0 | 0 | 0 | 0 | 0 | 0 | 0 | 0 | 0 | 0 | 0 | 0 | 0 | 0 | 0 | 0 | 0 | 0 | 2020
Vintage0 | hard coal | TRUE | 18642.8835.TN.ST | 8835 | N | . | Cora Transfer | Tennessee Valley Authority | 18642 | TN | ESC |  |  | 22 | 1 | Electric Utility | ST | BIT | COL |  | M | short tons | 0 | 0 | 0 | 0 | 0 | 0 | 0 | 0 | 0 | 0 | 0 | 0 | 0 | 0 | 0 | 0 | 0 | 0 | 0 | 0 | 0 | 0 | 0 | 0 | 0 | 0 | 0 | 0 | 0 | 0 | 0 | 0 | 0 | 0 | 0 | 0 | 0 | 0 | 0 | 0 | 0 | 0 | 0 | 0 | 0 | 0 | 0 | 0 | 0 | 0 | 0 | 0 | 0 | 0 | 0 | 0 | 0 | 0 | 0 | 0 | 0 | 0 | 0 | 0 | 0 | 0 | 0 | 0 | 0 | 0 | 0 | 0 | 0 | 0 | 0 | 0 | 0 | 2020
Vintage0 | hard coal | TRUE | 18642.8835.TN.ST | 8835 | N | . | Cora Transfer | Tennessee Valley Authority | 18642 | TN | ESC |  |  | 22 | 1 | Electric Utility | ST | SUB | COL |  | M | short tons | 0 | 0 | 0 | 0 | 0 | 0 | 0 | 0 | 0 | 0 | 0 | 0 | 0 | 0 | 0 | 0 | 0 | 0 | 0 | 0 | 0 | 0 | 0 | 0 | 0 | 0 | 0 | 0 | 0 | 0 | 0 | 0 | 0 | 0 | 0 | 0 | 0 | 0 | 0 | 0 | 0 | 0 | 0 | 0 | 0 | 0 | 0 | 0 | 0 | 0 | 0 | 0 | 0 | 0 | 0 | 0 | 0 | 0 | 0 | 0 | 0 | 0 | 0 | 0 | 0 | 0 | 0 | 0 | 0 | 0 | 0 | 0 | 0 | 0 | 0 | 0 | 0 | 2020
Vintage0 | hard coal | TRUE | 18642.8837.KY.ST | 8837 | N | . | Calvert City | Tennessee Valley Authority | 18642 | KY | ESC |  |  | 22 | 1 | Electric Utility | ST | BIT | COL |  | M | short tons | 0 | 0 | 0 | 0 | 0 | 0 | 0 | 0 | 0 | 0 | 0 | 0 | 0 | 0 | 0 | 0 | 0 | 0 | 0 | 0 | 0 | 0 | 0 | 0 | 0 | 0 | 0 | 0 | 0 | 0 | 0 | 0 | 0 | 0 | 0 | 0 | 0 | 0 | 0 | 0 | 0 | 0 | 0 | 0 | 0 | 0 | 0 | 0 | 0 | 0 | 0 | 0 | 0 | 0 | 0 | 0 | 0 | 0 | 0 | 0 | 0 | 0 | 0 | 0 | 0 | 0 | 0 | 0 | 0 | 0 | 0 | 0 | 0 | 0 | 0 | 0 | 0 | 2020
Vintage0 | petroleum | TRUE | 18642.8837.KY.ST | 8837 | N | . | Calvert City | Tennessee Valley Authority | 18642 | KY | ESC |  |  | 22 | 1 | Electric Utility | ST | DFO | DFO |  | M | barrels | . | . | . | . | . | 0 | . | . | . | . | . | . | . | . | . | . | . | 0 | . | . | . | . | . | . | . | . | . | . | . | 0 | . | . | . | . | . | . | . | . | . | . | . | 0 | . | . | . | . | . | . | . | . | . | . | . | 0 | . | . | . | . | . | . | . | . | . | . | . | 0 | . | . | . | . | . | . | 0 | 0 | 0 | 0 | 0 | 2020
Vintage0 | hard coal | TRUE | 18642.8837.KY.ST | 8837 | N | . | Calvert City | Tennessee Valley Authority | 18642 | KY | ESC |  |  | 22 | 1 | Electric Utility | ST | SUB | COL |  | M | short tons | 0 | 0 | 0 | 0 | 0 | 0 | 0 | 0 | 0 | 0 | 0 | 0 | 0 | 0 | 0 | 0 | 0 | 0 | 0 | 0 | 0 | 0 | 0 | 0 | 0 | 0 | 0 | 0 | 0 | 0 | 0 | 0 | 0 | 0 | 0 | 0 | 0 | 0 | 0 | 0 | 0 | 0 | 0 | 0 | 0 | 0 | 0 | 0 | 0 | 0 | 0 | 0 | 0 | 0 | 0 | 0 | 0 | 0 | 0 | 0 | 0 | 0 | 0 | 0 | 0 | 0 | 0 | 0 | 0 | 0 | 0 | 0 | 0 | 0 | 0 | 0 | 0 | 2020
Vintage0 | hard coal | TRUE | 19876.8838.IL.ST | 8838 | N | . | Cook - TVA | Virginia Electric & Power Co | 19876 | IL | ENC |  |  | 22 | 1 | Electric Utility | ST | BIT | COL |  | M | short tons | 0 | 0 | 0 | 0 | 0 | 0 | 0 | 0 | 0 | 0 | 0 | 0 | 0 | 0 | 0 | 0 | 0 | 0 | 0 | 0 | 0 | 0 | 0 | 0 | 0 | 0 | 0 | 0 | 0 | 0 | 0 | 0 | 0 | 0 | 0 | 0 | 0 | 0 | 0 | 0 | 0 | 0 | 0 | 0 | 0 | 0 | 0 | 0 | 0 | 0 | 0 | 0 | 0 | 0 | 0 | 0 | 0 | 0 | 0 | 0 | 0 | 0 | 0 | 0 | 0 | 0 | 0 | 0 | 0 | 0 | 0 | 0 | 0 | 0 | 0 | 0 | 0 | 2020
Vintage0 | hard coal | TRUE | 19876.8838.IL.ST | 8838 | N | . | Cook - TVA | Virginia Electric & Power Co | 19876 | IL | ENC |  |  | 22 | 1 | Electric Utility | ST | SUB | COL |  | M | short tons | 0 | 0 | 0 | 0 | 0 | 0 | 0 | 0 | 0 | 0 | 0 | 0 | 0 | 0 | 0 | 0 | 0 | 0 | 0 | 0 | 0 | 0 | 0 | 0 | 0 | 0 | 0 | 0 | 0 | 0 | 0 | 0 | 0 | 0 | 0 | 0 | 0 | 0 | 0 | 0 | 0 | 0 | 0 | 0 | 0 | 0 | 0 | 0 | 0 | 0 | 0 | 0 | 0 | 0 | 0 | 0 | 0 | 0 | 0 | 0 | 0 | 0 | 0 | 0 | 0 | 0 | 0 | 0 | 0 | 0 | 0 | 0 | 0 | 0 | 0 | 0 | 0 | 2020
Vintage0 | hard coal | TRUE | 5109.8841.MI.ST | 8841 | N | . | DTE-BRSC Shared Storage | DTE Electric Company | 5109 | MI | ENC |  |  | 22 | 1 | Electric Utility | ST | BIT | COL |  | M | short tons | 0 | 0 | 0 | 0 | 0 | 0 | 0 | 0 | 0 | 0 | 0 | 0 | 0 | 0 | 0 | 0 | 0 | 0 | 0 | 0 | 0 | 0 | 0 | 0 | 0 | 0 | 0 | 0 | 0 | 0 | 0 | 0 | 0 | 0 | 0 | 0 | 0 | 0 | 0 | 0 | 0 | 0 | 0 | 0 | 0 | 0 | 0 | 0 | 0 | 0 | 0 | 0 | 0 | 0 | 0 | 0 | 0 | 0 | 0 | 0 | 0 | 0 | 0 | 0 | 0 | 0 | 0 | 0 | 0 | 0 | 0 | 0 | 0 | 0 | 0 | 0 | 0 | 2020
Vintage0 | petroleum | TRUE | 5109.8841.MI.ST | 8841 | N | . | DTE-BRSC Shared Storage | DTE Electric Company | 5109 | MI | ENC |  |  | 22 | 1 | Electric Utility | ST | DFO | DFO |  | M | barrels | 0 | 0 | 0 | 0 | 0 | 0 | 0 | 0 | 0 | 0 | 0 | 0 | 0 | 0 | 0 | 0 | 0 | 0 | 0 | 0 | 0 | 0 | 0 | 0 | 0 | 0 | 0 | 0 | 0 | 0 | 0 | 0 | 0 | 0 | 0 | 0 | 0 | 0 | 0 | 0 | 0 | 0 | 0 | 0 | 0 | 0 | 0 | 0 | 0 | 0 | 0 | 0 | 0 | 0 | 0 | 0 | 0 | 0 | 0 | 0 | 0 | 0 | 0 | 0 | 0 | 0 | 0 | 0 | 0 | 0 | 0 | 0 | 0 | 0 | 0 | 0 | 0 | 2020
Vintage0 | hard coal | TRUE | 5109.8841.MI.ST | 8841 | N | . | DTE-BRSC Shared Storage | DTE Electric Company | 5109 | MI | ENC |  |  | 22 | 1 | Electric Utility | ST | SUB | COL |  | M | short tons | 0 | 0 | 0 | 0 | 0 | 0 | 0 | 0 | 0 | 0 | 0 | 0 | 0 | 0 | 0 | 0 | 0 | 0 | 0 | 0 | 0 | 0 | 0 | 0 | 0 | 0 | 0 | 0 | 0 | 0 | 0 | 0 | 0 | 0 | 0 | 0 | 0 | 0 | 0 | 0 | 0 | 0 | 0 | 0 | 0 | 0 | 0 | 0 | 0 | 0 | 0 | 0 | 0 | 0 | 0 | 0 | 0 | 0 | 0 | 0 | 0 | 0 | 0 | 0 | 0 | 0 | 0 | 0 | 0 | 0 | 0 | 0 | 0 | 0 | 0 | 0 | 0 | 2020
Vintage0 | hard coal | TRUE | 15147.8843.NJ.ST | 8843 | N | . | PSEG--Eastern Terminal | PSEG Fossil LLC | 15147 | NJ | MAT |  |  | 22 | 2 | NAICS-22 Non-Cogen | ST | BIT | COL |  | M | short tons | 0 | 0 | 0 | 0 | 0 | 0 | 0 | 0 | 0 | 0 | 0 | 0 | 0 | 0 | 0 | 0 | 0 | 0 | 0 | 0 | 0 | 0 | 0 | 0 | 0 | 0 | 0 | 0 | 0 | 0 | 0 | 0 | 0 | 0 | 0 | 0 | 0 | 0 | 0 | 0 | 0 | 0 | 0 | 0 | 0 | 0 | 0 | 0 | 0 | 0 | 0 | 0 | 0 | 0 | 0 | 0 | 0 | 0 | 0 | 0 | 0 | 0 | 0 | 0 | 0 | 0 | 0 | 0 | 0 | 0 | 0 | 0 | 0 | 0 | 0 | 0 | 0 | 2020
Vintage0 | petroleum | TRUE | 15147.8843.NJ.ST | 8843 | N | . | PSEG--Eastern Terminal | PSEG Fossil LLC | 15147 | NJ | MAT |  |  | 22 | 2 | NAICS-22 Non-Cogen | ST | DFO | DFO |  | M | barrels | 0 | 0 | 0 | 0 | 0 | 0 | 0 | 0 | 0 | 0 | 0 | 0 | 0 | 0 | 0 | 0 | 0 | 0 | 0 | 0 | 0 | 0 | 0 | 0 | 0 | 0 | 0 | 0 | 0 | 0 | 0 | 0 | 0 | 0 | 0 | 0 | 0 | 0 | 0 | 0 | 0 | 0 | 0 | 0 | 0 | 0 | 0 | 0 | 0 | 0 | 0 | 0 | 0 | 0 | 0 | 0 | 0 | 0 | 0 | 0 | 0 | 0 | 0 | 0 | 0 | 0 | 0 | 0 | 0 | 0 | 0 | 0 | 0 | 0 | 0 | 0 | 0 | 2020
Vintage0 | petroleum | TRUE | 15147.8843.NJ.ST | 8843 | N | . | PSEG--Eastern Terminal | PSEG Fossil LLC | 15147 | NJ | MAT |  |  | 22 | 2 | NAICS-22 Non-Cogen | ST | KER | WOO |  | M | barrels | 0 | 0 | 0 | 0 | 0 | 0 | 0 | 0 | 0 | 0 | 0 | 0 | 0 | 0 | 0 | 0 | 0 | 0 | 0 | 0 | 0 | 0 | 0 | 0 | 0 | 0 | 0 | 0 | 0 | 0 | 0 | 0 | 0 | 0 | 0 | 0 | 0 | 0 | 0 | 0 | 0 | 0 | 0 | 0 | 0 | 0 | 0 | 0 | 0 | 0 | 0 | 0 | 0 | 0 | 0 | 0 | 0 | 0 | 0 | 0 | 0 | 0 | 0 | 0 | 0 | 0 | 0 | 0 | 0 | 0 | 0 | 0 | 0 | 0 | 0 | 0 | 0 | 2020
Vintage0 | hard coal | TRUE | 39004.8845.PA.ST | 8845 | N | . | Keystone Fuels Terminal | RRI Energy Services, LLC | 39004 | PA | MAT |  |  | 22 | 2 | NAICS-22 Non-Cogen | ST | BIT | COL |  | M | short tons | 0 | 0 | 0 | 0 | 0 | 0 | 0 | 0 | 0 | 0 | 0 | 0 | 0 | 0 | 0 | 0 | 0 | 0 | 0 | 0 | 0 | 0 | 0 | 0 | 0 | 0 | 0 | 0 | 0 | 0 | 0 | 0 | 0 | 0 | 0 | 0 | 0 | 0 | 0 | 0 | 0 | 0 | 0 | 0 | 0 | 0 | 0 | 0 | 0 | 0 | 0 | 0 | 0 | 0 | 0 | 0 | 0 | 0 | 0 | 0 | 0 | 0 | 0 | 0 | 0 | 0 | 0 | 0 | 0 | 0 | 0 | 0 | 0 | 0 | 0 | 0 | 0 | 2020
Vintage0 | petroleum | TRUE | 39004.8845.PA.ST | 8845 | N | . | Keystone Fuels Terminal | RRI Energy Services, LLC | 39004 | PA | MAT |  |  | 22 | 2 | NAICS-22 Non-Cogen | ST | DFO | DFO |  | M | barrels | . | . | . | . | . | 0 | . | . | . | . | . | . | . | . | . | . | . | 0 | . | . | . | . | . | . | . | . | . | . | . | 0 | . | . | . | . | . | . | . | . | . | . | . | 0 | . | . | . | . | . | . | . | . | . | . | . | 0 | . | . | . | . | . | . | . | . | . | . | . | 0 | . | . | . | . | . | . | 0 | 0 | 0 | 0 | 0 | 2020
Vintage0 | hard coal | TRUE | 39004.8845.PA.ST | 8845 | N | . | Keystone Fuels Terminal | RRI Energy Services, LLC | 39004 | PA | MAT |  |  | 22 | 2 | NAICS-22 Non-Cogen | ST | WC | WOC |  | M | short tons | 0 | 0 | 0 | 0 | 0 | 0 | 0 | 0 | 0 | 0 | 0 | 0 | 0 | 0 | 0 | 0 | 0 | 0 | 0 | 0 | 0 | 0 | 0 | 0 | 0 | 0 | 0 | 0 | 0 | 0 | 0 | 0 | 0 | 0 | 0 | 0 | 0 | 0 | 0 | 0 | 0 | 0 | 0 | 0 | 0 | 0 | 0 | 0 | 0 | 0 | 0 | 0 | 0 | 0 | 0 | 0 | 0 | 0 | 0 | 0 | 0 | 0 | 0 | 0 | 0 | 0 | 0 | 0 | 0 | 0 | 0 | 0 | 0 | 0 | 0 | 0 | 0 | 2020
Vintage0 | hard coal | TRUE | 39004.8846.PA.ST | 8846 | N | . | Conemaugh Fuels LLC -Terminal | RRI Energy Services, LLC | 39004 | PA | MAT |  |  | 22 | 2 | NAICS-22 Non-Cogen | ST | BIT | COL |  | M | short tons | 0 | 0 | 0 | 0 | 0 | 0 | 0 | 0 | 0 | 0 | 0 | 0 | 0 | 0 | 0 | 0 | 0 | 0 | 0 | 0 | 0 | 0 | 0 | 0 | 0 | 0 | 0 | 0 | 0 | 0 | 0 | 0 | 0 | 0 | 0 | 0 | 0 | 0 | 0 | 0 | 0 | 0 | 0 | 0 | 0 | 0 | 0 | 0 | 0 | 0 | 0 | 0 | 0 | 0 | 0 | 0 | 0 | 0 | 0 | 0 | 0 | 0 | 0 | 0 | 0 | 0 | 0 | 0 | 0 | 0 | 0 | 0 | 0 | 0 | 0 | 0 | 0 | 2020
Vintage0 | natural gas steam turbine | TRUE | 39004.8846.PA.ST | 8846 | N | . | Conemaugh Fuels LLC -Terminal | RRI Energy Services, LLC | 39004 | PA | MAT |  |  | 22 | 2 | NAICS-22 Non-Cogen | ST | NG | NG |  | M | mcf | . | . | . | . | . | . | . | 0 | . | . | . | . | . | . | . | . | . | . | . | 0 | . | . | . | . | . | . | . | . | . | . | . | 0 | . | . | . | . | . | . | . | . | . | . | . | 0 | . | . | . | . | . | . | . | . | . | . | . | 0 | . | . | . | . | . | . | . | . | . | . | . | 0 | . | . | . | . | 0 | 0 | 0 | 0 | 0 | 2020
Vintage0 | hard coal | TRUE | 39004.8846.PA.ST | 8846 | N | . | Conemaugh Fuels LLC -Terminal | RRI Energy Services, LLC | 39004 | PA | MAT |  |  | 22 | 2 | NAICS-22 Non-Cogen | ST | WC | WOC |  | M | short tons | 0 | 0 | 0 | 0 | 0 | 0 | 0 | 0 | 0 | 0 | 0 | 0 | 0 | 0 | 0 | 0 | 0 | 0 | 0 | 0 | 0 | 0 | 0 | 0 | 0 | 0 | 0 | 0 | 0 | 0 | 0 | 0 | 0 | 0 | 0 | 0 | 0 | 0 | 0 | 0 | 0 | 0 | 0 | 0 | 0 | 0 | 0 | 0 | 0 | 0 | 0 | 0 | 0 | 0 | 0 | 0 | 0 | 0 | 0 | 0 | 0 | 0 | 0 | 0 | 0 | 0 | 0 | 0 | 0 | 0 | 0 | 0 | 0 | 0 | 0 | 0 | 0 | 2020
Vintage0 | hard coal | TRUE | 195.8847.AL.ST | 8847 | N | . | Southern Pines | Alabama Power Co | 195 | AL | ESC |  |  | 22 | 1 | Electric Utility | ST | BIT | COL |  | M | short tons | 0 | 0 | 0 | 0 | 0 | 0 | 0 | 0 | 0 | 0 | 0 | 0 | 0 | 0 | 0 | 0 | 0 | 0 | 0 | 0 | 0 | 0 | 0 | 0 | 0 | 0 | 0 | 0 | 0 | 0 | 0 | 0 | 0 | 0 | 0 | 0 | 0 | 0 | 0 | 0 | 0 | 0 | 0 | 0 | 0 | 0 | 0 | 0 | 0 | 0 | 0 | 0 | 0 | 0 | 0 | 0 | 0 | 0 | 0 | 0 | 0 | 0 | 0 | 0 | 0 | 0 | 0 | 0 | 0 | 0 | 0 | 0 | 0 | 0 | 0 | 0 | 0 | 2020
Vintage0 | natural gas steam turbine | TRUE | 195.8847.AL.ST | 8847 | N | . | Southern Pines | Alabama Power Co | 195 | AL | ESC |  |  | 22 | 1 | Electric Utility | ST | NG | NG |  | M | mcf | 0 | 0 | 0 | 0 | 0 | 0 | 0 | 0 | 0 | 0 | 0 | 0 | 0 | 0 | 0 | 0 | 0 | 0 | 0 | 0 | 0 | 0 | 0 | 0 | 0 | 0 | 0 | 0 | 0 | 0 | 0 | 0 | 0 | 0 | 0 | 0 | 0 | 0 | 0 | 0 | 0 | 0 | 0 | 0 | 0 | 0 | 0 | 0 | 0 | 0 | 0 | 0 | 0 | 0 | 0 | 0 | 0 | 0 | 0 | 0 | 0 | 0 | 0 | 0 | 0 | 0 | 0 | 0 | 0 | 0 | 0 | 0 | 0 | 0 | 0 | 0 | 0 | 2020
Vintage0 | hard coal | TRUE | 6455.8848.WV.ST | 8848 | N | . | Ceredo - Terminal | Duke Energy Florida, LLC | 6455 | WV | SAT |  |  | 22 | 1 | Electric Utility | ST | BIT | COL |  | M | short tons | 0 | 0 | 0 | 0 | 0 | 0 | 0 | 0 | 0 | 0 | 0 | 0 | 0 | 0 | 0 | 0 | 0 | 0 | 0 | 0 | 0 | 0 | 0 | 0 | 0 | 0 | 0 | 0 | 0 | 0 | 0 | 0 | 0 | 0 | 0 | 0 | 0 | 0 | 0 | 0 | 0 | 0 | 0 | 0 | 0 | 0 | 0 | 0 | 0 | 0 | 0 | 0 | 0 | 0 | 0 | 0 | 0 | 0 | 0 | 0 | 0 | 0 | 0 | 0 | 0 | 0 | 0 | 0 | 0 | 0 | 0 | 0 | 0 | 0 | 0 | 0 | 0 | 2020
Vintage0 | hard coal | TRUE | 6455.8850.SC.ST | 8850 | N | . | Shipyard River Terminal | Duke Energy Florida, LLC | 6455 | SC | SAT |  |  | 22 | 1 | Electric Utility | ST | BIT | COL |  | M | short tons | 0 | 0 | 0 | 0 | 0 | 0 | 0 | 0 | 0 | 0 | 0 | 0 | 0 | 0 | 0 | 0 | 0 | 0 | 0 | 0 | 0 | 0 | 0 | 0 | 0 | 0 | 0 | 0 | 0 | 0 | 0 | 0 | 0 | 0 | 0 | 0 | 0 | 0 | 0 | 0 | 0 | 0 | 0 | 0 | 0 | 0 | 0 | 0 | 0 | 0 | 0 | 0 | 0 | 0 | 0 | 0 | 0 | 0 | 0 | 0 | 0 | 0 | 0 | 0 | 0 | 0 | 0 | 0 | 0 | 0 | 0 | 0 | 0 | 0 | 0 | 0 | 0 | 2020
Vintage0 | hard coal | TRUE | 6455.8851.MS.ST | 8851 | N | . | Associated TerminalS | Duke Energy Florida, LLC | 6455 | MS | ESC |  |  | 22 | 1 | Electric Utility | ST | BIT | COL |  | M | short tons | 0 | 0 | 0 | 0 | 0 | 0 | 0 | 0 | 0 | 0 | 0 | 0 | 0 | 0 | 0 | 0 | 0 | 0 | 0 | 0 | 0 | 0 | 0 | 0 | 0 | 0 | 0 | 0 | 0 | 0 | 0 | 0 | 0 | 0 | 0 | 0 | 0 | 0 | 0 | 0 | 0 | 0 | 0 | 0 | 0 | 0 | 0 | 0 | 0 | 0 | 0 | 0 | 0 | 0 | 0 | 0 | 0 | 0 | 0 | 0 | 0 | 0 | 0 | 0 | 0 | 0 | 0 | 0 | 0 | 0 | 0 | 0 | 0 | 0 | 0 | 0 | 0 | 2020
Vintage0 | petroleum | TRUE | 6455.8851.MS.ST | 8851 | N | . | Associated TerminalS | Duke Energy Florida, LLC | 6455 | MS | ESC |  |  | 22 | 1 | Electric Utility | ST | DFO | DFO |  | M | barrels | 0 | 0 | 0 | 0 | 0 | 0 | 0 | 0 | 0 | 0 | 0 | 0 | 0 | 0 | 0 | 0 | 0 | 0 | 0 | 0 | 0 | 0 | 0 | 0 | 0 | 0 | 0 | 0 | 0 | 0 | 0 | 0 | 0 | 0 | 0 | 0 | 0 | 0 | 0 | 0 | 0 | 0 | 0 | 0 | 0 | 0 | 0 | 0 | 0 | 0 | 0 | 0 | 0 | 0 | 0 | 0 | 0 | 0 | 0 | 0 | 0 | 0 | 0 | 0 | 0 | 0 | 0 | 0 | 0 | 0 | 0 | 0 | 0 | 0 | 0 | 0 | 0 | 2020
Vintage0 | hard coal | TRUE | 9324.8852.IL.ST | 8852 | N | . | CCT Terminal | Indiana Michigan Power Co | 9324 | IL | ENC |  |  | 22 | 1 | Electric Utility | ST | BIT | COL |  | M | short tons | 0 | 0 | 0 | 0 | 0 | 0 | 0 | 0 | 0 | 0 | 0 | 0 | 0 | 0 | 0 | 0 | 0 | 0 | 0 | 0 | 0 | 0 | 0 | 0 | 0 | 0 | 0 | 0 | 0 | 0 | 0 | 0 | 0 | 0 | 0 | 0 | 0 | 0 | 0 | 0 | 0 | 0 | 0 | 0 | 0 | 0 | 0 | 0 | 0 | 0 | 0 | 0 | 0 | 0 | 0 | 0 | 0 | 0 | 0 | 0 | 0 | 0 | 0 | 0 | 0 | 0 | 0 | 0 | 0 | 0 | 0 | 0 | 0 | 0 | 0 | 0 | 0 | 2020
Vintage0 | hard coal | TRUE | 9324.8852.IL.ST | 8852 | N | . | CCT Terminal | Indiana Michigan Power Co | 9324 | IL | ENC |  |  | 22 | 1 | Electric Utility | ST | SUB | COL |  | M | short tons | 0 | 0 | 0 | 0 | 0 | 0 | 0 | 0 | 0 | 0 | 0 | 0 | 0 | 0 | 0 | 0 | 0 | 0 | 0 | 0 | 0 | 0 | 0 | 0 | 0 | 0 | 0 | 0 | 0 | 0 | 0 | 0 | 0 | 0 | 0 | 0 | 0 | 0 | 0 | 0 | 0 | 0 | 0 | 0 | 0 | 0 | 0 | 0 | 0 | 0 | 0 | 0 | 0 | 0 | 0 | 0 | 0 | 0 | 0 | 0 | 0 | 0 | 0 | 0 | 0 | 0 | 0 | 0 | 0 | 0 | 0 | 0 | 0 | 0 | 0 | 0 | 0 | 2020
Vintage0 | hard coal | TRUE | 12686.8853.MS.ST | 8853 | N | . | Leaf River | Mississippi Power Co | 12686 | MS | ESC |  |  | 22 | 1 | Electric Utility | ST | BIT | COL |  | M | short tons | 0 | 0 | 0 | 0 | 0 | 0 | 0 | 0 | 0 | 0 | 0 | 0 | 0 | 0 | 0 | 0 | 0 | 0 | 0 | 0 | 0 | 0 | 0 | 0 | 0 | 0 | 0 | 0 | 0 | 0 | 0 | 0 | 0 | 0 | 0 | 0 | 0 | 0 | 0 | 0 | 0 | 0 | 0 | 0 | 0 | 0 | 0 | 0 | 0 | 0 | 0 | 0 | 0 | 0 | 0 | 0 | 0 | 0 | 0 | 0 | 0 | 0 | 0 | 0 | 0 | 0 | 0 | 0 | 0 | 0 | 0 | 0 | 0 | 0 | 0 | 0 | 0 | 2020
Vintage0 | natural gas steam turbine | TRUE | 12686.8853.MS.ST | 8853 | N | . | Leaf River | Mississippi Power Co | 12686 | MS | ESC |  |  | 22 | 1 | Electric Utility | ST | NG | NG |  | M | mcf | 0 | 0 | 0 | 0 | 0 | 0 | 0 | 0 | 0 | 0 | 0 | 0 | 0 | 0 | 0 | 0 | 0 | 0 | 0 | 0 | 0 | 0 | 0 | 0 | 0 | 0 | 0 | 0 | 0 | 0 | 0 | 0 | 0 | 0 | 0 | 0 | 0 | 0 | 0 | 0 | 0 | 0 | 0 | 0 | 0 | 0 | 0 | 0 | 0 | 0 | 0 | 0 | 0 | 0 | 0 | 0 | 0 | 0 | 0 | 0 | 0 | 0 | 0 | 0 | 0 | 0 | 0 | 0 | 0 | 0 | 0 | 0 | 0 | 0 | 0 | 0 | 0 | 2020
Vintage0 | hard coal | TRUE | 15147.8857.PA.ST | 8857 | N | . | PSEG- Kinder Morgan Coal Storage | PSEG Fossil LLC | 15147 | PA | MAT |  |  | 22 | 2 | NAICS-22 Non-Cogen | ST | BIT | COL |  | M | short tons | 0 | 0 | 0 | 0 | 0 | 0 | 0 | 0 | 0 | 0 | 0 | 0 | 0 | 0 | 0 | 0 | 0 | 0 | 0 | 0 | 0 | 0 | 0 | 0 | 0 | 0 | 0 | 0 | 0 | 0 | 0 | 0 | 0 | 0 | 0 | 0 | 0 | 0 | 0 | 0 | 0 | 0 | 0 | 0 | 0 | 0 | 0 | 0 | 0 | 0 | 0 | 0 | 0 | 0 | 0 | 0 | 0 | 0 | 0 | 0 | 0 | 0 | 0 | 0 | 0 | 0 | 0 | 0 | 0 | 0 | 0 | 0 | 0 | 0 | 0 | 0 | 0 | 2020
Vintage0 | hard coal | TRUE | 15452.8858.RI.ST | 8858 | N | . | PSEG- Provport Coal Storage | PSEG Power Connecticut LLC | 15452 | RI | NEW |  |  | 22 | 2 | NAICS-22 Non-Cogen | ST | SUB | COL |  | M | short tons | 0 | 0 | 0 | 0 | 0 | 0 | 0 | 0 | 0 | 0 | 0 | 0 | 0 | 0 | 0 | 0 | 0 | 0 | 0 | 0 | 0 | 0 | 0 | 0 | 0 | 0 | 0 | 0 | 0 | 0 | 0 | 0 | 0 | 0 | 0 | 0 | 0 | 0 | 0 | 0 | 0 | 0 | 0 | 0 | 0 | 0 | 0 | 0 | 0 | 0 | 0 | 0 | 0 | 0 | 0 | 0 | 0 | 0 | 0 | 0 | 0 | 0 | 0 | 0 | 0 | 0 | 0 | 0 | 0 | 0 | 0 | 0 | 0 | 0 | 0 | 0 | 0 | 2020
Vintage0 | hard coal | TRUE | 23279.8865.PA.ST | 8865 | N | . | Alicia Dock | Allegheny Energy Supply Co LLC | 23279 | PA | MAT |  |  | 22 | 1 | Electric Utility | ST | BIT | COL |  | M | short tons | 0 | 0 | 0 | 0 | 0 | 0 | 0 | 0 | 0 | 0 | 0 | 0 | 0 | 0 | 0 | 0 | 0 | 0 | 0 | 0 | 0 | 0 | 0 | 0 | 0 | 0 | 0 | 0 | 0 | 0 | 0 | 0 | 0 | 0 | 0 | 0 | 0 | 0 | 0 | 0 | 0 | 0 | 0 | 0 | 0 | 0 | 0 | 0 | 0 | 0 | 0 | 0 | 0 | 0 | 0 | 0 | 0 | 0 | 0 | 0 | 0 | 0 | 0 | 0 | 0 | 0 | 0 | 0 | 0 | 0 | 0 | 0 | 0 | 0 | 0 | 0 | 0 | 2020
Vintage0 | hard coal | TRUE | 23279.8866.PA.ST | 8866 | N | . | Colona - Terminal | Allegheny Energy Supply Co LLC | 23279 | PA | MAT |  |  | 22 | 1 | Electric Utility | ST | BIT | COL |  | M | short tons | 0 | 0 | 0 | 0 | 0 | 0 | 0 | 0 | 0 | 0 | 0 | 0 | 0 | 0 | 0 | 0 | 0 | 0 | 0 | 0 | 0 | 0 | 0 | 0 | 0 | 0 | 0 | 0 | 0 | 0 | 0 | 0 | 0 | 0 | 0 | 0 | 0 | 0 | 0 | 0 | 0 | 0 | 0 | 0 | 0 | 0 | 0 | 0 | 0 | 0 | 0 | 0 | 0 | 0 | 0 | 0 | 0 | 0 | 0 | 0 | 0 | 0 | 0 | 0 | 0 | 0 | 0 | 0 | 0 | 0 | 0 | 0 | 0 | 0 | 0 | 0 | 0 | 2020
Vintage0 | hard coal | TRUE | 23279.8866.PA.ST | 8866 | N | . | Colona - Terminal | Allegheny Energy Supply Co LLC | 23279 | PA | MAT |  |  | 22 | 1 | Electric Utility | ST | SUB | COL |  | M | short tons | 0 | 0 | 0 | 0 | 0 | 0 | 0 | 0 | 0 | 0 | 0 | 0 | 0 | 0 | 0 | 0 | 0 | 0 | 0 | 0 | 0 | 0 | 0 | 0 | 0 | 0 | 0 | 0 | 0 | 0 | 0 | 0 | 0 | 0 | 0 | 0 | 0 | 0 | 0 | 0 | 0 | 0 | 0 | 0 | 0 | 0 | 0 | 0 | 0 | 0 | 0 | 0 | 0 | 0 | 0 | 0 | 0 | 0 | 0 | 0 | 0 | 0 | 0 | 0 | 0 | 0 | 0 | 0 | 0 | 0 | 0 | 0 | 0 | 0 | 0 | 0 | 0 | 2020
Vintage0 | hard coal | TRUE | 6526.8867.OH.ST | 8867 | N | . | Warrenton Terminal | FirstEnergy Generation Corp | 6526 | OH | ENC |  |  | 22 | 1 | Electric Utility | ST | BIT | COL |  | M | short tons | 0 | 0 | 0 | 0 | 0 | 0 | 0 | 0 | 0 | 0 | 0 | 0 | 0 | 0 | 0 | 0 | 0 | 0 | 0 | 0 | 0 | 0 | 0 | 0 | 0 | 0 | 0 | 0 | 0 | 0 | 0 | 0 | 0 | 0 | 0 | 0 | 0 | 0 | 0 | 0 | 0 | 0 | 0 | 0 | 0 | 0 | 0 | 0 | 0 | 0 | 0 | 0 | 0 | 0 | 0 | 0 | 0 | 0 | 0 | 0 | 0 | 0 | 0 | 0 | 0 | 0 | 0 | 0 | 0 | 0 | 0 | 0 | 0 | 0 | 0 | 0 | 0 | 2020
Vintage0 | hard coal | TRUE | 6526.8867.OH.ST | 8867 | N | . | Warrenton Terminal | FirstEnergy Generation Corp | 6526 | OH | ENC |  |  | 22 | 1 | Electric Utility | ST | SUB | COL |  | M | short tons | 0 | 0 | 0 | 0 | 0 | 0 | 0 | 0 | 0 | 0 | 0 | 0 | 0 | 0 | 0 | 0 | 0 | 0 | 0 | 0 | 0 | 0 | 0 | 0 | 0 | 0 | 0 | 0 | 0 | 0 | 0 | 0 | 0 | 0 | 0 | 0 | 0 | 0 | 0 | 0 | 0 | 0 | 0 | 0 | 0 | 0 | 0 | 0 | 0 | 0 | 0 | 0 | 0 | 0 | 0 | 0 | 0 | 0 | 0 | 0 | 0 | 0 | 0 | 0 | 0 | 0 | 0 | 0 | 0 | 0 | 0 | 0 | 0 | 0 | 0 | 0 | 0 | 2020
Vintage0 | hard coal | TRUE | 23279.8868.WV.ST | 8868 | N | . | Haywood Storage Facility | Allegheny Energy Supply Co LLC | 23279 | WV | SAT |  |  | 22 | 1 | Electric Utility | ST | BIT | COL |  | M | short tons | 0 | 0 | 0 | 0 | 0 | 0 | 0 | 0 | 0 | 0 | 0 | 0 | 0 | 0 | 0 | 0 | 0 | 0 | 0 | 0 | 0 | 0 | 0 | 0 | 0 | 0 | 0 | 0 | 0 | 0 | 0 | 0 | 0 | 0 | 0 | 0 | 0 | 0 | 0 | 0 | 0 | 0 | 0 | 0 | 0 | 0 | 0 | 0 | 0 | 0 | 0 | 0 | 0 | 0 | 0 | 0 | 0 | 0 | 0 | 0 | 0 | 0 | 0 | 0 | 0 | 0 | 0 | 0 | 0 | 0 | 0 | 0 | 0 | 0 | 0 | 0 | 0 | 2020
Vintage0 | hard coal | TRUE | 18642.8899.KY.ST | 8899 | N | . | Four Rivers Terminal | Tennessee Valley Authority | 18642 | KY | ESC |  |  | 22 | 1 | Electric Utility | ST | BIT | COL |  | M | short tons | 0 | 0 | 0 | 0 | 0 | 0 | 0 | 0 | 0 | 0 | 0 | 0 | 0 | 0 | 0 | 0 | 0 | 0 | 0 | 0 | 0 | 0 | 0 | 0 | 0 | 0 | 0 | 0 | 0 | 0 | 0 | 0 | 0 | 0 | 0 | 0 | 0 | 0 | 0 | 0 | 0 | 0 | 0 | 0 | 0 | 0 | 0 | 0 | 0 | 0 | 0 | 0 | 0 | 0 | 0 | 0 | 0 | 0 | 0 | 0 | 0 | 0 | 0 | 0 | 0 | 0 | 0 | 0 | 0 | 0 | 0 | 0 | 0 | 0 | 0 | 0 | 0 | 2020
Vintage0 | hard coal | TRUE | 18642.8899.KY.ST | 8899 | N | . | Four Rivers Terminal | Tennessee Valley Authority | 18642 | KY | ESC |  |  | 22 | 1 | Electric Utility | ST | SUB | COL |  | M | short tons | 0 | 0 | 0 | 0 | 0 | 0 | 0 | 0 | 0 | 0 | 0 | 0 | 0 | 0 | 0 | 0 | 0 | 0 | 0 | 0 | 0 | 0 | 0 | 0 | 0 | 0 | 0 | 0 | 0 | 0 | 0 | 0 | 0 | 0 | 0 | 0 | 0 | 0 | 0 | 0 | 0 | 0 | 0 | 0 | 0 | 0 | 0 | 0 | 0 | 0 | 0 | 0 | 0 | 0 | 0 | 0 | 0 | 0 | 0 | 0 | 0 | 0 | 0 | 0 | 0 | 0 | 0 | 0 | 0 | 0 | 0 | 0 | 0 | 0 | 0 | 0 | 0 | 2020
Vintage1952 | hydro | TRUE | 2518.8902.AZ.HY | 8902 | N | . | Hoover Dam (AZ) | U S Bureau of Reclamation | 2518 | AZ | MTN | WECC |  | 22 | 1 | Electric Utility | HY | WAT | HYC | WALC | M |  | 0 | 0 | 0 | 0 | 0 | 0 | 0 | 0 | 0 | 0 | 0 | 0 | 0 | 0 | 0 | 0 | 0 | 0 | 0 | 0 | 0 | 0 | 0 | 0 | 0 | 0 | 0 | 0 | 0 | 0 | 0 | 0 | 0 | 0 | 0 | 0 | 635871 | 810255 | 1002007 | 1430380 | 1710038 | 1489978 | 1303083 | 1328139 | 967044 | 1338984 | 1031613 | 822029 | 635871 | 810255 | 1002007 | 1430380 | 1710038 | 1489978 | 1303083 | 1328139 | 967044 | 1338984 | 1031613 | 822029 | 72530 | 92421 | 114293 | 163155 | 195054 | 169953 | 148635 | 151493 | 110305 | 152730 | 117670 | 93764 | 0 | 0 | 13869421 | 13869421 | 1582003 | 2020
Vintage1967 | natural gas peaker | TRUE | 54863.8906.NY.GT | 8906 | N | . | Astoria Generating Station | U S Power Generating Company LLC | 54863 | NY | MAT | NPCC |  | 22 | 2 | NAICS-22 Non-Cogen | GT | NG | NG | NYIS | A | mcf | 769 | 723 | 708 | 505 | 590 | 939 | 1351 | 1204 | 945 | 707 | 729 | 743 | 769 | 723 | 708 | 505 | 590 | 939 | 1351 | 1204 | 945 | 707 | 729 | 743 | 1.031 | 1.031 | 1.031 | 1.031 | 1.031 | 1.031 | 1.031 | 1.031 | 1.031 | 1.031 | 1.031 | 1.031 | 793 | 745 | 730 | 521 | 608 | 968 | 1393 | 1241 | 974 | 729 | 752 | 766 | 793 | 745 | 730 | 521 | 608 | 968 | 1393 | 1241 | 974 | 729 | 752 | 766 | 32.906 | 30.918 | 30.267 | 21.597 | 25.236 | 40.145 | 57.804 | 51.488 | 40.402 | 30.257 | 31.19 | 31.79 | 9913 | 9913 | 10220 | 10220 | 424 | 2020
Vintage1962 | natural gas steam turbine | TRUE | 54863.8906.NY.ST | 8906 | N | . | Astoria Generating Station | U S Power Generating Company LLC | 54863 | NY | MAT | NPCC |  | 22 | 2 | NAICS-22 Non-Cogen | ST | NG | NG | NYIS | AM | mcf | 275828 | 94551 | 467858 | 580757 | 767995 | 909532 | 1272761 | 1240516 | 964396 | 761165 | 682184 | 569247 | 275828 | 94551 | 467858 | 580757 | 767995 | 909532 | 1272761 | 1240516 | 964396 | 761165 | 682184 | 569247 | 1.031 | 1.031 | 1.031 | 1.031 | 1.031 | 1.031 | 1.031 | 1.028 | 1.031 | 1.031 | 1.031 | 1.031 | 284379 | 97482 | 482362 | 598760 | 791803 | 937727 | 1312217 | 1275250 | 994292 | 784761 | 703332 | 586894 | 284379 | 97482 | 482362 | 598760 | 791803 | 937727 | 1312217 | 1275250 | 994292 | 784761 | 703332 | 586894 | 21985.888 | 4909 | 31090.023 | 43383 | 60185 | 68665.867 | 104650 | 111485 | 77428 | 71531.813 | 52603.448 | 43683.718 | 8586790 | 8586790 | 8849259 | 8849259 | 691600.76 | 2020
Vintage1962 | petroleum | TRUE | 54863.8906.NY.ST | 8906 | N | . | Astoria Generating Station | U S Power Generating Company LLC | 54863 | NY | MAT | NPCC |  | 22 | 2 | NAICS-22 Non-Cogen | ST | RFO | RFO | NYIS | AM | barrels | 1742 | 0 | 5 | 0 | 0 | 381 | 0 | 0 | 0 | 7065 | 23 | 949 | 1742 | 0 | 5 | 0 | 0 | 381 | 0 | 0 | 0 | 7065 | 23 | 949 | 6.134 | 0 | 6.134 | 0 | 0 | 6.134 | 0 | 0 | 0 | 6.134 | 6.134 | 6.134 | 10685 | 0 | 31 | 0 | 0 | 2337 | 0 | 0 | 0 | 43337 | 141 | 5821 | 10685 | 0 | 31 | 0 | 0 | 2337 | 0 | 0 | 0 | 43337 | 141 | 5821 | 826.112 | 0 | 1.977 | 0 | 0 | 171.133 | 0 | 0 | 0 | 3950.187 | 10.552 | 433.282 | 10165 | 10165 | 62352 | 62352 | 5393.243 | 2020
Vintage1976 | nuclear | TRUE | 6028.8907.NY.ST | 8907 | N | 3 | Indian Point 3 | Entergy Nuclear Indian Point 3 | 6028 | NY | MAT | NPCC |  | 22 | 2 | NAICS-22 Non-Cogen | ST | NUC | NUC | NYIS | M |  | 0 | 0 | 0 | 0 | 0 | 0 | 0 | 0 | 0 | 0 | 0 | 0 | 0 | 0 | 0 | 0 | 0 | 0 | 0 | 0 | 0 | 0 | 0 | 0 | 0 | 0 | 0 | 0 | 0 | 0 | 0 | 0 | 0 | 0 | 0 | 0 | 8093523 | 7567881 | 8070740 | 7831851 | 8087235 | 7791404 | 7944490 | 7944334 | 7769781 | 8083871 | 7865508 | 8099926 | 8093523 | 7567881 | 8070740 | 7831851 | 8087235 | 7791404 | 7944490 | 7944334 | 7769781 | 8083871 | 7865508 | 8099926 | 774798 | 724478 | 772617 | 749748 | 774196 | 745876 | 760531 | 760516 | 743806 | 773874 | 752970 | 775411 | 0 | 0 | 95150544 | 95150544 | 9108821 | 2020
Vintage1972 | petroleum | TRUE | 8973.9038.MA.IC | 9038 | N | . | Cherry Street | Town of Hudson - (MA) | 8973 | MA | NEW | NPCC |  | 22 | 1 | Electric Utility | IC | DFO | DFO | ISNE | A | barrels | 17 | 18 | 14 | 15 | 11 | 10 | 12 | 12 | 13 | 21 | 21 | 117 | 17 | 18 | 14 | 15 | 11 | 10 | 12 | 12 | 13 | 21 | 21 | 117 | 5.833 | 5.833 | 5.833 | 5.833 | 5.833 | 5.833 | 5.833 | 5.833 | 5.833 | 5.833 | 5.833 | 5.833 | 99 | 105 | 82 | 87 | 64 | 58 | 70 | 70 | 76 | 122 | 122 | 682 | 99 | 105 | 82 | 87 | 64 | 58 | 70 | 70 | 76 | 122 | 122 | 682 | 10.381 | 11.08 | 8.611 | 9.567 | 6.693 | 6.502 | 7.724 | 7.288 | 8.263 | 12.972 | 13.063 | 73.161 | 281 | 281 | 1637 | 1637 | 175.305 | 2020
Vintage1972 | natural gas peaker | TRUE | 8973.9038.MA.IC | 9038 | N | . | Cherry Street | Town of Hudson - (MA) | 8973 | MA | NEW | NPCC |  | 22 | 1 | Electric Utility | IC | NG | NG | ISNE | A | mcf | 82 | 64 | 28 | 33 | 23 | 61 | 122 | 103 | 60 | 65 | 48 | 70 | 82 | 64 | 28 | 33 | 23 | 61 | 122 | 103 | 60 | 65 | 48 | 70 | 1.031 | 1.031 | 1.031 | 1.031 | 1.031 | 1.031 | 1.031 | 1.031 | 1.031 | 1.031 | 1.031 | 1.031 | 85 | 66 | 29 | 34 | 24 | 63 | 126 | 106 | 62 | 67 | 49 | 72 | 85 | 66 | 29 | 34 | 24 | 63 | 126 | 106 | 62 | 67 | 49 | 72 | 8.946 | 7.048 | 3.122 | 3.608 | 2.544 | 6.776 | 13.491 | 11.373 | 6.62 | 7.207 | 5.264 | 7.696 | 759 | 759 | 783 | 783 | 83.695 | 2020
Vintage1992 | hydro | TRUE | 20169.9095.WA.HY | 9095 | N | . | Monroe Street | Avista Corp | 20169 | WA | PACC | WECC |  | 22 | 1 | Electric Utility | HY | WAT | HYC | AVA | A |  | 0 | 0 | 0 | 0 | 0 | 0 | 0 | 0 | 0 | 0 | 0 | 0 | 0 | 0 | 0 | 0 | 0 | 0 | 0 | 0 | 0 | 0 | 0 | 0 | 0 | 0 | 0 | 0 | 0 | 0 | 0 | 0 | 0 | 0 | 0 | 0 | 60524 | 67167 | 51879 | 45616 | 82370 | 83590 | 77514 | 59408 | 42882 | 43861 | 55606 | 58121 | 60524 | 67167 | 51879 | 45616 | 82370 | 83590 | 77514 | 59408 | 42882 | 43861 | 55606 | 58121 | 6903.619 | 7661.348 | 5917.536 | 5203.098 | 9395.448 | 9534.654 | 8841.615 | 6776.295 | 4891.281 | 5002.957 | 6342.677 | 6629.472 | 0 | 0 | 728538 | 728538 | 83100 | 2020
Vintage1922 | hydro | TRUE | 20169.9096.WA.HY | 9096 | N | . | Upper Falls | Avista Corp | 20169 | WA | PACC | WECC |  | 22 | 1 | Electric Utility | HY | WAT | HYC | AVA | A |  | 0 | 0 | 0 | 0 | 0 | 0 | 0 | 0 | 0 | 0 | 0 | 0 | 0 | 0 | 0 | 0 | 0 | 0 | 0 | 0 | 0 | 0 | 0 | 0 | 0 | 0 | 0 | 0 | 0 | 0 | 0 | 0 | 0 | 0 | 0 | 0 | 42346 | 46993 | 36297 | 31915 | 57630 | 58484 | 54233 | 41565 | 30002 | 30687 | 38905 | 40664 | 42346 | 46993 | 36297 | 31915 | 57630 | 58484 | 54233 | 41565 | 30002 | 30687 | 38905 | 40664 | 4830.123 | 5360.27 | 4140.21 | 3640.353 | 6573.535 | 6670.931 | 6186.045 | 4741.042 | 3422.19 | 3500.324 | 4437.66 | 4638.317 | 0 | 0 | 509721 | 509721 | 58141 | 2020
Vintage1964 | petroleum | TRUE | 11479.9674.WI.GT | 9674 | N | . | Nine Springs | Madison Gas & Electric Co | 11479 | WI | ENC | MRO |  | 22 | 1 | Electric Utility | GT | DFO | DFO | MISO | A | barrels | 0 | 0 | 0 | 0 | 0 | 0 | 0 | 0 | 0 | 0 | 0 | 0 | 0 | 0 | 0 | 0 | 0 | 0 | 0 | 0 | 0 | 0 | 0 | 0 | 0 | 0 | 0 | 0 | 0 | 0 | 0 | 0 | 0 | 0 | 0 | 0 | 0 | 0 | 0 | 0 | 0 | 0 | 0 | 0 | 0 | 0 | 0 | 0 | 0 | 0 | 0 | 0 | 0 | 0 | 0 | 0 | 0 | 0 | 0 | 0 | 0 | 0 | 0 | 0 | 0 | 0 | 0 | 0 | 0 | 0 | 0 | 0 | 0 | 0 | 0 | 0 | 0 | 2020
Vintage1964 | petroleum | TRUE | 11479.9674.WI.GT | 9674 | N | . | Nine Springs | Madison Gas & Electric Co | 11479 | WI | ENC | MRO |  | 22 | 1 | Electric Utility | GT | JF | WOO | MISO | A | barrels | 0 | 0 | 0 | 0 | 0 | 0 | 0 | 0 | 0 | 0 | 0 | 0 | 0 | 0 | 0 | 0 | 0 | 0 | 0 | 0 | 0 | 0 | 0 | 0 | 0 | 0 | 0 | 0 | 0 | 0 | 0 | 0 | 0 | 0 | 0 | 0 | 0 | 0 | 0 | 0 | 0 | 0 | 0 | 0 | 0 | 0 | 0 | 0 | 0 | 0 | 0 | 0 | 0 | 0 | 0 | 0 | 0 | 0 | 0 | 0 | 0 | 0 | 0 | 0 | 0 | 0 | 0 | 0 | 0 | 0 | 0 | 0 | 0 | 0 | 0 | 0 | 0 | 2020
Vintage1964 | natural gas peaker | TRUE | 11479.9674.WI.GT | 9674 | N | . | Nine Springs | Madison Gas & Electric Co | 11479 | WI | ENC | MRO |  | 22 | 1 | Electric Utility | GT | NG | NG | MISO | A | mcf | 47 | 42 | 45 | 38 | 38 | 44 | 43 | 53 | 34 | 39 | 30 | 37 | 47 | 42 | 45 | 38 | 38 | 44 | 43 | 53 | 34 | 39 | 30 | 37 | 1.053 | 1.053 | 1.053 | 1.053 | 1.053 | 1.053 | 1.053 | 1.053 | 1.053 | 1.053 | 1.053 | 1.053 | 49 | 44 | 47 | 40 | 40 | 46 | 45 | 56 | 36 | 41 | 32 | 39 | 49 | 44 | 47 | 40 | 40 | 46 | 45 | 56 | 36 | 41 | 32 | 39 | 2.48 | 2.251 | 2.38 | 2.037 | 2.006 | 2.327 | 2.297 | 2.83 | 1.791 | 2.094 | 1.57 | 1.937 | 490 | 490 | 515 | 515 | 26 | 2020
Vintage1970 | hydro | TRUE | 16868.9842.WA.HY | 9842 | N | . | Newhalem | City of Seattle - (WA) | 16868 | WA | PACC | WECC |  | 22 | 1 | Electric Utility | HY | WAT | HYC | SCL | A |  | 0 | 0 | 0 | 0 | 0 | 0 | 0 | 0 | 0 | 0 | 0 | 0 | 0 | 0 | 0 | 0 | 0 | 0 | 0 | 0 | 0 | 0 | 0 | 0 | 0 | 0 | 0 | 0 | 0 | 0 | 0 | 0 | 0 | 0 | 0 | 0 | 0 | 0 | 0 | 0 | 0 | 0 | 0 | 0 | 0 | 0 | 0 | 0 | 0 | 0 | 0 | 0 | 0 | 0 | 0 | 0 | 0 | 0 | 0 | 0 | -7.061 | -7.837 | -6.053 | -5.322 | -9.61 | -9.753 | -9.044 | -6.931 | -5.003 | -5.117 | -6.488 | -6.781 | 0 | 0 | 0 | 0 | -85 | 2020
Vintage1939 | hydro | TRUE | 8776.9864.MA.HY | 9864 | N | . | Cabot Holyoke | City of Holyoke Gas and Electric Dept. | 8776 | MA | NEW | NPCC |  | 22 | 1 | Electric Utility | HY | WAT | HYC | ISNE | A |  | 0 | 0 | 0 | 0 | 0 | 0 | 0 | 0 | 0 | 0 | 0 | 0 | 0 | 0 | 0 | 0 | 0 | 0 | 0 | 0 | 0 | 0 | 0 | 0 | 0 | 0 | 0 | 0 | 0 | 0 | 0 | 0 | 0 | 0 | 0 | 0 | 3191 | 2720 | 3712 | 4005 | 3609 | 1195 | 1517 | 820 | 467 | 1737 | 2048 | 2762 | 3191 | 2720 | 3712 | 4005 | 3609 | 1195 | 1517 | 820 | 467 | 1737 | 2048 | 2762 | 364.026 | 310.244 | 423.368 | 456.79 | 411.649 | 136.251 | 173.062 | 93.567 | 53.264 | 198.103 | 233.595 | 315.081 | 0 | 0 | 27783 | 27783 | 3169 | 2020
Vintage0 | petroleum | TRUE | 8776.9864.MA.ST | 9864 | N | . | Cabot Holyoke | City of Holyoke Gas and Electric Dept. | 8776 | MA | NEW | NPCC |  | 22 | 1 | Electric Utility | ST | DFO | DFO | ISNE | A | barrels | 0 | 0 | 0 | 0 | 0 | 0 | 0 | 0 | 0 | 0 | 0 | 0 | 0 | 0 | 0 | 0 | 0 | 0 | 0 | 0 | 0 | 0 | 0 | 0 | 0 | 0 | 0 | 0 | 0 | 0 | 0 | 0 | 0 | 0 | 0 | 0 | 0 | 0 | 0 | 0 | 0 | 0 | 0 | 0 | 0 | 0 | 0 | 0 | 0 | 0 | 0 | 0 | 0 | 0 | 0 | 0 | 0 | 0 | 0 | 0 | 0 | 0 | 0 | 0 | 0 | 0 | 0 | 0 | 0 | 0 | 0 | 0 | 0 | 0 | 0 | 0 | 0 | 2020
Vintage0 | natural gas steam turbine | TRUE | 8776.9864.MA.ST | 9864 | N | . | Cabot Holyoke | City of Holyoke Gas and Electric Dept. | 8776 | MA | NEW | NPCC |  | 22 | 1 | Electric Utility | ST | NG | NG | ISNE | A | mcf | 0 | 0 | 0 | 0 | 0 | 0 | 0 | 0 | 0 | 0 | 0 | 0 | 0 | 0 | 0 | 0 | 0 | 0 | 0 | 0 | 0 | 0 | 0 | 0 | 0 | 0 | 0 | 0 | 0 | 0 | 0 | 0 | 0 | 0 | 0 | 0 | 0 | 0 | 0 | 0 | 0 | 0 | 0 | 0 | 0 | 0 | 0 | 0 | 0 | 0 | 0 | 0 | 0 | 0 | 0 | 0 | 0 | 0 | 0 | 0 | 0 | 0 | 0 | 0 | 0 | 0 | 0 | 0 | 0 | 0 | 0 | 0 | 0 | 0 | 0 | 0 | 0 | 2020
Vintage0 | petroleum | TRUE | 8776.9864.MA.ST | 9864 | N | . | Cabot Holyoke | City of Holyoke Gas and Electric Dept. | 8776 | MA | NEW | NPCC |  | 22 | 1 | Electric Utility | ST | RFO | RFO | ISNE | A | barrels | 0 | 0 | 0 | 0 | 0 | 0 | 0 | 0 | 0 | 0 | 0 | 0 | 0 | 0 | 0 | 0 | 0 | 0 | 0 | 0 | 0 | 0 | 0 | 0 | 0 | 0 | 0 | 0 | 0 | 0 | 0 | 0 | 0 | 0 | 0 | 0 | 0 | 0 | 0 | 0 | 0 | 0 | 0 | 0 | 0 | 0 | 0 | 0 | 0 | 0 | 0 | 0 | 0 | 0 | 0 | 0 | 0 | 0 | 0 | 0 | 0 | 0 | 0 | 0 | 0 | 0 | 0 | 0 | 0 | 0 | 0 | 0 | 0 | 0 | 0 | 0 | 0 | 2020
Vintage1983 | hard coal | FALSE | 63637.10003.CO.ST | 10003 | Y | . | Colorado Energy Nations Company | Molson Coors USA LLC | 63637 | CO | MTN | WECC |  | 312 | 7 | Industrial NAICS Cogen | ST | BIT | COL | PSCO | M | short tons | 0 | 0 | 0 | 0 | 0 | 0 | 0 | 0 | 0 | 0 | 0 | 0 | 0 | 0 | 0 | 0 | 0 | 0 | 0 | 0 | 0 | 0 | 0 | 0 | 0 | 0 | 0 | 0 | 0 | 0 | 0 | 0 | 0 | 0 | 0 | 0 | 0 | 0 | 0 | 0 | 0 | 0 | 0 | 0 | 0 | 0 | 0 | 0 | 0 | 0 | 0 | 0 | 0 | 0 | 0 | 0 | 0 | 0 | 0 | 0 | 0 | 0 | 0 | 0 | 0 | 0 | 0 | 0 | 0 | 0 | 0 | 0 | 0 | 0 | 0 | 0 | 0 | 2020
Vintage1983 | petroleum | FALSE | 63637.10003.CO.ST | 10003 | Y | . | Colorado Energy Nations Company | Molson Coors USA LLC | 63637 | CO | MTN | WECC |  | 312 | 7 | Industrial NAICS Cogen | ST | DFO | DFO | PSCO | M | barrels | 0 | 0 | 0 | 0 | 0 | 0 | 0 | 0 | 0 | 0 | 0 | 0 | 0 | 0 | 0 | 0 | 0 | 0 | 0 | 0 | 0 | 0 | 0 | 0 | 0 | 0 | 0 | 0 | 0 | 0 | 0 | 0 | 0 | 0 | 0 | 0 | 0 | 0 | 0 | 0 | 0 | 0 | 0 | 0 | 0 | 0 | 0 | 0 | 0 | 0 | 0 | 0 | 0 | 0 | 0 | 0 | 0 | 0 | 0 | 0 | 0 | 0 | 0 | 0 | 0 | 0 | 0 | 0 | 0 | 0 | 0 | 0 | 0 | 0 | 0 | 0 | 0 | 2020
Vintage1983 | natural gas steam turbine | FALSE | 63637.10003.CO.ST | 10003 | Y | . | Colorado Energy Nations Company | Molson Coors USA LLC | 63637 | CO | MTN | WECC |  | 312 | 7 | Industrial NAICS Cogen | ST | NG | NG | PSCO | M | mcf | 392487 | 371217 | 378993 | 361534 | 354725 | 357699 | 310698 | 241877 | 286786 | 332146 | 372411 | 359567 | 78553 | 73811 | 78405 | 78602 | 83199 | 87230 | 69669 | 26455 | 65963 | 66652 | 78932 | 67925 | 1.1 | 1.103 | 1.101 | 1.105 | 1.099 | 1.099 | 1.1 | 1.102 | 1.101 | 1.108 | 1.095 | 1.093 | 431736 | 409452 | 417271 | 399495 | 389843 | 393111 | 341768 | 266548 | 315751 | 368018 | 407790 | 393007 | 86408 | 81413 | 86324 | 86855 | 91436 | 95866 | 76636 | 29153 | 72625 | 73850 | 86430 | 74242 | 14834.714 | 13977.167 | 14820.31 | 14911.538 | 15698.024 | 16458.582 | 13157.07 | 5005.084 | 12468.535 | 12678.841 | 14838.556 | 12746.062 | 4120140 | 855396 | 4533790 | 941238 | 161594.48 | 2020
Vintage1983 | petroleum | FALSE | 63637.10003.CO.ST | 10003 | Y | . | Colorado Energy Nations Company | Molson Coors USA LLC | 63637 | CO | MTN | WECC |  | 312 | 7 | Industrial NAICS Cogen | ST | WO | WOO | PSCO | M | barrels | 0 | 0 | 0 | 0 | 0 | 0 | 0 | 0 | 0 | 0 | 0 | 0 | 0 | 0 | 0 | 0 | 0 | 0 | 0 | 0 | 0 | 0 | 0 | 0 | 0 | 0 | 0 | 0 | 0 | 0 | 0 | 0 | 0 | 0 | 0 | 0 | 0 | 0 | 0 | 0 | 0 | 0 | 0 | 0 | 0 | 0 | 0 | 0 | 0 | 0 | 0 | 0 | 0 | 0 | 0 | 0 | 0 | 0 | 0 | 0 | 0 | 0 | 0 | 0 | 0 | 0 | 0 | 0 | 0 | 0 | 0 | 0 | 0 | 0 | 0 | 0 | 0 | 2020
Vintage1992 | other | FALSE | 9383.10004.FL.ST | 10004 | Y | . | Mosaic South Pierce Operations | Mosaic Fertilizer LLC | 9383 | FL | SAT | SERC |  | 325 | 7 | Industrial NAICS Cogen | ST | WH | OTH | TEC | M |  | 0 | 0 | 0 | 0 | 0 | 0 | 0 | 0 | 0 | 0 | 0 | 0 | 0 | 0 | 0 | 0 | 0 | 0 | 0 | 0 | 0 | 0 | 0 | 0 | 0 | 0 | 0 | 0 | 0 | 0 | 0 | 0 | 0 | 0 | 0 | 0 | 29764 | 119091 | 186009 | 201220 | 146768 | 154185 | 113480 | 122045 | 136406 | 193067 | 177076 | 138089 | 29764 | 119091 | 186009 | 201220 | 146768 | 154185 | 113480 | 122045 | 136406 | 193067 | 177076 | 138089 | 3395 | 13584 | 21217 | 22952 | 16741 | 17587 | 12944 | 13921 | 15559 | 22022 | 20198 | 15751 | 0 | 0 | 1717200 | 1717200 | 195871 | 2020
Vintage1988 | onshore wind | TRUE | 9397.10005.CA.WT | 10005 | N | . | Dinosaur Point | International Turbine Res Inc | 9397 | CA | PACC | WECC |  | 22 | 2 | NAICS-22 Non-Cogen | WT | WND | WND | CISO | A |  | 0 | 0 | 0 | 0 | 0 | 0 | 0 | 0 | 0 | 0 | 0 | 0 | 0 | 0 | 0 | 0 | 0 | 0 | 0 | 0 | 0 | 0 | 0 | 0 | 0 | 0 | 0 | 0 | 0 | 0 | 0 | 0 | 0 | 0 | 0 | 0 | 4685 | 4802 | 6962 | 9386 | 9577 | 10621 | 10428 | 8885 | 4919 | 5359 | 4101 | 4027 | 4685 | 4802 | 6962 | 9386 | 9577 | 10621 | 10428 | 8885 | 4919 | 5359 | 4101 | 4027 | 534.378 | 547.773 | 794.073 | 1070.585 | 1092.409 | 1211.483 | 1189.477 | 1013.41 | 561.027 | 611.255 | 467.772 | 459.358 | 0 | 0 | 83752 | 83752 | 9553 | 2020
Vintage1993 | petroleum | FALSE | 1194.10008.FL.GT | 10008 | Y | . | Baptist Medical Center | Baptist Memorial Hospital | 1194 | FL | SAT | SERC |  | 622 | 5 | Commercial NAICS Cogen | GT | DFO | DFO | JEA | M | barrels | 0 | 0 | 0 | 0 | 0 | 0 | 0 | 0 | 0 | 0 | 0 | 0 | 0 | 0 | 0 | 0 | 0 | 0 | 0 | 0 | 0 | 0 | 0 | 0 | 0 | 0 | 0 | 0 | 0 | 0 | 0 | 0 | 0 | 0 | 0 | 0 | 0 | 0 | 0 | 0 | 0 | 0 | 0 | 0 | 0 | 0 | 0 | 0 | 0 | 0 | 0 | 0 | 0 | 0 | 0 | 0 | 0 | 0 | 0 | 0 | 0 | 0 | 0 | 0 | 0 | 0 | 0 | 0 | 0 | 0 | 0 | 0 | 0 | 0 | 0 | 0 | 0 | 2020
Vintage1993 | natural gas peaker | FALSE | 1194.10008.FL.GT | 10008 | Y | . | Baptist Medical Center | Baptist Memorial Hospital | 1194 | FL | SAT | SERC |  | 622 | 5 | Commercial NAICS Cogen | GT | NG | NG | JEA | M | mcf | 22412 | 22815 | 26055 | 19657 | 20533 | 25197 | 19052 | 23928 | 19428 | 19751 | 25218 | 20707 | 8805 | 9119 | 10085 | 7506 | 7826 | 9598 | 6944 | 8905 | 7396 | 7539 | 9574 | 7917 | 1.045 | 1.047 | 1.046 | 1.047 | 1.047 | 1.044 | 1.045 | 1.048 | 1.048 | 1.05 | 1.049 | 1.048 | 23421 | 23887 | 27254 | 20581 | 21498 | 26306 | 19909 | 25077 | 20361 | 20739 | 26454 | 21701 | 9201 | 9548 | 10549 | 7859 | 8194 | 10020 | 7256 | 9332 | 7751 | 7916 | 10043 | 8297 | 1618 | 1679 | 1855 | 1382 | 1441 | 1762 | 1276 | 1641 | 1363 | 1392 | 1766 | 1459 | 264753 | 101214 | 277188 | 105966 | 18634 | 2020
Vintage1989 | municipal solid waste | TRUE | 4435.10013.MN.ST | 10013 | N | . | Covanta Hennepin Energy | Covanta Energy Co | 4435 | MN | WNC | MRO |  | 22 | 2 | NAICS-22 Non-Cogen | ST | MSB | MLG | MISO | M | short tons | 19783 | 19371 | 19877 | 17949 | 14837 | 18808 | 20176 | 20332 | 11954 | 13606 | 5033 | 18408 | 19783 | 19371 | 19877 | 17949 | 14837 | 18808 | 20176 | 20332 | 11954 | 13606 | 5033 | 18408 | 7.783 | 7.849 | 7.878 | 7.76 | 7.599 | 8.255 | 7.562 | 7.605 | 7.709 | 7.835 | 7.775 | 7.908 | 153971 | 152043 | 156591 | 139284 | 112746 | 155260 | 152571 | 154625 | 92153 | 106603 | 39132 | 145570 | 153971 | 152043 | 156591 | 139284 | 112746 | 155260 | 152571 | 154625 | 92153 | 106603 | 39132 | 145570 | 8139.877 | 8223.202 | 8438.852 | 7544.584 | 6159.619 | 8167.593 | 8721.794 | 8735.541 | 3367.645 | 0 | 1049.716 | 6676.933 | 200134 | 200134 | 1560549 | 1560549 | 75225.356 | 2020
Vintage1989 | municipal solid waste | TRUE | 4435.10013.MN.ST | 10013 | N | . | Covanta Hennepin Energy | Covanta Energy Co | 4435 | MN | WNC | MRO |  | 22 | 2 | NAICS-22 Non-Cogen | ST | MSN | OTH | MISO | M | short tons | 12649 | 12385 | 12708 | 11475 | 9486 | 12026 | 12900 | 12999 | 7643 | 8699 | 3217 | 11769 | 12649 | 12385 | 12708 | 11475 | 9486 | 12026 | 12900 | 12999 | 7643 | 8699 | 3217 | 11769 | 14.878 | 15.005 | 15.062 | 14.836 | 14.525 | 15.78 | 14.455 | 14.54 | 14.737 | 14.977 | 14.866 | 15.118 | 188192 | 185837 | 191408 | 170243 | 137784 | 189770 | 186470 | 189005 | 112635 | 130285 | 47824 | 177924 | 188192 | 185837 | 191408 | 170243 | 137784 | 189770 | 186470 | 189005 | 112635 | 130285 | 47824 | 177924 | 9949 | 10050.938 | 10315.171 | 9221.526 | 7527.497 | 9983.034 | 10659.624 | 10677.876 | 4116.12 | 0 | 1282.892 | 8160.893 | 127956 | 127956 | 1907377 | 1907377 | 91944.571 | 2020
Vintage1989 | natural gas steam turbine | TRUE | 4435.10013.MN.ST | 10013 | N | . | Covanta Hennepin Energy | Covanta Energy Co | 4435 | MN | WNC | MRO |  | 22 | 2 | NAICS-22 Non-Cogen | ST | NG | NG | MISO | M | mcf | 8325 | 1460 | 1754 | 1945 | 6937 | 3562 | 4303 | 6623 | 2394 | 768 | 3165 | 3135 | 8325 | 1460 | 1754 | 1945 | 6937 | 3562 | 4303 | 6623 | 2394 | 768 | 3165 | 3135 | 1.1 | 1.1 | 1.1 | 1.1 | 1.1 | 1.08 | 1.1 | 1.1 | 1.1 | 1.1 | 1.1 | 1.1 | 9158 | 1606 | 1929 | 2140 | 7631 | 3847 | 4733 | 7285 | 2633 | 845 | 3482 | 3449 | 9158 | 1606 | 1929 | 2140 | 7631 | 3847 | 4733 | 7285 | 2633 | 845 | 3482 | 3449 | 484.123 | 86.86 | 103.977 | 115.89 | 416.884 | 202.373 | 270.582 | 411.583 | 96.235 | 0 | 93.392 | 158.174 | 44371 | 44371 | 48738 | 48738 | 2440.073 | 2020
Vintage1988 | hydro | TRUE | 1932.10014.ID.HY | 10014 | N | . | Lucky Peak Power Plant Project | Boise-Kuna Irrigation District | 1932 | ID | MTN | WECC |  | 22 | 2 | NAICS-22 Non-Cogen | HY | WAT | HYC | IPCO | A |  | 0 | 0 | 0 | 0 | 0 | 0 | 0 | 0 | 0 | 0 | 0 | 0 | 0 | 0 | 0 | 0 | 0 | 0 | 0 | 0 | 0 | 0 | 0 | 0 | 0 | 0 | 0 | 0 | 0 | 0 | 0 | 0 | 0 | 0 | 0 | 0 | 157878 | 166284 | 172997 | 194624 | 221387 | 215648 | 218503 | 219985 | 159794 | 174816 | 170406 | 158249 | 157878 | 166284 | 172997 | 194624 | 221387 | 215648 | 218503 | 219985 | 159794 | 174816 | 170406 | 158249 | 18008.168 | 18967.077 | 19732.786 | 22199.597 | 25252.266 | 24597.702 | 24923.33 | 25092.444 | 18226.711 | 19940.232 | 19437.161 | 18050.526 | 0 | 0 | 2230571 | 2230571 | 254428 | 2020
Vintage1985 | hard coal | FALSE | 17465.10017.VA.ST | 10017 | Y | . | WestRock-West Point Mill | WestRock-West Point Mill | 17465 | VA | SAT | SERC |  | 322 | 7 | Industrial NAICS Cogen | ST | BIT | COL | PJM | M | short tons | 1871 | 950 | 1250 | 1728 | 1350 | 1300 | 2448 | 1700 | 1050 | 1107 | 1886 | 2750 | 242 | 124 | 165 | 231 | 186 | 170 | 327 | 235 | 138 | 143 | 231 | 334 | 25 | 25 | 25 | 25 | 25 | 25 | 25 | 25 | 25 | 25 | 25 | 25 | 46775 | 23750 | 31250 | 43200 | 33750 | 32500 | 61200 | 42500 | 26250 | 27675 | 47150 | 68750 | 6043 | 3111 | 4119 | 5781 | 4651 | 4253 | 8168 | 5865 | 3455 | 3573 | 5767 | 8341 | 1513.119 | 778.883 | 1031.531 | 1447.728 | 1164.721 | 1065.038 | 2045.172 | 1468.54 | 865.191 | 894.744 | 1444.18 | 2088.55 | 19390 | 2526 | 484750 | 63127 | 15807.397 | 2020
Vintage1985 | biomass | FALSE | 17465.10017.VA.ST | 10017 | Y | . | WestRock-West Point Mill | WestRock-West Point Mill | 17465 | VA | SAT | SERC |  | 322 | 7 | Industrial NAICS Cogen | ST | BLQ | WWW | PJM | M | short tons | 65268 | 58668 | 55153 | 52536 | 54645 | 61096 | 58419 | 28352 | 60113 | 63405 | 61730 | 55820 | 8432 | 7684 | 7270 | 7031 | 7531 | 7995 | 7796 | 3912 | 7912 | 8186 | 7551 | 6772 | 11.2 | 11.2 | 11.2 | 11.2 | 11.2 | 11.2 | 11.2 | 11.2 | 11.2 | 11.2 | 11.2 | 11.2 | 731002 | 657082 | 617714 | 588403 | 612024 | 684275 | 654293 | 317542 | 673266 | 710136 | 691376 | 625184 | 94434 | 86058 | 81429 | 78745 | 84348 | 89549 | 87319 | 43818 | 88617 | 91685 | 84567 | 75845 | 23647.087 | 21549.04 | 20390.107 | 19718.693 | 21121.11 | 22423.962 | 21865.051 | 10972.322 | 22190.611 | 22958.993 | 21176.48 | 18992.41 | 675205 | 88072 | 7562297 | 986414 | 247005.87 | 2020
Vintage1985 | petroleum | FALSE | 17465.10017.VA.ST | 10017 | Y | . | WestRock-West Point Mill | WestRock-West Point Mill | 17465 | VA | SAT | SERC |  | 322 | 7 | Industrial NAICS Cogen | ST | DFO | DFO | PJM | M | barrels | 2 | 6 | 7 | 85 | 58 | 6 | 15 | 127 | 52 | 17 | 16 | 53 | 0 | 1 | 1 | 11 | 8 | 1 | 2 | 17 | 7 | 2 | 2 | 6 | 5.9 | 5.9 | 5.9 | 5.9 | 5.9 | 5.9 | 5.9 | 5.9 | 5.9 | 5.9 | 5.9 | 5.9 | 12 | 35 | 41 | 502 | 342 | 35 | 89 | 749 | 307 | 100 | 94 | 313 | 2 | 5 | 5 | 67 | 47 | 5 | 12 | 103 | 40 | 13 | 12 | 38 | 0.382 | 1.161 | 1.363 | 16.806 | 11.809 | 1.16 | 2.957 | 25.891 | 10.112 | 3.243 | 2.891 | 9.499 | 444 | 58 | 2619 | 349 | 87.274 | 2020
Vintage1985 | natural gas steam turbine | FALSE | 17465.10017.VA.ST | 10017 | Y | . | WestRock-West Point Mill | WestRock-West Point Mill | 17465 | VA | SAT | SERC |  | 322 | 7 | Industrial NAICS Cogen | ST | NG | NG | PJM | M | mcf | 456749 | 463736 | 472294 | 484997 | 487787 | 460819 | 488441 | 364874 | 528579 | 534913 | 502597 | 573799 | 59005 | 60735 | 62259 | 64906 | 67226 | 60307 | 65186 | 50349 | 69573 | 69062 | 61476 | 69611 | 1.05 | 1.05 | 1.05 | 1.05 | 1.05 | 1.05 | 1.05 | 1.05 | 1.05 | 1.05 | 1.05 | 1.05 | 479586 | 486923 | 495909 | 509247 | 512176 | 483860 | 512863 | 383118 | 555008 | 561659 | 527727 | 602489 | 61955 | 63772 | 65372 | 68151 | 70587 | 63322 | 68445 | 52866 | 73052 | 72515 | 64550 | 73092 | 15514.087 | 15968.669 | 16369.448 | 17065.989 | 17675.34 | 15856.277 | 17138.775 | 13238.204 | 18292.877 | 18158.659 | 16163.994 | 18302.959 | 5819585 | 759695 | 6110565 | 797679 | 199745.28 | 2020
Vintage1985 | biomass | FALSE | 17465.10017.VA.ST | 10017 | Y | . | WestRock-West Point Mill | WestRock-West Point Mill | 17465 | VA | SAT | SERC |  | 322 | 7 | Industrial NAICS Cogen | ST | OBL | ORW | PJM | M | barrels | 0 | 0 | 0 | 0 | 0 | 0 | 0 | 0 | 0 | 0 | 0 | 0 | 0 | 0 | 0 | 0 | 0 | 0 | 0 | 0 | 0 | 0 | 0 | 0 | 0 | 0 | 0 | 0 | 0 | 0 | 0 | 0 | 0 | 0 | 0 | 0 | 0 | 0 | 0 | 0 | 0 | 0 | 0 | 0 | 0 | 0 | 0 | 0 | 0 | 0 | 0 | 0 | 0 | 0 | 0 | 0 | 0 | 0 | 0 | 0 | 0 | 0 | 0 | 0 | 0 | 0 | 0 | 0 | 0 | 0 | 0 | 0 | 0 | 0 | 0 | 0 | 0 | 2020
Vintage1985 | petroleum | FALSE | 17465.10017.VA.ST | 10017 | Y | . | WestRock-West Point Mill | WestRock-West Point Mill | 17465 | VA | SAT | SERC |  | 322 | 7 | Industrial NAICS Cogen | ST | RFO | RFO | PJM | M | barrels | 0 | 0 | 0 | 20 | 4 | 0 | 0 | 0 | 0 | 21 | 0 | 0 | 0 | 0 | 0 | 3 | 0 | 0 | 0 | 0 | 0 | 3 | 0 | 0 | 0 | 0 | 0 | 6.3 | 6.3 | 0 | 0 | 0 | 0 | 6.3 | 0 | 0 | 0 | 0 | 0 | 126 | 25 | 0 | 0 | 0 | 0 | 132 | 0 | 0 | 0 | 0 | 0 | 17 | 3 | 0 | 0 | 0 | 0 | 17 | 0 | 0 | 0 | 0 | 0 | 4.223 | 0.87 | 0 | 0 | 0 | 0 | 4.277 | 0 | 0 | 45 | 6 | 283 | 37 | 9.37 | 2020
Vintage1985 | biomass | FALSE | 17465.10017.VA.ST | 10017 | Y | . | WestRock-West Point Mill | WestRock-West Point Mill | 17465 | VA | SAT | SERC |  | 322 | 7 | Industrial NAICS Cogen | ST | SLW | ORW | PJM | M | short tons | 5328 | 5416 | 6056 | 4993 | 6791 | 6483 | 6136 | 2434 | 4385 | 6471 | 5695 | 6369 | 688 | 709 | 798 | 668 | 936 | 848 | 819 | 336 | 577 | 835 | 697 | 773 | 4.2 | 4.2 | 4.2 | 4.2 | 4.2 | 4.2 | 4.2 | 4.2 | 4.2 | 4.2 | 5.7 | 4.2 | 22378 | 22747 | 25435 | 20971 | 28522 | 27229 | 25771 | 10223 | 18417 | 27178 | 32462 | 26750 | 2891 | 2979 | 3353 | 2806 | 3931 | 3563 | 3439 | 1411 | 2424 | 3509 | 3971 | 3245 | 723.89 | 745.996 | 839.59 | 702.771 | 984.309 | 892.292 | 861.218 | 353.237 | 607.018 | 878.683 | 994.279 | 812.63 | 66557 | 8684 | 288083 | 37522 | 9395.913 | 2020
Vintage1985 | biomass | FALSE | 17465.10017.VA.ST | 10017 | Y | . | WestRock-West Point Mill | WestRock-West Point Mill | 17465 | VA | SAT | SERC |  | 322 | 7 | Industrial NAICS Cogen | ST | WDS | WWW | PJM | M | short tons | 28100 | 22292 | 27363 | 23520 | 26616 | 30370 | 30307 | 13321 | 24456 | 27449 | 25201 | 25967 | 3630 | 2920 | 3607 | 3148 | 3668 | 3974 | 4045 | 1838 | 3219 | 3544 | 3083 | 3150 | 9.6 | 9.6 | 9.6 | 9.6 | 9.6 | 9.6 | 9.6 | 9.6 | 9.6 | 9.6 | 9.6 | 9.6 | 269760 | 214003 | 262685 | 225792 | 255514 | 291552 | 290947 | 127882 | 234778 | 263510 | 241930 | 249283 | 34849 | 28028 | 34628 | 30217 | 35214 | 38155 | 38829 | 17646 | 30902 | 34022 | 29592 | 30242 | 8726.435 | 7018.251 | 8670.961 | 7566.79 | 8817.841 | 9554.271 | 9722.827 | 4418.806 | 7738.191 | 8519.401 | 7410.176 | 7572.952 | 304962 | 39826 | 2927636 | 382324 | 95736.902 | 2020
Vintage2006 | geothermal | TRUE | 34691.10018.NV.BT | 10018 | N | . | Desert Peak Power Plant | Ormat Nevada Inc | 34691 | NV | MTN | WECC |  | 22 | 2 | NAICS-22 Non-Cogen | BT | GEO | GEO | NEVP | A |  | 0 | 0 | 0 | 0 | 0 | 0 | 0 | 0 | 0 | 0 | 0 | 0 | 0 | 0 | 0 | 0 | 0 | 0 | 0 | 0 | 0 | 0 | 0 | 0 | 0 | 0 | 0 | 0 | 0 | 0 | 0 | 0 | 0 | 0 | 0 | 0 | 68764 | 73203 | 76454 | 72256 | 69006 | 63521 | 59992 | 58365 | 62998 | 69934 | 74611 | 78193 | 68764 | 73203 | 76454 | 72256 | 69006 | 63521 | 59992 | 58365 | 62998 | 69934 | 74611 | 78193 | 7843.511 | 8349.877 | 8720.677 | 8241.832 | 7871.149 | 7245.509 | 6842.942 | 6657.397 | 7185.813 | 7976.925 | 8510.404 | 8918.964 | 0 | 0 | 827297 | 827297 | 94365 | 2020
Vintage2016 | natural gas peaker | FALSE | 4558.10020.FL.GT | 10020 | N | . | Cutrale Citrus Juices USA I | Cutrale Citrus Juices USA Inc | 4558 | FL | SAT | SERC |  | 311 | 6 | Industrial NAICS Non-Cogen | GT | NG | NG | FPC | A | mcf | 27465 | 27143 | 31002 | 30453 | 30703 | 35196 | 37968 | 38260 | 34338 | 33601 | 27770 | 25362 | 27465 | 27143 | 31002 | 30453 | 30703 | 35196 | 37968 | 38260 | 34338 | 33601 | 27770 | 25362 | 1.024 | 1.024 | 1.024 | 1.024 | 1.024 | 1.024 | 1.024 | 1.024 | 1.024 | 1.024 | 1.024 | 1.024 | 28124 | 27794 | 31746 | 31184 | 31440 | 36041 | 38879 | 39178 | 35162 | 34407 | 28436 | 25971 | 28124 | 27794 | 31746 | 31184 | 31440 | 36041 | 38879 | 39178 | 35162 | 34407 | 28436 | 25971 | 1680.325 | 1660.585 | 1896.66 | 1863.107 | 1878.364 | 2153.29 | 2322.845 | 2340.754 | 2100.81 | 2055.687 | 1698.951 | 1551.622 | 379261 | 379261 | 388362 | 388362 | 23203 | 2020
Vintage1957 | hydro | FALSE | 5624.10025.NY.HY | 10025 | Y | . | RED-Rochester, LLC | RED-Rochester, LLC | 5624 | NY | MAT | NPCC |  | 339 | 7 | Industrial NAICS Cogen | HY | WAT | HYC | NYIS | M |  | 0 | 0 | 0 | 0 | 0 | 0 | 0 | 0 | 0 | 0 | 0 | 0 | 0 | 0 | 0 | 0 | 0 | 0 | 0 | 0 | 0 | 0 | 0 | 0 | 0 | 0 | 0 | 0 | 0 | 0 | 0 | 0 | 0 | 0 | 0 | 0 | 0 | 0 | 0 | 0 | 0 | 0 | 0 | 0 | 0 | 0 | 0 | 0 | 0 | 0 | 0 | 0 | 0 | 0 | 0 | 0 | 0 | 0 | 0 | 0 | 0 | 0 | 0 | 0 | 0 | 0 | 0 | 0 | 0 | 0 | 0 | 0 | 0 | 0 | 0 | 0 | 0 | 2020
Vintage2015 | hard coal | FALSE | 5624.10025.NY.ST | 10025 | Y | . | RED-Rochester, LLC | RED-Rochester, LLC | 5624 | NY | MAT | NPCC |  | 339 | 7 | Industrial NAICS Cogen | ST | BIT | COL | NYIS | M | short tons | 0 | 0 | 0 | 0 | 0 | 0 | 0 | 0 | 0 | 0 | 0 | 0 | 0 | 0 | 0 | 0 | 0 | 0 | 0 | 0 | 0 | 0 | 0 | 0 | 0 | 0 | 0 | 0 | 0 | 0 | 0 | 0 | 0 | 0 | 0 | 0 | 0 | 0 | 0 | 0 | 0 | 0 | 0 | 0 | 0 | 0 | 0 | 0 | 0 | 0 | 0 | 0 | 0 | 0 | 0 | 0 | 0 | 0 | 0 | 0 | 0 | 0 | 0 | 0 | 0 | 0 | 0 | 0 | 0 | 0 | 0 | 0 | 0 | 0 | 0 | 0 | 0 | 2020
Vintage2015 | petroleum | FALSE | 5624.10025.NY.ST | 10025 | Y | . | RED-Rochester, LLC | RED-Rochester, LLC | 5624 | NY | MAT | NPCC |  | 339 | 7 | Industrial NAICS Cogen | ST | DFO | DFO | NYIS | M | barrels | 45 | 0 | 0 | 0 | 0 | 0 | 0 | 0 | 0 | 0 | 0 | 0 | 13 | 0 | 0 | 0 | 0 | 0 | 0 | 0 | 0 | 0 | 0 | 0 | 5.81 | 0 | 0 | 0 | 0 | 0 | 0 | 0 | 0 | 0 | 0 | 0 | 261 | 0 | 0 | 0 | 0 | 0 | 0 | 0 | 0 | 0 | 0 | 0 | 77 | 0 | 0 | 0 | 0 | 0 | 0 | 0 | 0 | 0 | 0 | 0 | 10.812 | 0 | 0 | 0 | 0 | 0 | 0 | 0 | 0 | 0 | 0 | 0 | 45 | 13 | 261 | 77 | 10.812 | 2020
Vintage2015 | natural gas steam turbine | FALSE | 5624.10025.NY.ST | 10025 | Y | . | RED-Rochester, LLC | RED-Rochester, LLC | 5624 | NY | MAT | NPCC |  | 339 | 7 | Industrial NAICS Cogen | ST | NG | NG | NYIS | M | mcf | 670497 | 627964 | 669912 | 593967 | 525037 | 577357 | 592469 | 604353 | 522814 | 538735 | 531898 | 572779 | 198275 | 185562 | 213850 | 189558 | 167916 | 177377 | 187687 | 192456 | 146167 | 170565 | 156494 | 181732 | 1.03 | 1.03 | 1.03 | 1.03 | 1.03 | 1.03 | 1.03 | 1.03 | 1.034 | 1.03 | 1.03 | 1.03 | 690612 | 646803 | 690009 | 611786 | 540788 | 594678 | 610243 | 622484 | 540590 | 554897 | 547855 | 589962 | 204223 | 191129 | 220266 | 195245 | 172953 | 182698 | 193318 | 198230 | 151137 | 175682 | 161189 | 187184 | 28560.188 | 26736 | 30884 | 27397 | 24279 | 25628 | 27106 | 27809 | 21193 | 24646 | 22616 | 26292 | 7027782 | 2167639 | 7240707 | 2233254 | 313146.19 | 2020
Vintage2015 | petroleum | FALSE | 5624.10025.NY.ST | 10025 | Y | . | RED-Rochester, LLC | RED-Rochester, LLC | 5624 | NY | MAT | NPCC |  | 339 | 7 | Industrial NAICS Cogen | ST | RFO | RFO | NYIS | M | barrels | 0 | 0 | 0 | 0 | 0 | 0 | 0 | 0 | 0 | 0 | 0 | 0 | 0 | 0 | 0 | 0 | 0 | 0 | 0 | 0 | 0 | 0 | 0 | 0 | 0 | 0 | 0 | 0 | 0 | 0 | 0 | 0 | 0 | 0 | 0 | 0 | 0 | 0 | 0 | 0 | 0 | 0 | 0 | 0 | 0 | 0 | 0 | 0 | 0 | 0 | 0 | 0 | 0 | 0 | 0 | 0 | 0 | 0 | 0 | 0 | 0 | 0 | 0 | 0 | 0 | 0 | 0 | 0 | 0 | 0 | 0 | 0 | 0 | 0 | 0 | 0 | 0 | 2020
Vintage2009 | natural gas peaker | FALSE | 5901.10026.CA.IC | 10026 | N | . | Encina Water Pollution Control | Encina Joint Powers Authority | 5901 | CA | PACC | WECC |  | 22132 | 4 | Commercial NAICS Non-Cogen | IC | NG | NG | CISO | M | mcf | 699 | 1477 | 1899 | 1441 | 1230 | 1214 | 1227 | 1793 | 1303 | 1467 | 1349 | 1972 | 699 | 1477 | 1899 | 1441 | 1230 | 1214 | 1227 | 1793 | 1303 | 1467 | 1349 | 1972 | 1 | 1 | 1 | 1 | 1 | 1 | 1 | 1 | 1 | 1 | 1 | 1 | 699 | 1477 | 1899 | 1441 | 1230 | 1214 | 1227 | 1793 | 1303 | 1467 | 1349 | 1972 | 699 | 1477 | 1899 | 1441 | 1230 | 1214 | 1227 | 1793 | 1303 | 1467 | 1349 | 1972 | 69.82 | 143.136 | 184.89 | 141.298 | 123.403 | 117.889 | 115.648 | 173.023 | 122.685 | 136.93 | 127.569 | 183.876 | 17071 | 17071 | 17071 | 17071 | 1640.167 | 2020
Vintage2009 | biomass | FALSE | 5901.10026.CA.IC | 10026 | N | . | Encina Water Pollution Control | Encina Joint Powers Authority | 5901 | CA | PACC | WECC |  | 22132 | 4 | Commercial NAICS Non-Cogen | IC | OBG | ORW | CISO | M | Mcf | 18958 | 17127 | 17531 | 17621 | 18217 | 18229 | 19599 | 19119 | 19353 | 19607 | 18901 | 20093 | 18958 | 17127 | 17531 | 17621 | 18217 | 18229 | 19599 | 19119 | 19353 | 19607 | 18901 | 20093 | 0.6 | 0.6 | 0.6 | 0.6 | 0.6 | 0.6 | 0.6 | 0.6 | 0.6 | 0.6 | 0.6 | 0.6 | 11375 | 10276 | 10519 | 10573 | 10930 | 10937 | 11759 | 11471 | 11612 | 11764 | 11341 | 12056 | 11375 | 10276 | 10519 | 10573 | 10930 | 10937 | 11759 | 11471 | 11612 | 11764 | 11341 | 12056 | 1136.18 | 995.864 | 1024.11 | 1036.702 | 1096.597 | 1062.111 | 1108.352 | 1106.977 | 1093.315 | 1098.07 | 1072.431 | 1124.124 | 224355 | 224355 | 134613 | 134613 | 12954.833 | 2020
Vintage2017 | solar pv | FALSE | 7049.10029.MA.PV | 10029 | Y | . | General Electric Aircraft Engines | General Electric Aircraft Engines | 7049 | MA | NEW | NPCC |  | 336 | 7 | Industrial NAICS Cogen | PV | SUN | SUN | ISNE | M |  | 0 | 0 | . | . | . | . | . | . | . | . | . | . | 0 | 0 | . | . | . | . | . | . | . | . | . | . | 0 | 0 | . | . | . | . | . | . | . | . | . | . | 1035 | 999 | . | . | . | . | . | . | . | . | . | . | 1035 | 999 | . | . | . | . | . | . | . | . | . | . | 118 | 114 | . | . | . | . | . | . | . | . | . | . | 0 | 0 | 2034 | 2034 | 232 | 2020
Vintage2017 | solar pv | FALSE | 7049.10029.MA.PV | 10029 | N | . | General Electric Aircraft Engines | General Electric Aircraft Engines | 7049 | MA | NEW | NPCC |  | 336 | 6 | Industrial NAICS Non-Cogen | PV | SUN | SUN | ISNE | M |  | . | . | 0 | 0 | 0 | 0 | 0 | 0 | 0 | 0 | 0 | 0 | . | . | 0 | 0 | 0 | 0 | 0 | 0 | 0 | 0 | 0 | 0 | . | . | 0 | 0 | 0 | 0 | 0 | 0 | 0 | 0 | 0 | 0 | . | . | 2025 | 1911 | 2893 | 2683 | 2621 | 2393 | 2060 | 1385 | 1026 | 710 | . | . | 2025 | 1911 | 2893 | 2683 | 2621 | 2393 | 2060 | 1385 | 1026 | 710 | . | . | 231 | 218 | 330 | 306 | 299 | 273 | 235 | 158 | 117 | 81 | 0 | 0 | 19707 | 19707 | 2248 | 2020
Vintage0 | petroleum | FALSE | 7049.10029.MA.ST | 10029 | Y | . | General Electric Aircraft Engines | General Electric Aircraft Engines | 7049 | MA | NEW | NPCC |  | 336 | 7 | Industrial NAICS Cogen | ST | DFO | DFO | ISNE | M | barrels | 0 | 0 | . | . | . | . | . | . | . | . | . | . | 0 | 0 | . | . | . | . | . | . | . | . | . | . | 0 | 0 | . | . | . | . | . | . | . | . | . | . | 0 | 0 | . | . | . | . | . | . | . | . | . | . | 0 | 0 | . | . | . | . | . | . | . | . | . | . | 0 | 0 | . | . | . | . | . | . | . | . | . | . | 0 | 0 | 0 | 0 | 0 | 2020
Vintage0 | petroleum | FALSE | 7049.10029.MA.ST | 10029 | N | . | General Electric Aircraft Engines | General Electric Aircraft Engines | 7049 | MA | NEW | NPCC |  | 336 | 6 | Industrial NAICS Non-Cogen | ST | DFO | DFO | ISNE | M | barrels | . | . | 0 | 0 | 0 | 0 | 0 | 0 | 0 | 0 | 0 | 0 | . | . | 0 | 0 | 0 | 0 | 0 | 0 | 0 | 0 | 0 | 0 | . | . | 0 | 0 | 0 | 0 | 0 | 0 | 0 | 0 | 0 | 0 | . | . | 0 | 0 | 0 | 0 | 0 | 0 | 0 | 0 | 0 | 0 | . | . | 0 | 0 | 0 | 0 | 0 | 0 | 0 | 0 | 0 | 0 | . | . | 0 | 0 | 0 | 0 | 0 | 0 | 0 | 0 | 0 | 0 | 0 | 0 | 0 | 0 | 0 | 2020
Vintage0 | natural gas steam turbine | FALSE | 7049.10029.MA.ST | 10029 | Y | . | General Electric Aircraft Engines | General Electric Aircraft Engines | 7049 | MA | NEW | NPCC |  | 336 | 7 | Industrial NAICS Cogen | ST | NG | NG | ISNE | M | mcf | 150070 | 147922 | . | . | . | . | . | . | . | . | . | . | 26645 | 27592 | . | . | . | . | . | . | . | . | . | . | 1.038 | 1.033 | . | . | . | . | . | . | . | . | . | . | 155773 | 152803 | . | . | . | . | . | . | . | . | . | . | 27658 | 28503 | . | . | . | . | . | . | . | . | . | . | 4695 | 4901 | . | . | . | . | . | . | . | . | . | . | 297992 | 54237 | 308576 | 56161 | 9596 | 2020
Vintage0 | natural gas steam turbine | FALSE | 7049.10029.MA.ST | 10029 | N | . | General Electric Aircraft Engines | General Electric Aircraft Engines | 7049 | MA | NEW | NPCC |  | 336 | 6 | Industrial NAICS Non-Cogen | ST | NG | NG | ISNE | M | mcf | . | . | 149486 | 17328 | 2111 | 0 | 0 | 0 | 0 | 0 | 0 | 0 | . | . | 149486 | 17328 | 2111 | 0 | 0 | 0 | 0 | 0 | 0 | 0 | . | . | 1.031 | 1.027 | 1.029 | 0 | 0 | 0 | 0 | 0 | 0 | 0 | . | . | 154120 | 17796 | 2172 | 0 | 0 | 0 | 0 | 0 | 0 | 0 | . | . | 154120 | 17796 | 2172 | 0 | 0 | 0 | 0 | 0 | 0 | 0 | . | . | 4283 | 0 | 0 | 0 | 0 | 0 | 0 | 0 | 0 | 0 | 168925 | 168925 | 174088 | 174088 | 4283 | 2020
Vintage0 | petroleum | FALSE | 7049.10029.MA.ST | 10029 | Y | . | General Electric Aircraft Engines | General Electric Aircraft Engines | 7049 | MA | NEW | NPCC |  | 336 | 7 | Industrial NAICS Cogen | ST | RFO | RFO | ISNE | M | barrels | 0 | 0 | . | . | . | . | . | . | . | . | . | . | 0 | 0 | . | . | . | . | . | . | . | . | . | . | 0 | 0 | . | . | . | . | . | . | . | . | . | . | 0 | 0 | . | . | . | . | . | . | . | . | . | . | 0 | 0 | . | . | . | . | . | . | . | . | . | . | 0 | 0 | . | . | . | . | . | . | . | . | . | . | 0 | 0 | 0 | 0 | 0 | 2020
Vintage0 | petroleum | FALSE | 7049.10029.MA.ST | 10029 | N | . | General Electric Aircraft Engines | General Electric Aircraft Engines | 7049 | MA | NEW | NPCC |  | 336 | 6 | Industrial NAICS Non-Cogen | ST | RFO | RFO | ISNE | M | barrels | . | . | 0 | 0 | 0 | 0 | 0 | 0 | 0 | 0 | 0 | 0 | . | . | 0 | 0 | 0 | 0 | 0 | 0 | 0 | 0 | 0 | 0 | . | . | 0 | 0 | 0 | 0 | 0 | 0 | 0 | 0 | 0 | 0 | . | . | 0 | 0 | 0 | 0 | 0 | 0 | 0 | 0 | 0 | 0 | . | . | 0 | 0 | 0 | 0 | 0 | 0 | 0 | 0 | 0 | 0 | . | . | 0 | 0 | 0 | 0 | 0 | 0 | 0 | 0 | 0 | 0 | 0 | 0 | 0 | 0 | 0 | 2020
Vintage1985 | natural gas combined cycle | TRUE | 7860.10030.DE.CA | 10030 | Y | . | Energy Center Dover | Energy Center Dover LLC | 7860 | DE | SAT | RFC |  | 22 | 3 | NAICS-22 Cogen | CA | NG | NG | PJM | M | mcf | 2766 | 1818 | 10252 | 5814 | 0 | 982 | 8346 | 9042 | 2996 | 21595 | 533 | 131 | 2766 | 1818 | 8084 | 5814 | 0 | 982 | 8346 | 9042 | 2996 | 1954 | 533 | 131 | 1.033 | 1.03 | 1.03 | 1.03 | 0 | 1.028 | 1.03 | 1.03 | 1.029 | 1.029 | 1.029 | 1.029 | 2857 | 1873 | 10560 | 5988 | 0 | 1009 | 8596 | 9313 | 3083 | 22221 | 548 | 135 | 2857 | 1873 | 8327 | 5988 | 0 | 1009 | 8596 | 9313 | 3083 | 2011 | 548 | 135 | 493 | 281 | 995 | 1261 | 455 | 554 | 1957 | 1717 | 693 | 203 | 351 | 39 | 64275 | 42466 | 66183 | 43740 | 8999 | 2020
Vintage2001 | hard coal | TRUE | 7860.10030.DE.CT | 10030 | Y | . | Energy Center Dover | Energy Center Dover LLC | 7860 | DE | SAT | RFC |  | 22 | 3 | NAICS-22 Cogen | CT | BIT | COL | PJM | M | short tons | 0 | . | 0 | 0 | 0 | 0 | 0 | 0 | 0 | 0 | 0 | . | 0 | . | 0 | 0 | 0 | 0 | 0 | 0 | 0 | 0 | 0 | . | 0 | . | 0 | 0 | 0 | 0 | 0 | 0 | 0 | 0 | 0 | . | 0 | . | 0 | 0 | 0 | 0 | 0 | 0 | 0 | 0 | 0 | . | 0 | . | 0 | 0 | 0 | 0 | 0 | 0 | 0 | 0 | 0 | . | 0 | . | 0 | 0 | 0 | 0 | 0 | 0 | 0 | 0 | 0 | . | 0 | 0 | 0 | 0 | 0 | 2020
Vintage2001 | petroleum | TRUE | 7860.10030.DE.CT | 10030 | Y | . | Energy Center Dover | Energy Center Dover LLC | 7860 | DE | SAT | RFC |  | 22 | 3 | NAICS-22 Cogen | CT | KER | WOO | PJM | M | barrels | 0 | . | 0 | 0 | 0 | 0 | 0 | 0 | 0 | 0 | 0 | . | 0 | . | 0 | 0 | 0 | 0 | 0 | 0 | 0 | 0 | 0 | . | 0 | . | 0 | 0 | 0 | 0 | 0 | 0 | 0 | 0 | 0 | . | 0 | . | 0 | 0 | 0 | 0 | 0 | 0 | 0 | 0 | 0 | . | 0 | . | 0 | 0 | 0 | 0 | 0 | 0 | 0 | 0 | 0 | . | 0 | . | 0 | 0 | 0 | 0 | 0 | 0 | 0 | 0 | 0 | . | 0 | 0 | 0 | 0 | 0 | 2020
Vintage2001 | natural gas combined cycle | TRUE | 7860.10030.DE.CT | 10030 | Y | . | Energy Center Dover | Energy Center Dover LLC | 7860 | DE | SAT | RFC |  | 22 | 3 | NAICS-22 Cogen | CT | NG | NG | PJM | M | mcf | 29404 | 11960 | 41707 | 74100 | 36780 | 39102 | 105280 | 83916 | 37917 | 16 | 30293 | 2960 | 22871 | 9218 | 30666 | 59241 | 30873 | 32018 | 84690 | 66126 | 30310 | 16 | 24703 | 2459 | 1.033 | 1.03 | 1.03 | 1.03 | 1.029 | 1.028 | 1.03 | 1.03 | 1.029 | 1.029 | 1.029 | 1.029 | 30374 | 12319 | 42958 | 76323 | 37847 | 40197 | 108438 | 86433 | 39017 | 16 | 31171 | 3046 | 23626 | 9495 | 31586 | 61018 | 31768 | 32915 | 87231 | 68110 | 31189 | 16 | 25419 | 2530 | 3059 | 1242 | 4351 | 7715 | 3795 | 3972 | 10728 | 8530 | 3864 | 2186 | 3122 | 322 | 493435 | 393191 | 508139 | 404903 | 52886 | 2020
Vintage2001 | hard coal | TRUE | 7860.10030.DE.GT | 10030 | Y | . | Energy Center Dover | Energy Center Dover LLC | 7860 | DE | SAT | RFC |  | 22 | 3 | NAICS-22 Cogen | GT | BIT | COL | PJM | M | short tons | . | 0 | . | . | . | . | . | . | . | . | . | 0 | . | 0 | . | . | . | . | . | . | . | . | . | 0 | . | 0 | . | . | . | . | . | . | . | . | . | 0 | . | 0 | . | . | . | . | . | . | . | . | . | 0 | . | 0 | . | . | . | . | . | . | . | . | . | 0 | . | 0 | . | . | . | . | . | . | . | . | . | 0 | 0 | 0 | 0 | 0 | 0 | 2020
Vintage2001 | petroleum | TRUE | 7860.10030.DE.GT | 10030 | Y | . | Energy Center Dover | Energy Center Dover LLC | 7860 | DE | SAT | RFC |  | 22 | 3 | NAICS-22 Cogen | GT | DFO | DFO | PJM | M | barrels | 0 | 38 | 0 | 0 | 0 | 0 | 0 | 0 | 7 | 0 | 0 | 0 | 0 | 28 | 0 | 0 | 0 | 0 | 0 | 0 | 5 | 0 | 0 | 0 | 0 | 5.8 | 0 | 0 | 0 | 0 | 0 | 0 | 5.86 | 0 | 0 | 0 | 0 | 220 | 0 | 0 | 0 | 0 | 0 | 0 | 41 | 0 | 0 | 0 | 0 | 163 | 0 | 0 | 0 | 0 | 0 | 0 | 32 | 0 | 0 | 0 | 0 | 22.506 | 0 | 0 | 0 | 0 | 0 | 0 | 4.375 | 0 | 0 | 0 | 45 | 33 | 261 | 195 | 26.881 | 2020
Vintage2001 | petroleum | TRUE | 7860.10030.DE.GT | 10030 | Y | . | Energy Center Dover | Energy Center Dover LLC | 7860 | DE | SAT | RFC |  | 22 | 3 | NAICS-22 Cogen | GT | KER | WOO | PJM | M | barrels | . | 0 | . | . | . | . | . | . | . | . | . | 0 | . | 0 | . | . | . | . | . | . | . | . | . | 0 | . | 0 | . | . | . | . | . | . | . | . | . | 0 | . | 0 | . | . | . | . | . | . | . | . | . | 0 | . | 0 | . | . | . | . | . | . | . | . | . | 0 | . | 0 | . | . | . | . | . | . | . | . | . | 0 | 0 | 0 | 0 | 0 | 0 | 2020
Vintage2001 | natural gas peaker | TRUE | 7860.10030.DE.GT | 10030 | Y | . | Energy Center Dover | Energy Center Dover LLC | 7860 | DE | SAT | RFC |  | 22 | 3 | NAICS-22 Cogen | GT | NG | NG | PJM | M | mcf | 0 | 44672 | 4727 | 0 | 7805 | 9398 | 60343 | 46794 | 14047 | 16669 | 11236 | 33411 | 0 | 33116 | 3447 | 0 | 5186 | 6441 | 42450 | 33626 | 10877 | 11359 | 7944 | 23839 | 0 | 1.03 | 1.03 | 0 | 1.029 | 1.028 | 1.03 | 1.03 | 1.029 | 1.029 | 1.029 | 1.029 | 0 | 46012 | 4869 | 0 | 8031 | 9661 | 62153 | 48198 | 14454 | 17152 | 11562 | 34380 | 0 | 34109 | 3550 | 0 | 5336 | 6621 | 43724 | 34635 | 11192 | 11688 | 8174 | 24530 | 0 | 4698.494 | 489 | 0 | 735 | 912 | 6023 | 4771 | 1541.625 | 1610 | 1126 | 3379 | 249102 | 178285 | 256472 | 183559 | 25285.119 | 2020
Vintage0 | petroleum | FALSE | 15430.10033.MI.ST | 10033 | Y | . | Greater Detroit Resource Recovery | Detroit Renewable Power | 15430 | MI | ENC |  |  | 562213 | 5 | Commercial NAICS Cogen | ST | DFO | DFO |  | M | barrels | 0 | 0 | 0 | . | . | . | . | . | . | . | . | . | 0 | 0 | 0 | . | . | . | . | . | . | . | . | . | 0 | 0 | 0 | . | . | . | . | . | . | . | . | . | 0 | 0 | 0 | . | . | . | . | . | . | . | . | . | 0 | 0 | 0 | . | . | . | . | . | . | . | . | . | 0 | 0 | 0 | . | . | . | . | . | . | . | . | . | 0 | 0 | 0 | 0 | 0 | 2020
Vintage0 | municipal solid waste | FALSE | 15430.10033.MI.ST | 10033 | Y | . | Greater Detroit Resource Recovery | Detroit Renewable Power | 15430 | MI | ENC |  |  | 562213 | 5 | Commercial NAICS Cogen | ST | MSB | MLG |  | M | short tons | 0 | 0 | 0 | . | . | . | . | . | . | . | . | . | 0 | 0 | 0 | . | . | . | . | . | . | . | . | . | 0 | 0 | 0 | . | . | . | . | . | . | . | . | . | 0 | 0 | 0 | . | . | . | . | . | . | . | . | . | 0 | 0 | 0 | . | . | . | . | . | . | . | . | . | 0 | 0 | 0 | . | . | . | . | . | . | . | . | . | 0 | 0 | 0 | 0 | 0 | 2020
Vintage0 | municipal solid waste | FALSE | 15430.10033.MI.ST | 10033 | Y | . | Greater Detroit Resource Recovery | Detroit Renewable Power | 15430 | MI | ENC |  |  | 562213 | 5 | Commercial NAICS Cogen | ST | MSN | OTH |  | M | short tons | 0 | 0 | 0 | . | . | . | . | . | . | . | . | . | 0 | 0 | 0 | . | . | . | . | . | . | . | . | . | 0 | 0 | 0 | . | . | . | . | . | . | . | . | . | 0 | 0 | 0 | . | . | . | . | . | . | . | . | . | 0 | 0 | 0 | . | . | . | . | . | . | . | . | . | 0 | 0 | 0 | . | . | . | . | . | . | . | . | . | 0 | 0 | 0 | 0 | 0 | 2020
Vintage1987 | natural gas combined cycle | TRUE | 3028.10034.CA.CA | 10034 | Y | . | Gilroy Power Plant | Calpine Gilroy Cogen LP | 3028 | CA | PACC | WECC |  | 22 | 3 | NAICS-22 Cogen | CA | NG | NG | CISO | AM | mcf | 0 | 0 | 0 | 0 | 0 | 0 | 0 | 0 | 0 | 0 | 0 | 0 | 0 | 0 | 0 | 0 | 0 | 0 | 0 | 0 | 0 | 0 | 0 | 0 | 0 | 0 | 0 | 0 | 0 | 0 | 0 | 0 | 0 | 0 | 0 | 0 | 0 | 0 | 0 | 0 | 0 | 0 | 0 | 0 | 0 | 0 | 0 | 0 | 0 | 0 | 0 | 0 | 0 | 0 | 0 | 0 | 0 | 0 | 0 | 0 | 485 | 866 | 791 | 0 | 1477 | 1839 | 1768 | 7688 | 6042 | 5862 | 1617 | 2833 | 0 | 0 | 0 | 0 | 31268 | 2020
Vintage1987 | natural gas combined cycle | TRUE | 3028.10034.CA.CT | 10034 | Y | . | Gilroy Power Plant | Calpine Gilroy Cogen LP | 3028 | CA | PACC | WECC |  | 22 | 3 | NAICS-22 Cogen | CT | NG | NG | CISO | AM | mcf | 12104 | 23087 | 21482 | 0 | 38467 | 47212 | 58857 | 234690 | 179277 | 179450 | 53105 | 91899 | 12104 | 23087 | 21482 | 0 | 38467 | 47212 | 46922 | 196212 | 151481 | 148981 | 42702 | 74680 | 1.04 | 1.037 | 1.03 | 0 | 1.03 | 1.028 | 1.034 | 1.033 | 1.03 | 1.032 | 1.041 | 1.039 | 12588 | 23941 | 22126 | 0 | 39621 | 48534 | 60858 | 242435 | 184655 | 185192 | 55282 | 95483 | 12588 | 23941 | 22126 | 0 | 39621 | 48534 | 48517 | 202687 | 156025 | 153748 | 44453 | 77593 | 1215 | 2292 | 2089 | 0 | 3737 | 4611 | 4359 | 18566 | 14314 | 13989 | 4014 | 7018 | 939630 | 803330 | 970715 | 829833 | 76204 | 2020
Vintage1989 | hydro | TRUE | 56590.10036.NH.HY | 10036 | N | . | Hillsborough Hosiery | Silverstreet Hydro | 56590 | NH | NEW | NPCC |  | 22 | 2 | NAICS-22 Non-Cogen | HY | WAT | HYC | ISNE | A |  | 0 | 0 | 0 | 0 | 0 | 0 | 0 | 0 | 0 | 0 | 0 | 0 | 0 | 0 | 0 | 0 | 0 | 0 | 0 | 0 | 0 | 0 | 0 | 0 | 0 | 0 | 0 | 0 | 0 | 0 | 0 | 0 | 0 | 0 | 0 | 0 | 3670 | 3128 | 4268 | 4605 | 4150 | 1374 | 1745 | 943 | 537 | 1997 | 2355 | 3176 | 3670 | 3128 | 4268 | 4605 | 4150 | 1374 | 1745 | 943 | 537 | 1997 | 2355 | 3176 | 418.591 | 356.746 | 486.826 | 525.259 | 473.351 | 156.673 | 199.002 | 107.592 | 61.247 | 227.796 | 268.608 | 362.309 | 0 | 0 | 31948 | 31948 | 3644 | 2020
Vintage2008 | natural gas peaker | FALSE | 10077.10042.CA.GT | 10042 | N | . | Kaweah Delta District Hospital | Kaweah Delta Hospital | 10077 | CA | PACC | WECC |  | 622 | 4 | Commercial NAICS Non-Cogen | GT | NG | NG | CISO | M | mcf | 24366 | 24299 | 23922 | 24574 | 27828 | 27273 | 29510 | 30046 | 26914 | 25367 | 24878 | 25268 | 24366 | 24299 | 23922 | 24574 | 27828 | 27273 | 29510 | 30046 | 26914 | 25367 | 24878 | 25268 | 1.1 | 1.1 | 1.1 | 1.1 | 1.1 | 1.1 | 1.1 | 1.1 | 1.1 | 1.1 | 1.1 | 1.1 | 26803 | 26729 | 26314 | 27031 | 30611 | 30000 | 32461 | 33051 | 29605 | 27904 | 27366 | 27795 | 26803 | 26729 | 26314 | 27031 | 30611 | 30000 | 32461 | 33051 | 29605 | 27904 | 27366 | 27795 | 1494.5 | 1511.16 | 1523.9 | 1586.62 | 1843.38 | 1851.22 | 2019.78 | 2068.78 | 1796.34 | 1684.62 | 1599.36 | 1583.68 | 314245 | 314245 | 345670 | 345670 | 20563.34 | 2020
Vintage1994 | hard coal | TRUE | 63046.10043.NJ.ST | 10043 | Y | . | Logan Generating Plant | Logan Generating Company LP | 63046 | NJ | MAT | RFC |  | 22 | 3 | NAICS-22 Cogen | ST | BIT | COL | PJM | M | short tons | 20132 | 18800 | 20224 | 19398 | 15801 | 18145 | 20241 | 22107 | 19706 | 20184 | 9800 | 20951 | 18390 | 18138 | 18870 | 18230 | 14887 | 17186 | 18624 | 21196 | 18643 | 18518 | 8997 | 19435 | 25.44 | 24.94 | 25.51 | 25.3 | 25.26 | 25.71 | 25.91 | 25.41 | 25.11 | 25.25 | 25.36 | 25.2 | 512158 | 468872 | 515914 | 490769 | 399133 | 466508 | 524444 | 561739 | 494818 | 509646 | 248528 | 527965 | 467839 | 452351 | 481369 | 461213 | 376044 | 441851 | 482539 | 538592 | 468133 | 467583 | 228160 | 489767 | 38616.505 | 37285.928 | 39355.104 | 37955.449 | 31022.685 | 36519.086 | 39852.219 | 45079.413 | 38576.773 | 38468.902 | 18763.584 | 40450.229 | 225489 | 211114 | 5720494 | 5355441 | 441945.88 | 2020
Vintage1994 | petroleum | TRUE | 63046.10043.NJ.ST | 10043 | Y | . | Logan Generating Plant | Logan Generating Company LP | 63046 | NJ | MAT | RFC |  | 22 | 3 | NAICS-22 Cogen | ST | DFO | DFO | PJM | M | barrels | 148 | 74 | 16 | 175 | 644 | 308 | 11 | 536 | 55 | 196 | 580 | 85 | 135 | 71 | 15 | 164 | 607 | 292 | 10 | 514 | 52 | 180 | 533 | 79 | 5.69 | 5.62 | 5.65 | 5.73 | 5.72 | 5.72 | 5.72 | 5.57 | 5.65 | 6.09 | 5.81 | 5.8 | 842 | 416 | 90 | 1003 | 3684 | 1762 | 63 | 2986 | 311 | 1194 | 3370 | 493 | 769 | 401 | 84 | 942 | 3471 | 1669 | 58 | 2862 | 294 | 1095 | 3094 | 457 | 63.495 | 33.072 | 6.896 | 77.551 | 286.315 | 137.914 | 4.781 | 239.587 | 24.227 | 90.098 | 254.416 | 37.771 | 2828 | 2652 | 16214 | 15196 | 1256.123 | 2020
Vintage1984 | hydro | TRUE | 54696.10049.ID.HY | 10049 | N | . | Little Mac Project | Little Mac Power Company | 54696 | ID | MTN | WECC |  | 22 | 2 | NAICS-22 Non-Cogen | HY | WAT | HYC | IPCO | A |  | 0 | 0 | 0 | 0 | 0 | 0 | 0 | 0 | 0 | 0 | 0 | 0 | 0 | 0 | 0 | 0 | 0 | 0 | 0 | 0 | 0 | 0 | 0 | 0 | 0 | 0 | 0 | 0 | 0 | 0 | 0 | 0 | 0 | 0 | 0 | 0 | 3927 | 4136 | 4303 | 4841 | 5507 | 5364 | 5435 | 5472 | 3975 | 4349 | 4239 | 3937 | 3927 | 4136 | 4303 | 4841 | 5507 | 5364 | 5435 | 5472 | 3975 | 4349 | 4239 | 3937 | 447.961 | 471.814 | 490.861 | 552.224 | 628.16 | 611.878 | 619.978 | 624.185 | 453.397 | 496.021 | 483.507 | 449.014 | 0 | 0 | 55485 | 55485 | 6329 | 2020
Vintage2009 | natural gas peaker | FALSE | 11079.10050.AR.IC | 10050 | Y | . | Fourche Creek Wastewater | Little Rock Water Reclamation Authority | 11079 | AR | WSC | SERC |  | 22132 | 5 | Commercial NAICS Cogen | IC | NG | NG | MISO | M | mcf | 142 | 154 | 116 | 130 | 106 | 181 | 320 | 155 | 63 | 181 | 199 | 325 | 42 | 48 | 36 | 43 | 60 | 181 | 196 | 92 | 60 | 181 | 199 | 325 | 1 | 1 | 1 | 1 | 1 | 1 | 1 | 1 | 1 | 1 | 1 | 1 | 142 | 154 | 116 | 130 | 106 | 181 | 320 | 155 | 63 | 181 | 199 | 325 | 42 | 48 | 36 | 43 | 60 | 181 | 196 | 92 | 60 | 181 | 199 | 325 | 10.651 | 12.337 | 9.155 | 11.089 | 15.391 | 47.895 | 50.11 | 23.56 | 15.401 | 108.091 | 93.1 | 122.033 | 2072 | 1463 | 2072 | 1463 | 518.813 | 2020
Vintage2009 | biomass | FALSE | 11079.10050.AR.IC | 10050 | Y | . | Fourche Creek Wastewater | Little Rock Water Reclamation Authority | 11079 | AR | WSC | SERC |  | 22132 | 5 | Commercial NAICS Cogen | IC | OBG | ORW | MISO | M | Mcf | 7661 | 9267 | 9144 | 8814 | 5060 | 2616 | 4418 | 1051 | 2037 | 383 | 0 | 1335 | 2248 | 2905 | 2823 | 2942 | 2874 | 2615 | 2706 | 625 | 1948 | 383 | 0 | 1335 | 0.65 | 0.65 | 0.65 | 0.65 | 0.65 | 0.65 | 0.65 | 0.65 | 0.65 | 0.65 | 0 | 0.65 | 4980 | 6024 | 5944 | 5729 | 3289 | 1700 | 2872 | 683 | 1324 | 249 | 0 | 868 | 1461 | 1888 | 1835 | 1912 | 1868 | 1700 | 1759 | 406 | 1266 | 249 | 0 | 868 | 373.509 | 482.563 | 469.085 | 488.711 | 477.549 | 449.945 | 449.69 | 103.84 | 323.679 | 148.669 | 0 | 325.827 | 51786 | 23404 | 33662 | 15212 | 4093.067 | 2020
Vintage1985 | hydro | TRUE | 49753.10051.NC.HY | 10051 | N | . | Lockville Hydropower | Brooks Energy, LLC | 49753 | NC | SAT | SERC |  | 22 | 2 | NAICS-22 Non-Cogen | HY | WAT | HYC | CPLE | A |  | 0 | 0 | 0 | 0 | 0 | 0 | 0 | 0 | 0 | 0 | 0 | 0 | 0 | 0 | 0 | 0 | 0 | 0 | 0 | 0 | 0 | 0 | 0 | 0 | 0 | 0 | 0 | 0 | 0 | 0 | 0 | 0 | 0 | 0 | 0 | 0 | 1914 | 2487 | 2573 | 1700 | 1093 | 1380 | 1158 | 1343 | 1299 | 1335 | 1735 | 1382 | 1914 | 2487 | 2573 | 1700 | 1093 | 1380 | 1158 | 1343 | 1299 | 1335 | 1735 | 1382 | 218.335 | 283.722 | 293.501 | 193.945 | 124.728 | 157.445 | 132.132 | 153.186 | 148.169 | 152.298 | 197.901 | 157.638 | 0 | 0 | 19399 | 19399 | 2213 | 2020
Vintage1986 | natural gas steam turbine | TRUE | 54788.10052.CA.ST | 10052 | N | . | Fairhaven Power | DG Fairhaven Power LLC | 54788 | CA | PACC | WECC |  | 22 | 2 | NAICS-22 Non-Cogen | ST | NG | NG | CISO | AM | mcf | 26006 | 14133 | 0 | 0 | 0 | 0 | 0 | 0 | 0 | 0 | 0 | 0 | 26006 | 14133 | 0 | 0 | 0 | 0 | 0 | 0 | 0 | 0 | 0 | 0 | 1 | 1 | 0 | 0 | 0 | 0 | 0 | 0 | 0 | 0 | 0 | 0 | 26006 | 14133 | 0 | 0 | 0 | 0 | 0 | 0 | 0 | 0 | 0 | 0 | 26006 | 14133 | 0 | 0 | 0 | 0 | 0 | 0 | 0 | 0 | 0 | 0 | 967.004 | 551.237 | 0 | 0 | 0 | 0 | 0 | 0 | 0 | 0 | 0 | 0 | 40139 | 40139 | 40139 | 40139 | 1518.241 | 2020
Vintage1986 | biomass | TRUE | 54788.10052.CA.ST | 10052 | N | . | Fairhaven Power | DG Fairhaven Power LLC | 54788 | CA | PACC | WECC |  | 22 | 2 | NAICS-22 Non-Cogen | ST | WDS | WWW | CISO | AM | short tons | 12734 | 8851 | 0 | 0 | 0 | 0 | 0 | 0 | 0 | 0 | 0 | 0 | 12734 | 8851 | 0 | 0 | 0 | 0 | 0 | 0 | 0 | 0 | 0 | 0 | 8 | 8 | 0 | 0 | 0 | 0 | 0 | 0 | 0 | 0 | 0 | 0 | 101872 | 70808 | 0 | 0 | 0 | 0 | 0 | 0 | 0 | 0 | 0 | 0 | 101872 | 70808 | 0 | 0 | 0 | 0 | 0 | 0 | 0 | 0 | 0 | 0 | 3787.996 | 2761.763 | 0 | 0 | 0 | 0 | 0 | 0 | 0 | 0 | 0 | 0 | 21585 | 21585 | 172680 | 172680 | 6549.759 | 2020
Vintage1984 | petroleum | FALSE | 7075.10058.PA.IC | 10058 | N | . | General Electric Diesel Engine Plant | General Electric Co | 7075 | PA | MAT | RFC |  | 336 | 6 | Industrial NAICS Non-Cogen | IC | DFO | DFO | PJM | M | barrels | 982 | 1728 | 1508 | 1678 | 1450 | 1471 | 2166 | 1365 | 1812 | 1515 | 999 | 612 | 982 | 1728 | 1508 | 1678 | 1450 | 1471 | 2166 | 1365 | 1812 | 1515 | 999 | 612 | 5.8 | 5.8 | 5.8 | 5.8 | 5.8 | 5.8 | 5.8 | 5.8 | 5.8 | 5.8 | 5.8 | 5.8 | 5696 | 10022 | 8746 | 9732 | 8410 | 8532 | 12563 | 7917 | 10510 | 8787 | 5794 | 3550 | 5696 | 10022 | 8746 | 9732 | 8410 | 8532 | 12563 | 7917 | 10510 | 8787 | 5794 | 3550 | 313.6 | 353.78 | 341.04 | 253.82 | 223.44 | 326.34 | 217.56 | 368.48 | 264.6 | 225.4 | 317.52 | 80.36 | 17286 | 17286 | 100259 | 100259 | 3285.94 | 2020
Vintage1984 | natural gas peaker | FALSE | 7075.10058.PA.IC | 10058 | N | . | General Electric Diesel Engine Plant | General Electric Co | 7075 | PA | MAT | RFC |  | 336 | 6 | Industrial NAICS Non-Cogen | IC | NG | NG | PJM | M | mcf | 0 | 0 | 0 | 0 | 0 | 0 | 0 | 0 | 0 | 0 | 0 | 0 | 0 | 0 | 0 | 0 | 0 | 0 | 0 | 0 | 0 | 0 | 0 | 0 | 0 | 0 | 0 | 0 | 0 | 0 | 0 | 0 | 0 | 0 | 0 | 0 | 0 | 0 | 0 | 0 | 0 | 0 | 0 | 0 | 0 | 0 | 0 | 0 | 0 | 0 | 0 | 0 | 0 | 0 | 0 | 0 | 0 | 0 | 0 | 0 | 0 | 0 | 0 | 0 | 0 | 0 | 0 | 0 | 0 | 0 | 0 | 0 | 0 | 0 | 0 | 0 | 0 | 2020
Vintage1984 | natural gas combined cycle | FALSE | 11401.10061.NJ.CA | 10061 | Y | . | Mars Wrigley Confectionery US, LLC | Mars Wrigley Confectionery US, LLC | 11401 | NJ | MAT | RFC |  | 311 | 7 | Industrial NAICS Cogen | CA | NG | NG | PJM | A | mcf | 0 | 0 | 0 | 0 | 0 | 0 | 0 | 0 | 0 | 0 | 0 | 0 | 0 | 0 | 0 | 0 | 0 | 0 | 0 | 0 | 0 | 0 | 0 | 0 | 0 | 0 | 0 | 0 | 0 | 0 | 0 | 0 | 0 | 0 | 0 | 0 | 0 | 0 | 0 | 0 | 0 | 0 | 0 | 0 | 0 | 0 | 0 | 0 | 0 | 0 | 0 | 0 | 0 | 0 | 0 | 0 | 0 | 0 | 0 | 0 | 0 | 0 | 0 | 0 | 0 | 0 | 0 | 0 | 0 | 0 | 0 | 0 | 0 | 0 | 0 | 0 | 0 | 2020
Vintage1989 | petroleum | FALSE | 11401.10061.NJ.CT | 10061 | Y | . | Mars Wrigley Confectionery US, LLC | Mars Wrigley Confectionery US, LLC | 11401 | NJ | MAT | RFC |  | 311 | 7 | Industrial NAICS Cogen | CT | DFO | DFO | PJM | A | barrels | 0 | 0 | 0 | 0 | 0 | 0 | 0 | 0 | 0 | 0 | 0 | 0 | 0 | 0 | 0 | 0 | 0 | 0 | 0 | 0 | 0 | 0 | 0 | 0 | 0 | 0 | 0 | 0 | 0 | 0 | 0 | 0 | 0 | 0 | 0 | 0 | 0 | 0 | 0 | 0 | 0 | 0 | 0 | 0 | 0 | 0 | 0 | 0 | 0 | 0 | 0 | 0 | 0 | 0 | 0 | 0 | 0 | 0 | 0 | 0 | 0 | 0 | 0 | 0 | 0 | 0 | 0 | 0 | 0 | 0 | 0 | 0 | 0 | 0 | 0 | 0 | 0 | 2020
Vintage1989 | natural gas combined cycle | FALSE | 11401.10061.NJ.CT | 10061 | Y | . | Mars Wrigley Confectionery US, LLC | Mars Wrigley Confectionery US, LLC | 11401 | NJ | MAT | RFC |  | 311 | 7 | Industrial NAICS Cogen | CT | NG | NG | PJM | A | mcf | 66036 | 57899 | 58756 | 53408 | 45124 | 74995 | 114361 | 100169 | 63349 | 69873 | 61377 | 44579 | 36878 | 32334 | 32812 | 29826 | 25200 | 41881 | 63865 | 55940 | 35378 | 39020 | 34276 | 24895 | 1.037 | 1.037 | 1.037 | 1.037 | 1.037 | 1.037 | 1.037 | 1.037 | 1.037 | 1.037 | 1.037 | 1.037 | 68479 | 60041 | 60930 | 55384 | 46794 | 77770 | 118592 | 103875 | 65693 | 72458 | 63648 | 46228 | 38242 | 33530 | 34026 | 30930 | 26132 | 43431 | 66228 | 58010 | 36687 | 40464 | 35544 | 25816 | 4861.529 | 4262.544 | 4325.624 | 3931.947 | 3322.075 | 5521.169 | 8419.274 | 7374.503 | 4663.803 | 5144.056 | 4518.584 | 3281.892 | 809926 | 452305 | 839892 | 469040 | 59627 | 2020
Vintage1981 | municipal solid waste | TRUE | 50085.10062.FL.ST | 10062 | N | . | Miami Dade County Resource Recovery Fac | Covanta Southeast Florida Renewable Ltd | 50085 | FL | SAT | SERC |  | 22 | 2 | NAICS-22 Non-Cogen | ST | MSB | MLG | FPL | M | short tons | 37343 | 34186 | 35235 | 36092 | 33591 | 17535 | 35769 | 39643 | 38305 | 34904 | 33147 | 36047 | 37343 | 34186 | 35235 | 36092 | 33591 | 17535 | 35769 | 39643 | 38305 | 34904 | 33147 | 36047 | 7.672 | 7.672 | 7.672 | 7.672 | 7.672 | 7.672 | 7.672 | 7.672 | 6.639 | 7.008 | 6.639 | 7.672 | 286495 | 262275 | 270323 | 276898 | 257710 | 134529 | 274420 | 304141 | 254307 | 244607 | 220063 | 276553 | 286495 | 262275 | 270323 | 276898 | 257710 | 134529 | 274420 | 304141 | 254307 | 244607 | 220063 | 276553 | 11110.853 | 10304.432 | 10210.291 | 10746.592 | 9569.256 | 4892.931 | 8610.2 | 10542.445 | 9767.552 | 8672.389 | 8558.465 | 11132.295 | 411797 | 411797 | 3062321 | 3062321 | 114117.7 | 2020
Vintage1981 | municipal solid waste | TRUE | 50085.10062.FL.ST | 10062 | N | . | Miami Dade County Resource Recovery Fac | Covanta Southeast Florida Renewable Ltd | 50085 | FL | SAT | SERC |  | 22 | 2 | NAICS-22 Non-Cogen | ST | MSN | OTH | FPL | M | short tons | 23876 | 21857 | 22528 | 23077 | 21477 | 11211 | 22869 | 25347 | 24490 | 22316 | 21193 | 23047 | 23876 | 21857 | 22528 | 23077 | 21477 | 11211 | 22869 | 25347 | 24490 | 22316 | 21193 | 23047 | 14.666 | 14.667 | 14.666 | 14.666 | 14.667 | 14.666 | 14.667 | 14.666 | 12.692 | 13.397 | 12.692 | 14.667 | 350165 | 320577 | 330396 | 338447 | 315003 | 164421 | 335420 | 371739 | 310827 | 298967 | 268982 | 338030 | 350165 | 320577 | 330396 | 338447 | 315003 | 164421 | 335420 | 371739 | 310827 | 298967 | 268982 | 338030 | 13580.096 | 12595.025 | 12479.282 | 13135.367 | 11696.652 | 5980.132 | 10524.132 | 12885.594 | 11938.41 | 10599.695 | 10460.959 | 13607.01 | 263288 | 263288 | 3742974 | 3742974 | 139482.35 | 2020
Vintage1981 | natural gas steam turbine | TRUE | 50085.10062.FL.ST | 10062 | N | . | Miami Dade County Resource Recovery Fac | Covanta Southeast Florida Renewable Ltd | 50085 | FL | SAT | SERC |  | 22 | 2 | NAICS-22 Non-Cogen | ST | NG | NG | FPL | M | mcf | 33290 | 31626 | 43087 | 60706 | 53703 | 41020 | 35303 | 33262 | 32650 | 32885 | 33673 | 30002 | 33290 | 31626 | 43087 | 60706 | 53703 | 41020 | 35303 | 33262 | 32650 | 32885 | 33673 | 30002 | 1 | 1 | 1 | 1 | 1 | 1 | 1 | 1 | 1 | 1 | 1 | 1 | 33290 | 31626 | 43087 | 60706 | 53703 | 41020 | 35303 | 33262 | 32650 | 32885 | 33673 | 30002 | 33290 | 31626 | 43087 | 60706 | 53703 | 41020 | 35303 | 33262 | 32650 | 32885 | 33673 | 30002 | 1291.051 | 1242.543 | 1627.427 | 2356.041 | 1994.092 | 1491.937 | 1107.668 | 1152.961 | 1254.038 | 1165.916 | 1309.576 | 1207.695 | 461207 | 461207 | 461207 | 461207 | 17200.945 | 2020
Vintage1989 | hydro | TRUE | 11943.10063.CT.HY | 10063 | N | . | Derby Hydro | McCallum Enterprises I LP | 11943 | CT | NEW | NPCC |  | 22 | 2 | NAICS-22 Non-Cogen | HY | WAT | HYC | ISNE | A |  | 0 | 0 | 0 | 0 | 0 | 0 | 0 | 0 | 0 | 0 | 0 | 0 | 0 | 0 | 0 | 0 | 0 | 0 | 0 | 0 | 0 | 0 | 0 | 0 | 0 | 0 | 0 | 0 | 0 | 0 | 0 | 0 | 0 | 0 | 0 | 0 | 13592 | 11584 | 15808 | 17056 | 15371 | 5088 | 6462 | 3494 | 1989 | 7397 | 8722 | 11765 | 13592 | 11584 | 15808 | 17056 | 15371 | 5088 | 6462 | 3494 | 1989 | 7397 | 8722 | 11765 | 1550.409 | 1321.351 | 1803.155 | 1945.504 | 1753.245 | 580.302 | 737.083 | 398.51 | 226.854 | 843.735 | 994.897 | 1341.955 | 0 | 0 | 118328 | 118328 | 13497 | 2020
Vintage1988 | hydro | TRUE | 12401.10066.ME.HY | 10066 | N | . | Lockwood Hydroelectric Facility | Merimil Ltd Partnership | 12401 | ME | NEW | NPCC |  | 22 | 2 | NAICS-22 Non-Cogen | HY | WAT | HYC | ISNE | A |  | 0 | 0 | 0 | 0 | 0 | 0 | 0 | 0 | 0 | 0 | 0 | 0 | 0 | 0 | 0 | 0 | 0 | 0 | 0 | 0 | 0 | 0 | 0 | 0 | 0 | 0 | 0 | 0 | 0 | 0 | 0 | 0 | 0 | 0 | 0 | 0 | 27432 | 23379 | 31903 | 34422 | 31020 | 10267 | 13041 | 7051 | 4014 | 14928 | 17603 | 23743 | 27432 | 23379 | 31903 | 34422 | 31020 | 10267 | 13041 | 7051 | 4014 | 14928 | 17603 | 23743 | 3128.963 | 2666.688 | 3639.041 | 3926.322 | 3538.315 | 1171.137 | 1487.547 | 804.253 | 457.826 | 1702.785 | 2007.854 | 2708.269 | 0 | 0 | 238803 | 238803 | 27239 | 2020
Vintage1985 | hydro | TRUE | 5164.10070.CO.HY | 10070 | N | . | Foothills Hydro Plant | Denver City & County-Foothills | 5164 | CO | MTN | WECC |  | 22 | 2 | NAICS-22 Non-Cogen | HY | WAT | HYC | WACM | A |  | 0 | 0 | 0 | 0 | 0 | 0 | 0 | 0 | 0 | 0 | 0 | 0 | 0 | 0 | 0 | 0 | 0 | 0 | 0 | 0 | 0 | 0 | 0 | 0 | 0 | 0 | 0 | 0 | 0 | 0 | 0 | 0 | 0 | 0 | 0 | 0 | 3778 | 3979 | 4140 | 4657 | 5297 | 5160 | 5228 | 5264 | 3824 | 4183 | 4077 | 3787 | 3778 | 3979 | 4140 | 4657 | 5297 | 5160 | 5228 | 5264 | 3824 | 4183 | 4077 | 3787 | 430.902 | 453.848 | 472.17 | 531.196 | 604.241 | 588.578 | 596.37 | 600.417 | 436.132 | 477.134 | 465.096 | 431.916 | 0 | 0 | 53374 | 53374 | 6088 | 2020
Vintage1982 | natural gas steam turbine | FALSE | 55727.10072.TX.ST | 10072 | N | . | Engineered Carbons Borger Cogen | Orion Engineered Carbons | 55727 | TX | WSC | MRO |  | 325 | 6 | Industrial NAICS Non-Cogen | ST | NG | NG | SWPP | AM | mcf | 639 | 625 | 578 | 202 | 422 | 305 | 0 | 475 | 509 | 565 | 649 | 559 | 639 | 625 | 578 | 202 | 422 | 305 | 0 | 475 | 509 | 565 | 649 | 559 | 1.02 | 1.02 | 1.02 | 1.02 | 1.02 | 1.02 | 0 | 1.02 | 1.02 | 1.02 | 1.02 | 1.02 | 652 | 638 | 590 | 206 | 430 | 311 | 0 | 485 | 519 | 576 | 662 | 570 | 652 | 638 | 590 | 206 | 430 | 311 | 0 | 485 | 519 | 576 | 662 | 570 | 37.623 | 36.923 | 33.549 | 7.632 | 22.675 | 14.869 | 0 | 26.16 | 29.854 | 32.774 | 38.313 | 32.025 | 5528 | 5528 | 5639 | 5639 | 312.397 | 2020
Vintage1982 | other | FALSE | 55727.10072.TX.ST | 10072 | N | . | Engineered Carbons Borger Cogen | Orion Engineered Carbons | 55727 | TX | WSC | MRO |  | 325 | 6 | Industrial NAICS Non-Cogen | ST | OG | OOG | SWPP | AM | mcf | 1894848 | 1851906 | 1713744 | 599116 | 1251338 | 903030 | 0 | 1408586 | 1507332 | 1675574 | 1922024 | 1656281 | 1894848 | 1851906 | 1713744 | 599116 | 1251338 | 903030 | 0 | 1408586 | 1507332 | 1675574 | 1922024 | 1656281 | 0.07 | 0.07 | 0.07 | 0.07 | 0.07 | 0.07 | 0 | 0.07 | 0.07 | 0.07 | 0.07 | 0.07 | 132639 | 129633 | 119962 | 41938 | 87594 | 63212 | 0 | 98601 | 105513 | 117290 | 134542 | 115940 | 132639 | 129633 | 119962 | 41938 | 87594 | 63212 | 0 | 98601 | 105513 | 117290 | 134542 | 115940 | 7656.377 | 7508.077 | 6826.451 | 1553.368 | 4614.325 | 3021.131 | 0 | 5323.84 | 6067.146 | 6670.226 | 7786.687 | 6511.975 | 16383779 | 16383779 | 1146864 | 1146864 | 63539.603 | 2020
Vintage1957 | hard coal | TRUE | 12647.10075.MN.ST | 10075 | N | . | Taconite Harbor Energy Center | ALLETE, Inc. | 12647 | MN | WNC | MRO |  | 22 | 1 | Electric Utility | ST | BIT | COL | MISO | A | short tons | 0 | 0 | 0 | 0 | 0 | 0 | 0 | 0 | 0 | 0 | 0 | 0 | 0 | 0 | 0 | 0 | 0 | 0 | 0 | 0 | 0 | 0 | 0 | 0 | 0 | 0 | 0 | 0 | 0 | 0 | 0 | 0 | 0 | 0 | 0 | 0 | 0 | 0 | 0 | 0 | 0 | 0 | 0 | 0 | 0 | 0 | 0 | 0 | 0 | 0 | 0 | 0 | 0 | 0 | 0 | 0 | 0 | 0 | 0 | 0 | 0 | 0 | 0 | 0 | 0 | 0 | 0 | 0 | 0 | 0 | 0 | 0 | 0 | 0 | 0 | 0 | 0 | 2020
Vintage1957 | petroleum | TRUE | 12647.10075.MN.ST | 10075 | N | . | Taconite Harbor Energy Center | ALLETE, Inc. | 12647 | MN | WNC | MRO |  | 22 | 1 | Electric Utility | ST | DFO | DFO | MISO | AM | barrels | 0 | 0 | 0 | 0 | 0 | 0 | 0 | 0 | 0 | 0 | 0 | 0 | 0 | 0 | 0 | 0 | 0 | 0 | 0 | 0 | 0 | 0 | 0 | 0 | 0 | 0 | 0 | 0 | 0 | 0 | 0 | 0 | 0 | 0 | 0 | 0 | 0 | 0 | 0 | 0 | 0 | 0 | 0 | 0 | 0 | 0 | 0 | 0 | 0 | 0 | 0 | 0 | 0 | 0 | 0 | 0 | 0 | 0 | 0 | 0 | 0 | 0 | 0 | 0 | 0 | 0 | 0 | 0 | 0 | 0 | 0 | 0 | 0 | 0 | 0 | 0 | 0 | 2020
Vintage1957 | hard coal | TRUE | 12647.10075.MN.ST | 10075 | N | . | Taconite Harbor Energy Center | ALLETE, Inc. | 12647 | MN | WNC | MRO |  | 22 | 1 | Electric Utility | ST | SUB | COL | MISO | AM | short tons | 0 | 0 | 0 | 0 | 0 | 0 | 0 | 0 | 0 | 0 | 0 | 0 | 0 | 0 | 0 | 0 | 0 | 0 | 0 | 0 | 0 | 0 | 0 | 0 | 0 | 0 | 0 | 0 | 0 | 0 | 0 | 0 | 0 | 0 | 0 | 0 | 0 | 0 | 0 | 0 | 0 | 0 | 0 | 0 | 0 | 0 | 0 | 0 | 0 | 0 | 0 | 0 | 0 | 0 | 0 | 0 | 0 | 0 | 0 | 0 | 0 | 0 | 0 | 0 | 0 | 0 | 0 | 0 | 0 | 0 | 0 | 0 | 0 | 0 | 0 | 0 | 0 | 2020
Vintage1986 | hydro | TRUE | 5068.10081.CO.HY | 10081 | N | . | Strontia Springs Hydro Plant | Denver City & County of | 5068 | CO | MTN | WECC |  | 22 | 2 | NAICS-22 Non-Cogen | HY | WAT | HYC | PSCO | A |  | 0 | 0 | 0 | 0 | 0 | 0 | 0 | 0 | 0 | 0 | 0 | 0 | 0 | 0 | 0 | 0 | 0 | 0 | 0 | 0 | 0 | 0 | 0 | 0 | 0 | 0 | 0 | 0 | 0 | 0 | 0 | 0 | 0 | 0 | 0 | 0 | 4455 | 4692 | 4881 | 5492 | 6247 | 6085 | 6165 | 6207 | 4509 | 4933 | 4808 | 4465 | 4455 | 4692 | 4881 | 5492 | 6247 | 6085 | 6165 | 6207 | 4509 | 4933 | 4808 | 4465 | 508.123 | 535.179 | 556.785 | 626.389 | 712.524 | 694.055 | 703.243 | 708.014 | 514.289 | 562.638 | 548.443 | 509.318 | 0 | 0 | 62939 | 62939 | 7179 | 2020
Vintage1986 | natural gas combined cycle | FALSE | 11217.10091.CA.CA | 10091 | Y | . | Total Energy Facilities | Los Angeles County Sanitation | 11217 | CA | PACC | WECC |  | 22132 | 5 | Commercial NAICS Cogen | CA | NG | NG | CISO | A | mcf | 0 | 0 | 0 | 0 | 0 | 0 | 0 | 0 | 0 | 0 | 0 | 0 | 0 | 0 | 0 | 0 | 0 | 0 | 0 | 0 | 0 | 0 | 0 | 0 | 0 | 0 | 0 | 0 | 0 | 0 | 0 | 0 | 0 | 0 | 0 | 0 | 0 | 0 | 0 | 0 | 0 | 0 | 0 | 0 | 0 | 0 | 0 | 0 | 0 | 0 | 0 | 0 | 0 | 0 | 0 | 0 | 0 | 0 | 0 | 0 | 0.459 | 0.322 | 3.294 | 5.136 | 9.102 | 30.187 | 135.331 | 28.881 | 73.7 | 85.623 | 459.082 | 2194.909 | 0 | 0 | 0 | 0 | 3026.026 | 2020
Vintage1986 | biomass | FALSE | 11217.10091.CA.CA | 10091 | Y | . | Total Energy Facilities | Los Angeles County Sanitation | 11217 | CA | PACC | WECC |  | 22132 | 5 | Commercial NAICS Cogen | CA | OBG | ORW | CISO | AM | Mcf | 0 | 0 | 0 | 0 | 0 | 0 | 0 | 0 | 0 | 0 | 0 | 0 | 0 | 0 | 0 | 0 | 0 | 0 | 0 | 0 | 0 | 0 | 0 | 0 | 0 | 0 | 0 | 0 | 0 | 0 | 0 | 0 | 0 | 0 | 0 | 0 | 0 | 0 | 0 | 0 | 0 | 0 | 0 | 0 | 0 | 0 | 0 | 0 | 0 | 0 | 0 | 0 | 0 | 0 | 0 | 0 | 0 | 0 | 0 | 0 | 2371.541 | 2324.678 | 2566.706 | 2345.864 | 2557.898 | 2001.813 | 2695.669 | 3079.119 | 2868.3 | 2761.377 | 1611.918 | 222.091 | 0 | 0 | 0 | 0 | 27406.974 | 2020
Vintage2003 | natural gas combined cycle | FALSE | 11217.10091.CA.CT | 10091 | Y | . | Total Energy Facilities | Los Angeles County Sanitation | 11217 | CA | PACC | WECC |  | 22132 | 5 | Commercial NAICS Cogen | CT | NG | NG | CISO | AM | mcf | 27 | 18 | 181 | 296 | 494 | 1950 | 6680 | 1296 | 3407 | 4225 | 30768 | 181277 | 27 | 18 | 181 | 296 | 494 | 1950 | 6680 | 1296 | 3407 | 4225 | 28995 | 131161 | 1 | 1 | 1 | 1 | 1 | 1 | 1 | 1 | 1 | 1 | 1 | 1 | 27 | 18 | 181 | 296 | 494 | 1950 | 6680 | 1296 | 3407 | 4225 | 30768 | 181277 | 27 | 18 | 181 | 296 | 494 | 1950 | 6680 | 1296 | 3407 | 4225 | 28995 | 131161 | 2.188 | 1.472 | 14.425 | 23.858 | 40.093 | 160.53 | 533.485 | 102.804 | 270.475 | 351.396 | 2422.647 | 10868.298 | 230619 | 178730 | 230619 | 178730 | 14791.671 | 2020
Vintage2003 | biomass | FALSE | 11217.10091.CA.CT | 10091 | Y | . | Total Energy Facilities | Los Angeles County Sanitation | 11217 | CA | PACC | WECC |  | 22132 | 5 | Commercial NAICS Cogen | CT | OBG | ORW | CISO | AM | Mcf | 218020 | 203303 | 220384 | 211264 | 216914 | 202052 | 207905 | 215890 | 207181 | 212902 | 168800 | 28660 | 218020 | 203303 | 220384 | 211264 | 216914 | 202052 | 207905 | 215890 | 207181 | 212902 | 159075 | 20736 | 0.64 | 0.64 | 0.64 | 0.64 | 0.64 | 0.64 | 0.64 | 0.64 | 0.64 | 0.64 | 0.64 | 0.64 | 139533 | 130114 | 141046 | 135209 | 138825 | 129313 | 133059 | 138170 | 132596 | 136257 | 108032 | 18342 | 139533 | 130114 | 141046 | 135209 | 138825 | 129313 | 133059 | 138170 | 132596 | 136257 | 101808 | 13271 | 11308.812 | 10640.528 | 11240.575 | 10898.142 | 11266.907 | 10645.47 | 10626.515 | 10960.196 | 10526.525 | 11332.604 | 8506.353 | 1099.702 | 2313275 | 2295626 | 1480496 | 1469201 | 119052.33 | 2020
Vintage1982 | petroleum | FALSE | 58553.10093.HI.GT | 10093 | Y | . | Tesoro Hawaii | PAR Petroleum | 58553 | HI | PACN |  |  | 32411 | 7 | Industrial NAICS Cogen | GT | DFO | DFO | NA | M | barrels | 0 | 0 | 0 | 0 | 0 | 0 | 0 | 0 | 0 | 0 | 0 | 0 | 0 | 0 | 0 | 0 | 0 | 0 | 0 | 0 | 0 | 0 | 0 | 0 | 0 | 0 | 0 | 0 | 0 | 0 | 0 | 0 | 0 | 0 | 0 | 0 | 0 | 0 | 0 | 0 | 0 | 0 | 0 | 0 | 0 | 0 | 0 | 0 | 0 | 0 | 0 | 0 | 0 | 0 | 0 | 0 | 0 | 0 | 0 | 0 | 0 | 0 | 0 | 0 | 0 | 0 | 0 | 0 | 0 | 0 | 0 | 0 | 0 | 0 | 0 | 0 | 0 | 2020
Vintage1982 | petroleum | FALSE | 58553.10093.HI.GT | 10093 | Y | . | Tesoro Hawaii | PAR Petroleum | 58553 | HI | PACN |  |  | 32411 | 7 | Industrial NAICS Cogen | GT | JF | WOO | NA | M | barrels | 0 | 0 | 0 | 0 | 0 | 9375 | 26354 | 14681 | 20500 | 31000 | 27639 | 28738 | 0 | 0 | 0 | 0 | 0 | 4150 | 12114 | 6000 | 8816 | 12950 | 11885 | 12640 | 0 | 0 | 0 | 0 | 0 | 5.5 | 5.44 | 5.2 | 5.2 | 5.2 | 5.22 | 5.2 | 0 | 0 | 0 | 0 | 0 | 51563 | 143366 | 76341 | 106600 | 161200 | 144276 | 149438 | 0 | 0 | 0 | 0 | 0 | 22826 | 65902 | 31199 | 45844 | 67339 | 62039 | 65729 | 0 | 0 | 0 | 0 | 0 | 4917.181 | 14196.28 | 6720.84 | 9875.46 | 14505.96 | 13364.26 | 14159.04 | 158287 | 68555 | 832784 | 360878 | 77739.021 | 2020
Vintage1982 | petroleum | FALSE | 58553.10093.HI.GT | 10093 | Y | . | Tesoro Hawaii | PAR Petroleum | 58553 | HI | PACN |  |  | 32411 | 7 | Industrial NAICS Cogen | GT | KER | WOO | NA | M | barrels | 0 | 0 | 0 | 0 | 0 | 0 | 0 | 0 | 0 | 0 | 0 | 0 | 0 | 0 | 0 | 0 | 0 | 0 | 0 | 0 | 0 | 0 | 0 | 0 | 0 | 0 | 0 | 0 | 0 | 0 | 0 | 0 | 0 | 0 | 0 | 0 | 0 | 0 | 0 | 0 | 0 | 0 | 0 | 0 | 0 | 0 | 0 | 0 | 0 | 0 | 0 | 0 | 0 | 0 | 0 | 0 | 0 | 0 | 0 | 0 | 0 | 0 | 0 | 0 | 0 | 0 | 0 | 0 | 0 | 0 | 0 | 0 | 0 | 0 | 0 | 0 | 0 | 2020
Vintage1982 | petroleum | FALSE | 58553.10093.HI.GT | 10093 | Y | . | Tesoro Hawaii | PAR Petroleum | 58553 | HI | PACN |  |  | 32411 | 7 | Industrial NAICS Cogen | GT | RFO | RFO | NA | M | barrels | 0 | 0 | 0 | 0 | 0 | 0 | 0 | 0 | 0 | 0 | 0 | 0 | 0 | 0 | 0 | 0 | 0 | 0 | 0 | 0 | 0 | 0 | 0 | 0 | 0 | 0 | 0 | 0 | 0 | 0 | 0 | 0 | 0 | 0 | 0 | 0 | 0 | 0 | 0 | 0 | 0 | 0 | 0 | 0 | 0 | 0 | 0 | 0 | 0 | 0 | 0 | 0 | 0 | 0 | 0 | 0 | 0 | 0 | 0 | 0 | 0 | 0 | 0 | 0 | 0 | 0 | 0 | 0 | 0 | 0 | 0 | 0 | 0 | 0 | 0 | 0 | 0 | 2020
Vintage1982 | petroleum | FALSE | 58553.10093.HI.GT | 10093 | Y | . | Tesoro Hawaii | PAR Petroleum | 58553 | HI | PACN |  |  | 32411 | 7 | Industrial NAICS Cogen | GT | WO | WOO | NA | M | barrels | 35652 | 33177 | 34291 | 32000 | 35689 | 20516 | 0 | 0 | 0 | 0 | 0 | 0 | 15225 | 14369 | 14696 | 13670 | 15424 | 9082 | 0 | 0 | 0 | 0 | 0 | 0 | 4.6 | 4.54 | 4.56 | 4.5 | 4.5 | 4.6 | 0 | 0 | 0 | 0 | 0 | 0 | 163999 | 150624 | 156367 | 144000 | 160601 | 94374 | 0 | 0 | 0 | 0 | 0 | 0 | 70037 | 65237 | 67016 | 61516 | 69409 | 41779 | 0 | 0 | 0 | 0 | 0 | 0 | 15087.1 | 14053.2 | 14436.38 | 13251.56 | 14951.86 | 8999.799 | 0 | 0 | 0 | 0 | 0 | 0 | 191325 | 82466 | 869965 | 374994 | 80779.899 | 2020
Vintage1992 | petroleum | TRUE | 50160.10099.NJ.CA | 10099 | N | . | Pedricktown Cogeneration Company LP | Pedricktown Cogeneration Company LP | 50160 | NJ | MAT | RFC |  | 22 | 2 | NAICS-22 Non-Cogen | CA | DFO | DFO | PJM | A | barrels | 0 | 0 | 0 | 0 | 0 | 0 | 0 | 0 | 0 | 0 | 0 | 0 | 0 | 0 | 0 | 0 | 0 | 0 | 0 | 0 | 0 | 0 | 0 | 0 | 0 | 0 | 0 | 0 | 0 | 0 | 0 | 0 | 0 | 0 | 0 | 0 | 0 | 0 | 0 | 0 | 0 | 0 | 0 | 0 | 0 | 0 | 0 | 0 | 0 | 0 | 0 | 0 | 0 | 0 | 0 | 0 | 0 | 0 | 0 | 0 | 0 | 0 | 0 | 0 | 0 | 0 | 0 | 0 | 0 | 0 | 0 | 0 | 0 | 0 | 0 | 0 | 0 | 2020
Vintage1992 | natural gas combined cycle | TRUE | 50160.10099.NJ.CA | 10099 | N | . | Pedricktown Cogeneration Company LP | Pedricktown Cogeneration Company LP | 50160 | NJ | MAT | RFC |  | 22 | 2 | NAICS-22 Non-Cogen | CA | NG | NG | PJM | AM | mcf | 0 | 0 | 0 | 0 | 0 | 0 | 21166 | 12466 | 3332 | 2110 | 19005 | 476 | 0 | 0 | 0 | 0 | 0 | 0 | 21166 | 12466 | 3332 | 2110 | 19005 | 476 | 0 | 0 | 0 | 0 | 0 | 0 | 1.02 | 1.02 | 1.02 | 1.02 | 1.02 | 1.02 | 0 | 0 | 0 | 0 | 0 | 0 | 21589 | 12715 | 3399 | 2152 | 19385 | 486 | 0 | 0 | 0 | 0 | 0 | 0 | 21589 | 12715 | 3399 | 2152 | 19385 | 486 | 0 | 0 | 0 | 0 | 0 | 843 | 6426 | 3759 | 1092 | 629 | 5920 | 156 | 58555 | 58555 | 59726 | 59726 | 18825 | 2020
Vintage1992 | petroleum | TRUE | 50160.10099.NJ.CT | 10099 | N | . | Pedricktown Cogeneration Company LP | Pedricktown Cogeneration Company LP | 50160 | NJ | MAT | RFC |  | 22 | 2 | NAICS-22 Non-Cogen | CT | DFO | DFO | PJM | AM | barrels | 0 | 0 | 0 | 0 | 0 | 0 | 0 | 0 | 0 | 0 | 0 | 0 | 0 | 0 | 0 | 0 | 0 | 0 | 0 | 0 | 0 | 0 | 0 | 0 | 0 | 0 | 0 | 0 | 0 | 0 | 0 | 0 | 0 | 0 | 0 | 0 | 0 | 0 | 0 | 0 | 0 | 0 | 0 | 0 | 0 | 0 | 0 | 0 | 0 | 0 | 0 | 0 | 0 | 0 | 0 | 0 | 0 | 0 | 0 | 0 | 0 | 0 | 0 | 0 | 0 | 0 | 0 | 0 | 0 | 0 | 0 | 0 | 0 | 0 | 0 | 0 | 0 | 2020
Vintage1992 | petroleum | TRUE | 50160.10099.NJ.CT | 10099 | N | . | Pedricktown Cogeneration Company LP | Pedricktown Cogeneration Company LP | 50160 | NJ | MAT | RFC |  | 22 | 2 | NAICS-22 Non-Cogen | CT | KER | WOO | PJM | A | barrels | 0 | 0 | 0 | 0 | 0 | 0 | 0 | 0 | 0 | 0 | 0 | 0 | 0 | 0 | 0 | 0 | 0 | 0 | 0 | 0 | 0 | 0 | 0 | 0 | 0 | 0 | 0 | 0 | 0 | 0 | 0 | 0 | 0 | 0 | 0 | 0 | 0 | 0 | 0 | 0 | 0 | 0 | 0 | 0 | 0 | 0 | 0 | 0 | 0 | 0 | 0 | 0 | 0 | 0 | 0 | 0 | 0 | 0 | 0 | 0 | 0 | 0 | 0 | 0 | 0 | 0 | 0 | 0 | 0 | 0 | 0 | 0 | 0 | 0 | 0 | 0 | 0 | 2020
Vintage1992 | natural gas combined cycle | TRUE | 50160.10099.NJ.CT | 10099 | N | . | Pedricktown Cogeneration Company LP | Pedricktown Cogeneration Company LP | 50160 | NJ | MAT | RFC |  | 22 | 2 | NAICS-22 Non-Cogen | CT | NG | NG | PJM | AM | mcf | 0 | 0 | 0 | 30 | 45 | 21861 | 165021 | 98462 | 30238 | 18878 | 148208 | 5115 | 0 | 0 | 0 | 30 | 45 | 21861 | 165021 | 98462 | 30238 | 18878 | 148208 | 5115 | 0 | 0 | 0 | 1.02 | 1.02 | 1.02 | 1.02 | 1.02 | 1.02 | 1.02 | 1.02 | 1.02 | 0 | 0 | 0 | 31 | 46 | 22298 | 168321 | 100431 | 30843 | 19256 | 151172 | 5217 | 0 | 0 | 0 | 31 | 46 | 22298 | 168321 | 100431 | 30843 | 19256 | 151172 | 5217 | 0 | 0 | 0 | 0 | 0 | 1660 | 12287 | 7311 | 2210 | 1397 | 11760 | 398 | 487858 | 487858 | 497615 | 497615 | 37023 | 2020
Vintage2000 | petroleum | FALSE | 6636.10108.NH.GT | 10108 | Y | . | Hampton Facility | Foss Manufacturing Company LLC | 6636 | NH | NEW | NPCC |  | 314 | 7 | Industrial NAICS Cogen | GT | DFO | DFO | ISNE | M | barrels | 0 | 0 | 0 | 0 | 0 | 0 | 0 | 0 | 0 | 0 | 0 | 0 | 0 | 0 | 0 | 0 | 0 | 0 | 0 | 0 | 0 | 0 | 0 | 0 | 0 | 0 | 0 | 0 | 0 | 0 | 0 | 0 | 0 | 0 | 0 | 0 | 0 | 0 | 0 | 0 | 0 | 0 | 0 | 0 | 0 | 0 | 0 | 0 | 0 | 0 | 0 | 0 | 0 | 0 | 0 | 0 | 0 | 0 | 0 | 0 | 0 | 0 | 0 | 0 | 0 | 0 | 0 | 0 | 0 | 0 | 0 | 0 | 0 | 0 | 0 | 0 | 0 | 2020
Vintage2000 | natural gas peaker | FALSE | 6636.10108.NH.GT | 10108 | Y | . | Hampton Facility | Foss Manufacturing Company LLC | 6636 | NH | NEW | NPCC |  | 314 | 7 | Industrial NAICS Cogen | GT | NG | NG | ISNE | M | mcf | 30967 | 29134 | 30671 | 15021 | 24847 | 27165 | 26968 | 27083 | 28902 | 31533 | 30124 | 18173 | 16656 | 15791 | 16410 | 7775 | 13393 | 14687 | 14473 | 13968 | 15710 | 17729 | 16656 | 10698 | 1.02 | 1.02 | 1.02 | 1.02 | 1.02 | 1.02 | 1.02 | 1.02 | 1.02 | 1.02 | 1.02 | 1.02 | 31586 | 29717 | 31284 | 15321 | 25344 | 27708 | 27507 | 27625 | 29480 | 32164 | 30726 | 18536 | 16989 | 16107 | 16738 | 7931 | 13661 | 14981 | 14762 | 14247 | 16024 | 18084 | 16989 | 10912 | 2639 | 2502 | 2600 | 1232 | 2122 | 2327 | 2293 | 2213 | 2489 | 2809 | 2639 | 1695 | 320588 | 173946 | 326998 | 177425 | 27560 | 2020
Vintage1985 | hydro | TRUE | 57280.10109.NH.HY | 10109 | N | . | Stevens Mills Dam | Eagle Creek Renewable Energy, LLC | 57280 | NH | NEW | NPCC |  | 22 | 2 | NAICS-22 Non-Cogen | HY | WAT | HYC | ISNE | A |  | 0 | 0 | 0 | 0 | 0 | 0 | 0 | 0 | 0 | 0 | 0 | 0 | 0 | 0 | 0 | 0 | 0 | 0 | 0 | 0 | 0 | 0 | 0 | 0 | 0 | 0 | 0 | 0 | 0 | 0 | 0 | 0 | 0 | 0 | 0 | 0 | 5565 | 4743 | 6472 | 6983 | 6293 | 2083 | 2646 | 1430 | 814 | 3029 | 3571 | 4817 | 5565 | 4743 | 6472 | 6983 | 6293 | 2083 | 2646 | 1430 | 814 | 3029 | 3571 | 4817 | 634.775 | 540.993 | 738.256 | 796.536 | 717.821 | 237.59 | 301.78 | 163.16 | 92.88 | 345.445 | 407.335 | 549.429 | 0 | 0 | 48446 | 48446 | 5526 | 2020
Vintage1986 | natural gas peaker | FALSE | 15743.10110.CA.GT | 10110 | Y | . | Frito-Lay Cogen Plant | Frito-Lay Inc | 15743 | CA | PACC | WECC |  | 311 | 7 | Industrial NAICS Cogen | GT | NG | NG | CISO | A | mcf | 23532 | 20779 | 23066 | 16313 | 15338 | 21576 | 30183 | 37535 | 32687 | 33946 | 27115 | 30055 | 15098 | 13333 | 14801 | 10468 | 9842 | 13845 | 19368 | 24084 | 20974 | 21782 | 17399 | 19285 | 1.031 | 1.031 | 1.031 | 1.031 | 1.031 | 1.031 | 1.031 | 1.031 | 1.031 | 1.031 | 1.031 | 1.031 | 24261 | 21423 | 23781 | 16819 | 15813 | 22245 | 31119 | 38699 | 33700 | 34998 | 27956 | 30987 | 15566 | 13746 | 15260 | 10792 | 10147 | 14274 | 19968 | 24831 | 21624 | 22457 | 17938 | 19883 | 1888.588 | 1667.803 | 1851.373 | 1309.291 | 1231.089 | 1731.785 | 2422.585 | 3012.653 | 2623.551 | 2724.624 | 2176.333 | 2412.325 | 312125 | 200279 | 321801 | 206486 | 25052 | 2020
Vintage1988 | petroleum | TRUE | 7199.10113.PA.ST | 10113 | Y | . | John B Rich Memorial Power Station | Gilberton Power Co | 7199 | PA | MAT | RFC |  | 22 | 3 | NAICS-22 Cogen | ST | DFO | DFO | PJM | AM | barrels | 0 | 695 | 98 | 486 | 253 | 0 | 159 | 0 | 0 | 141 | 0 | 0 | 0 | 695 | 95 | 466 | 251 | 0 | 159 | 0 | 0 | 123 | 0 | 0 | 0 | 5.798 | 5.798 | 5.798 | 5.798 | 0 | 5.798 | 0 | 0 | 5.798 | 0 | 0 | 0 | 4030 | 568 | 2818 | 1467 | 0 | 922 | 0 | 0 | 818 | 0 | 0 | 0 | 4030 | 548 | 2699 | 1454 | 0 | 922 | 0 | 0 | 712 | 0 | 0 | 0 | 291.371 | 38.585 | 190.098 | 104.351 | 0 | 67.422 | 0 | 0 | 50.956 | 0 | 0 | 1832 | 1789 | 10623 | 10365 | 742.783 | 2020
Vintage1988 | hard coal | TRUE | 7199.10113.PA.ST | 10113 | Y | . | John B Rich Memorial Power Station | Gilberton Power Co | 7199 | PA | MAT | RFC |  | 22 | 3 | NAICS-22 Cogen | ST | WC | WOC | PJM | AM | short tons | 61144 | 53479 | 67338 | 49578 | 64742 | 65005 | 68614 | 65839 | 61239 | 58651 | 64414 | 65445 | 61144 | 53479 | 64936 | 47480 | 64174 | 63990 | 68614 | 63693 | 58593 | 51062 | 62559 | 60195 | 12.276 | 12.064 | 11.7 | 11.55 | 11.864 | 11.938 | 11.346 | 12.4 | 12.854 | 14.332 | 11.93 | 13.022 | 750604 | 645171 | 787855 | 572626 | 768099 | 776030 | 778494 | 816404 | 787166 | 840586 | 768459 | 852225 | 750604 | 645171 | 759747 | 548390 | 761355 | 763909 | 778494 | 789790 | 753155 | 731819 | 746331 | 783863 | 55483 | 46650.629 | 53500.415 | 38630.902 | 54640.649 | 54893 | 56935.578 | 56626 | 54009 | 52394.044 | 53511 | 56262 | 745488 | 719919 | 9143719 | 8812628 | 633536.22 | 2020
Vintage2016 | natural gas peaker | FALSE | 7726.10115.CA.GT | 10115 | Y | . | Grossmont Hospital | Sharp Grossmont Hospital | 7726 | CA | PACC | WECC |  | 622 | 5 | Commercial NAICS Cogen | GT | NG | NG | CISO | A | mcf | 26951 | 23799 | 26418 | 18683 | 17567 | 24712 | 34569 | 42989 | 37437 | 38879 | 31055 | 34423 | 12145 | 10725 | 11906 | 8419 | 7916 | 11137 | 15579 | 19373 | 16871 | 17521 | 13995 | 15513 | 1.04 | 1.04 | 1.04 | 1.04 | 1.04 | 1.04 | 1.04 | 1.04 | 1.04 | 1.04 | 1.04 | 1.04 | 28029 | 24751 | 27475 | 19430 | 18270 | 25700 | 35952 | 44709 | 38934 | 40434 | 32297 | 35800 | 12631 | 11154 | 12382 | 8756 | 8233 | 11582 | 16202 | 20148 | 17546 | 18222 | 14555 | 16133 | 2061.15 | 1820.19 | 2020.532 | 1428.921 | 1343.573 | 1890.018 | 2643.936 | 3287.919 | 2863.265 | 2973.573 | 2375.184 | 2632.739 | 357482 | 161100 | 371781 | 167544 | 27341 | 2020
Vintage1987 | hydro | TRUE | 9357.10116.NY.HY | 10116 | N | . | Hampshire Paper | Hampshire Paper Co Inc | 9357 | NY | MAT | NPCC |  | 22 | 2 | NAICS-22 Non-Cogen | HY | WAT | HYC | NYIS | A |  | 0 | 0 | 0 | 0 | 0 | 0 | 0 | 0 | 0 | 0 | 0 | 0 | 0 | 0 | 0 | 0 | 0 | 0 | 0 | 0 | 0 | 0 | 0 | 0 | 0 | 0 | 0 | 0 | 0 | 0 | 0 | 0 | 0 | 0 | 0 | 0 | 10261 | 9575 | 10168 | 9971 | 10416 | 9744 | 10225 | 10028 | 9525 | 9572 | 9466 | 10000 | 10261 | 9575 | 10168 | 9971 | 10416 | 9744 | 10225 | 10028 | 9525 | 9572 | 9466 | 10000 | 1170.398 | 1092.117 | 1159.827 | 1137.359 | 1188.035 | 1111.451 | 1166.32 | 1143.796 | 1086.454 | 1091.818 | 1079.785 | 1140.64 | 0 | 0 | 118951 | 118951 | 13568 | 2020
Vintage2006 | municipal solid waste | TRUE | 8181.10118.PA.ST | 10118 | Y | . | Harrisburg Facility | Harrisburg Authority | 8181 | PA | MAT | RFC |  | 22 | 3 | NAICS-22 Cogen | ST | MSB | MLG | PJM | M | short tons | 16011 | 14303 | 13169 | 13531 | 15359 | 10639 | 15430 | 15347 | 11653 | 15253 | 15737 | 14628 | 4452 | 3995 | 3677 | 4105 | 4379 | 2733 | 4349 | 4322 | 2929 | 4261 | 4585 | 4316 | 6.883 | 6.883 | 6.993 | 6.543 | 6.868 | 6.698 | 6.883 | 6.883 | 7.089 | 7.171 | 6.883 | 6.639 | 110204 | 98448 | 92091 | 88533 | 105486 | 71260 | 106205 | 105633 | 82608 | 109379 | 108318 | 97115 | 30646 | 27498 | 25716 | 26857 | 30077 | 18306 | 29932 | 29747 | 20762 | 30554 | 31560 | 28652 | 4695.744 | 4185.347 | 3963.096 | 4104.215 | 4601.96 | 2803.404 | 4619.766 | 4595.455 | 3222.353 | 4744.503 | 4896.91 | 4493.393 | 171060 | 48103 | 1175280 | 330307 | 50926.146 | 2020
Vintage2006 | municipal solid waste | TRUE | 8181.10118.PA.ST | 10118 | Y | . | Harrisburg Facility | Harrisburg Authority | 8181 | PA | MAT | RFC |  | 22 | 3 | NAICS-22 Cogen | ST | MSN | OTH | PJM | M | short tons | 10236 | 9145 | 8419 | 8649 | 9819 | 6802 | 9865 | 9813 | 7450 | 9753 | 10061 | 9351 | 2846 | 2554 | 2351 | 2624 | 2800 | 1747 | 2780 | 2763 | 1872 | 2724 | 2931 | 2759 | 13.158 | 13.157 | 13.369 | 12.511 | 13.13 | 12.806 | 13.158 | 13.157 | 13.553 | 13.707 | 13.158 | 12.693 | 134685 | 120321 | 112554 | 108208 | 128923 | 87106 | 129804 | 129110 | 100970 | 133684 | 132383 | 118692 | 37454 | 33608 | 31430 | 32825 | 36760 | 22376 | 36583 | 36358 | 25377 | 37344 | 38572 | 35018 | 5738.895 | 5115.253 | 4843.704 | 5016.274 | 5624.471 | 3426.809 | 5646.291 | 5616.761 | 3938.602 | 5798.777 | 5984.852 | 5491.729 | 109363 | 30751 | 1436440 | 403705 | 62242.418 | 2020
Vintage2006 | natural gas steam turbine | TRUE | 8181.10118.PA.ST | 10118 | Y | . | Harrisburg Facility | Harrisburg Authority | 8181 | PA | MAT | RFC |  | 22 | 3 | NAICS-22 Cogen | ST | NG | NG | PJM | M | mcf | 1487 | 2244 | 1608 | 3031 | 2374 | 4265 | 1470 | 1765 | 3744 | 1469 | 1067 | 3758 | 414 | 627 | 449 | 919 | 677 | 1096 | 414 | 497 | 941 | 410 | 311 | 1109 | 1 | 1 | 1 | 1 | 1 | 1 | 1 | 1 | 1 | 1 | 1 | 1 | 1487 | 2244 | 1608 | 3031 | 2374 | 4265 | 1470 | 1765 | 3744 | 1469 | 1067 | 3758 | 414 | 627 | 449 | 919 | 677 | 1096 | 414 | 497 | 941 | 410 | 311 | 1109 | 63.361 | 95.4 | 69.2 | 140.511 | 103.569 | 167.787 | 63.943 | 76.784 | 146.045 | 63.72 | 48.238 | 173.878 | 28282 | 7864 | 28282 | 7864 | 1212.436 | 2020
Vintage1980 | petroleum | FALSE | 8486.10120.GA.ST | 10120 | Y | . | PInova Inc | PInova Inc | 8486 | GA | SAT | SERC |  | 325 | 7 | Industrial NAICS Cogen | ST | DFO | DFO | SOCO | A | barrels | 0 | 0 | 0 | 0 | 0 | 0 | 0 | 0 | 0 | 0 | 0 | 0 | 0 | 0 | 0 | 0 | 0 | 0 | 0 | 0 | 0 | 0 | 0 | 0 | 0 | 0 | 0 | 0 | 0 | 0 | 0 | 0 | 0 | 0 | 0 | 0 | 0 | 0 | 0 | 0 | 0 | 0 | 0 | 0 | 0 | 0 | 0 | 0 | 0 | 0 | 0 | 0 | 0 | 0 | 0 | 0 | 0 | 0 | 0 | 0 | 0 | 0 | 0 | 0 | 0 | 0 | 0 | 0 | 0 | 0 | 0 | 0 | 0 | 0 | 0 | 0 | 0 | 2020
Vintage1980 | natural gas steam turbine | FALSE | 8486.10120.GA.ST | 10120 | Y | . | PInova Inc | PInova Inc | 8486 | GA | SAT | SERC |  | 325 | 7 | Industrial NAICS Cogen | ST | NG | NG | SOCO | A | mcf | 66812 | 74354 | 59433 | 55740 | 73063 | 82494 | 87548 | 85424 | 65980 | 63820 | 67386 | 74149 | 670 | 747 | 596 | 559 | 734 | 828 | 878 | 857 | 662 | 641 | 676 | 745 | 1.01 | 1.01 | 1.01 | 1.01 | 1.01 | 1.01 | 1.01 | 1.01 | 1.01 | 1.01 | 1.01 | 1.01 | 67480 | 75098 | 60027 | 56297 | 73794 | 83319 | 88423 | 86278 | 66640 | 64458 | 68060 | 74890 | 677 | 754 | 602 | 565 | 741 | 836 | 887 | 866 | 669 | 647 | 683 | 752 | 138.938 | 154.626 | 123.596 | 115.915 | 151.941 | 171.554 | 182.064 | 177.646 | 137.211 | 132.719 | 140.135 | 154.199 | 856203 | 8593 | 864764 | 8679 | 1780.544 | 2020
Vintage1980 | biomass | FALSE | 8486.10120.GA.ST | 10120 | Y | . | PInova Inc | PInova Inc | 8486 | GA | SAT | SERC |  | 325 | 7 | Industrial NAICS Cogen | ST | OBL | ORW | SOCO | A | barrels | 419 | 468 | 336 | 371 | 232 | 303 | 359 | 386 | 379 | 363 | 314 | 388 | 4 | 5 | 3 | 4 | 2 | 3 | 4 | 4 | 4 | 4 | 3 | 4 | 5.48 | 5.48 | 5.48 | 5.48 | 5.48 | 5.48 | 5.48 | 5.48 | 5.48 | 5.48 | 5.48 | 5.48 | 2296 | 2565 | 1841 | 2033 | 1271 | 1660 | 1967 | 2115 | 2077 | 1989 | 1721 | 2126 | 23 | 26 | 18 | 20 | 13 | 17 | 20 | 21 | 21 | 20 | 17 | 21 | 4.721 | 5.281 | 3.786 | 4.186 | 2.617 | 3.422 | 4.05 | 4.358 | 4.279 | 4.093 | 3.548 | 4.38 | 4318 | 44 | 23661 | 237 | 48.721 | 2020
Vintage1980 | petroleum | FALSE | 8486.10120.GA.ST | 10120 | Y | . | PInova Inc | PInova Inc | 8486 | GA | SAT | SERC |  | 325 | 7 | Industrial NAICS Cogen | ST | RFO | RFO | SOCO | A | barrels | 0 | 0 | 0 | 0 | 0 | 0 | 0 | 0 | 0 | 0 | 0 | 0 | 0 | 0 | 0 | 0 | 0 | 0 | 0 | 0 | 0 | 0 | 0 | 0 | 0 | 0 | 0 | 0 | 0 | 0 | 0 | 0 | 0 | 0 | 0 | 0 | 0 | 0 | 0 | 0 | 0 | 0 | 0 | 0 | 0 | 0 | 0 | 0 | 0 | 0 | 0 | 0 | 0 | 0 | 0 | 0 | 0 | 0 | 0 | 0 | 0 | 0 | 0 | 0 | 0 | 0 | 0 | 0 | 0 | 0 | 0 | 0 | 0 | 0 | 0 | 0 | 0 | 2020
Vintage1980 | biomass | FALSE | 8486.10120.GA.ST | 10120 | Y | . | PInova Inc | PInova Inc | 8486 | GA | SAT | SERC |  | 325 | 7 | Industrial NAICS Cogen | ST | WDS | WWW | SOCO | A | short tons | 14370 | 13594 | 15243 | 12514 | 16382 | 14226 | 14802 | 13974 | 14367 | 14163 | 14398 | 15701 | 144 | 136 | 153 | 126 | 164 | 143 | 149 | 140 | 144 | 142 | 145 | 158 | 8 | 8 | 8 | 8 | 8 | 8 | 8 | 8 | 8 | 8 | 8 | 8 | 114960 | 108752 | 121944 | 100112 | 131056 | 113808 | 118416 | 111792 | 114936 | 113304 | 115184 | 125608 | 1154 | 1091 | 1224 | 1005 | 1315 | 1142 | 1188 | 1122 | 1153 | 1137 | 1156 | 1261 | 236.718 | 223.913 | 251.085 | 206.135 | 269.837 | 234.328 | 243.814 | 230.177 | 236.645 | 233.292 | 237.169 | 258.622 | 173734 | 1744 | 1389872 | 13948 | 2861.735 | 2020
Vintage1988 | hydro | TRUE | 8596.10121.GA.HY | 10121 | N | . | High Shoals Hydro (GA) | High Shoals Hydro | 8596 | GA | SAT | SERC |  | 22 | 2 | NAICS-22 Non-Cogen | HY | WAT | HYC | SOCO | A |  | 0 | 0 | 0 | 0 | 0 | 0 | 0 | 0 | 0 | 0 | 0 | 0 | 0 | 0 | 0 | 0 | 0 | 0 | 0 | 0 | 0 | 0 | 0 | 0 | 0 | 0 | 0 | 0 | 0 | 0 | 0 | 0 | 0 | 0 | 0 | 0 | 0 | 0 | 0 | 0 | 0 | 0 | 0 | 0 | 0 | 0 | 0 | 0 | 0 | 0 | 0 | 0 | 0 | 0 | 0 | 0 | 0 | 0 | 0 | 0 | 0 | 0 | 0 | 0 | 0 | 0 | 0 | 0 | 0 | 0 | 0 | 0 | 0 | 0 | 0 | 0 | 0 | 2020
Vintage2002 | petroleum | FALSE | 62860.10122.NJ.GT | 10122 | Y | . | CIP II/AR Bridgewater Holdings - NJCOE | COE Bridgewater LLC c/o Thor Equities, LLC | 62860 | NJ | MAT | RFC |  | 53 | 5 | Commercial NAICS Cogen | GT | DFO | DFO | PJM | M | barrels | 0 | 0 | 0 | 0 | 0 | 0 | 3 | 0 | 0 | 0 | 0 | 8 | 0 | 0 | 0 | 0 | 0 | 0 | 1 | 0 | 0 | 0 | 0 | 2 | 0 | 0 | 0 | 0 | 0 | 0 | 5.583 | 0 | 0 | 0 | 0 | 5.583 | 0 | 0 | 0 | 0 | 0 | 0 | 17 | 0 | 0 | 0 | 0 | 45 | 0 | 0 | 0 | 0 | 0 | 0 | 4 | 0 | 0 | 0 | 0 | 12 | 0 | 0 | 0 | 0 | 0 | 0 | 0.991 | 0 | 0 | 0 | 0 | 2.734 | 11 | 3 | 62 | 16 | 3.725 | 2020
Vintage2002 | natural gas peaker | FALSE | 62860.10122.NJ.GT | 10122 | Y | . | CIP II/AR Bridgewater Holdings - NJCOE | COE Bridgewater LLC c/o Thor Equities, LLC | 62860 | NJ | MAT | RFC |  | 53 | 5 | Commercial NAICS Cogen | GT | NG | NG | PJM | M | mcf | 43240 | 39149 | 40542 | 35665 | 35690 | 43964 | 45469 | 46284 | 43035 | 22327 | 41148 | 42452 | 11640 | 10835 | 11640 | 10061 | 10079 | 12018 | 12004 | 12547 | 11544 | 6349 | 11281 | 11600 | 0.95 | 0.95 | 0.95 | 0.95 | 0.95 | 0.95 | 0.95 | 0.95 | 0.95 | 0.95 | 0.95 | 0.95 | 41078 | 37192 | 38515 | 33882 | 33906 | 41766 | 43196 | 43970 | 40883 | 21211 | 39091 | 40329 | 11058 | 10293 | 11058 | 9558 | 9575 | 11417 | 11404 | 11920 | 10967 | 6032 | 10717 | 11020 | 2477.44 | 2305.94 | 2477.44 | 2141.3 | 2145.22 | 2557.8 | 2554.849 | 2670.5 | 2456.86 | 1351.42 | 2401 | 2468.826 | 478965 | 131598 | 455019 | 125019 | 28008.595 | 2020
Vintage2004 | petroleum | FALSE | 60557.10123.NJ.GT | 10123 | Y | . | Hoffmann LaRoche | PB Nutclif Master, LLC | 60557 | NJ | MAT | RFC |  | 325 | 7 | Industrial NAICS Cogen | GT | DFO | DFO | PJM | M | barrels | 0 | 0 | 0 | 0 | 0 | 0 | 0 | 0 | 0 | 0 | 0 | 0 | 0 | 0 | 0 | 0 | 0 | 0 | 0 | 0 | 0 | 0 | 0 | 0 | 0 | 0 | 0 | 0 | 0 | 0 | 0 | 0 | 0 | 0 | 0 | 0 | 0 | 0 | 0 | 0 | 0 | 0 | 0 | 0 | 0 | 0 | 0 | 0 | 0 | 0 | 0 | 0 | 0 | 0 | 0 | 0 | 0 | 0 | 0 | 0 | 0 | 0 | 0 | 0 | 0 | 0 | 0 | 0 | 0 | 0 | 0 | 0 | 0 | 0 | 0 | 0 | 0 | 2020
Vintage2004 | natural gas peaker | FALSE | 60557.10123.NJ.GT | 10123 | Y | . | Hoffmann LaRoche | PB Nutclif Master, LLC | 60557 | NJ | MAT | RFC |  | 325 | 7 | Industrial NAICS Cogen | GT | NG | NG | PJM | M | mcf | 38212 | 35212 | 38907 | 36325 | 39107 | 41426 | 64499 | 63977 | 47214 | 46582 | 43920 | 45245 | 11641 | 10329 | 11690 | 11061 | 11816 | 12771 | 19058 | 18945 | 14408 | 14070 | 13660 | 14010 | 1 | 1 | 1 | 1 | 1 | 1 | 1 | 1 | 1 | 1 | 1 | 1 | 38212 | 35212 | 38907 | 36325 | 39107 | 41426 | 64499 | 63977 | 47214 | 46582 | 43920 | 45245 | 11641 | 10329 | 11690 | 11061 | 11816 | 12771 | 19058 | 18945 | 14408 | 14070 | 13660 | 14010 | 2866 | 2543 | 2878 | 2723 | 2909 | 3144 | 4692 | 4664 | 3547 | 3464 | 3363 | 3449 | 540626 | 163459 | 540626 | 163459 | 40242 | 2020
Vintage1987 | hydro | TRUE | 59136.10124.NY.HY | 10124 | N | . | Hollow Dam Power Partnership | Ampersand Hollow Dam Hydro LLC | 59136 | NY | MAT | NPCC |  | 22 | 2 | NAICS-22 Non-Cogen | HY | WAT | HYC | NYIS | A |  | 0 | 0 | 0 | 0 | 0 | 0 | 0 | 0 | 0 | 0 | 0 | 0 | 0 | 0 | 0 | 0 | 0 | 0 | 0 | 0 | 0 | 0 | 0 | 0 | 0 | 0 | 0 | 0 | 0 | 0 | 0 | 0 | 0 | 0 | 0 | 0 | 1707 | 1593 | 1691 | 1659 | 1733 | 1621 | 1701 | 1668 | 1584 | 1592 | 1575 | 1663 | 1707 | 1593 | 1691 | 1659 | 1733 | 1621 | 1701 | 1668 | 1584 | 1592 | 1575 | 1663 | 194.693 | 181.671 | 192.934 | 189.197 | 197.626 | 184.887 | 194.014 | 190.267 | 180.729 | 181.621 | 179.619 | 189.742 | 0 | 0 | 19787 | 19787 | 2257 | 2020
Vintage1983 | hydro | FALSE | 8787.10128.CA.HY | 10128 | N | . | Gosselin Hydro Plant | Humboldt Bay Mun Water Dist | 8787 | CA | PACC | WECC |  | 22131 | 4 | Commercial NAICS Non-Cogen | HY | WAT | HYC | CISO | A |  | 0 | 0 | 0 | 0 | 0 | 0 | 0 | 0 | 0 | 0 | 0 | 0 | 0 | 0 | 0 | 0 | 0 | 0 | 0 | 0 | 0 | 0 | 0 | 0 | 0 | 0 | 0 | 0 | 0 | 0 | 0 | 0 | 0 | 0 | 0 | 0 | 2115 | 1578 | 1671 | 2452 | 3359 | 3138 | 3318 | 3344 | 2329 | 1915 | 1448 | 1193 | 2115 | 1578 | 1671 | 2452 | 3359 | 3138 | 3318 | 3344 | 2329 | 1915 | 1448 | 1193 | 241.28 | 180.008 | 190.572 | 279.74 | 383.137 | 357.99 | 378.496 | 381.394 | 265.626 | 218.447 | 165.215 | 136.095 | 0 | 0 | 27860 | 27860 | 3178 | 2020
Vintage1988 | petroleum | FALSE | 9335.10129.PA.IC | 10129 | Y | . | Indiana University of Pennsylvania | Indiana University of Penn | 9335 | PA | MAT | RFC |  | 611 | 5 | Commercial NAICS Cogen | IC | DFO | DFO | PJM | M | barrels | 41 | 15 | 13 | 26 | 20 | 54 | 1352 | 66 | 122 | 5 | 36 | 143 | 23 | 7 | 7 | 14 | 11 | 29 | 798 | 31 | 69 | 3 | 19 | 81 | 5.67 | 5.67 | 5.67 | 5.67 | 5.67 | 5.67 | 5.67 | 5.67 | 5.67 | 5.67 | 5.67 | 5.67 | 232 | 85 | 74 | 147 | 113 | 306 | 7666 | 374 | 692 | 28 | 204 | 811 | 131 | 40 | 42 | 82 | 62 | 166 | 4524 | 178 | 394 | 16 | 110 | 458 | 21.183 | 6.43 | 6.835 | 13.174 | 9.994 | 26.76 | 729.271 | 28.658 | 63.533 | 2.542 | 17.791 | 73.83 | 1893 | 1092 | 10732 | 6203 | 1000.001 | 2020
Vintage1988 | natural gas peaker | FALSE | 9335.10129.PA.IC | 10129 | Y | . | Indiana University of Pennsylvania | Indiana University of Penn | 9335 | PA | MAT | RFC |  | 611 | 5 | Commercial NAICS Cogen | IC | NG | NG | PJM | M | mcf | 7768 | 616 | 692 | 1822 | 3438 | 9202 | 30565 | 23418 | 7006 | 1321 | 6393 | 28083 | 4391 | 289 | 398 | 1010 | 1880 | 4989 | 18038 | 11125 | 3992 | 735 | 3457 | 15864 | 1 | 1 | 1 | 1 | 1 | 1 | 1 | 1 | 1 | 1 | 1 | 1 | 7768 | 616 | 692 | 1822 | 3438 | 9202 | 30565 | 23418 | 7006 | 1321 | 6393 | 28083 | 4391 | 289 | 398 | 1010 | 1880 | 4989 | 18038 | 11125 | 3992 | 735 | 3457 | 15864 | 707.817 | 46.57 | 64.165 | 162.826 | 303.006 | 804.24 | 2907.729 | 1793.342 | 643.467 | 118.458 | 557.209 | 2557.17 | 120324 | 66168 | 120324 | 66168 | 10665.999 | 2020
Vintage1989 | hydro | TRUE | 7601.10137.VT.HY | 10137 | N | . | Deweys Mill | Green Mountain Power Corp | 7601 | VT | NEW | NPCC |  | 22 | 1 | Electric Utility | HY | WAT | HYC | ISNE | A |  | 0 | 0 | 0 | 0 | 0 | 0 | 0 | 0 | 0 | 0 | 0 | 0 | 0 | 0 | 0 | 0 | 0 | 0 | 0 | 0 | 0 | 0 | 0 | 0 | 0 | 0 | 0 | 0 | 0 | 0 | 0 | 0 | 0 | 0 | 0 | 0 | 1681 | 1432 | 1955 | 2109 | 1901 | 629 | 799 | 432 | 246 | 915 | 1079 | 1455 | 1681 | 1432 | 1955 | 2109 | 1901 | 629 | 799 | 432 | 246 | 915 | 1079 | 1455 | 191.719 | 163.395 | 222.973 | 240.575 | 216.801 | 71.758 | 91.146 | 49.279 | 28.052 | 104.334 | 123.026 | 165.942 | 0 | 0 | 14633 | 14633 | 1669 | 2020
Vintage1985 | hydro | TRUE | 9370.10138.MT.HY | 10138 | N | . | South Dry Creek Hydro | Hydrodynamics Inc | 9370 | MT | MTN | WECC |  | 22 | 2 | NAICS-22 Non-Cogen | HY | WAT | HYC | NWMT | A |  | 0 | 0 | 0 | 0 | 0 | 0 | 0 | 0 | 0 | 0 | 0 | 0 | 0 | 0 | 0 | 0 | 0 | 0 | 0 | 0 | 0 | 0 | 0 | 0 | 0 | 0 | 0 | 0 | 0 | 0 | 0 | 0 | 0 | 0 | 0 | 0 | 2644 | 2785 | 2897 | 3259 | 3708 | 3612 | 3659 | 3684 | 2676 | 2928 | 2854 | 2650 | 2644 | 2785 | 2897 | 3259 | 3708 | 3612 | 3659 | 3684 | 2676 | 2928 | 2854 | 2650 | 301.591 | 317.649 | 330.472 | 371.785 | 422.909 | 411.947 | 417.4 | 420.232 | 305.249 | 333.946 | 325.521 | 302.299 | 0 | 0 | 37356 | 37356 | 4261 | 2020
Vintage1990 | hydro | TRUE | 9439.10139.CA.HY | 10139 | N | . | Isabella Hydro Project | Isabella Partners | 9439 | CA | PACC | WECC |  | 22 | 2 | NAICS-22 Non-Cogen | HY | WAT | HYC | CISO | A |  | 0 | 0 | 0 | 0 | 0 | 0 | 0 | 0 | 0 | 0 | 0 | 0 | 0 | 0 | 0 | 0 | 0 | 0 | 0 | 0 | 0 | 0 | 0 | 0 | 0 | 0 | 0 | 0 | 0 | 0 | 0 | 0 | 0 | 0 | 0 | 0 | 11679 | 8713 | 9225 | 13541 | 18546 | 17329 | 18322 | 18462 | 12858 | 10574 | 7997 | 6588 | 11679 | 8713 | 9225 | 13541 | 18546 | 17329 | 18322 | 18462 | 12858 | 10574 | 7997 | 6588 | 1332.199 | 993.897 | 1052.222 | 1544.557 | 2115.452 | 1976.603 | 2089.829 | 2105.826 | 1466.629 | 1206.133 | 912.22 | 751.433 | 0 | 0 | 153834 | 153834 | 17547 | 2020
Vintage1986 | hydro | TRUE | 1751.10140.ID.HY | 10140 | N | . | Birch Creek Power | Birch Power Co | 1751 | ID | MTN | WECC |  | 22 | 2 | NAICS-22 Non-Cogen | HY | WAT | HYC | PACE | A |  | 0 | 0 | 0 | 0 | 0 | 0 | 0 | 0 | 0 | 0 | 0 | 0 | 0 | 0 | 0 | 0 | 0 | 0 | 0 | 0 | 0 | 0 | 0 | 0 | 0 | 0 | 0 | 0 | 0 | 0 | 0 | 0 | 0 | 0 | 0 | 0 | 6806 | 7168 | 7458 | 8390 | 9544 | 9296 | 9419 | 9483 | 6888 | 7536 | 7346 | 6822 | 6806 | 7168 | 7458 | 8390 | 9544 | 9296 | 9419 | 9483 | 6888 | 7536 | 7346 | 6822 | 776.306 | 817.642 | 850.65 | 956.99 | 1088.586 | 1060.369 | 1074.406 | 1081.697 | 785.725 | 859.593 | 837.906 | 778.13 | 0 | 0 | 96156 | 96156 | 10968 | 2020
Vintage1995 | other | TRUE | 9379.10143.PA.ST | 10143 | N | . | Colver Green Energy | Inter-Power/AhlCon Partners, L.P. | 9379 | PA | MAT | RFC |  | 22 | 2 | NAICS-22 Non-Cogen | ST | PG | WOO | PJM | AM | mcf | 0 | 1 | 1 | 1 | 1 | 0 | 0 | 0 | 0 | 1 | 1 | 0 | 0 | 1 | 1 | 1 | 1 | 0 | 0 | 0 | 0 | 1 | 1 | 0 | 0 | 2.625 | 2.625 | 2.625 | 2.625 | 0 | 0 | 0 | 0 | 2.625 | 2.625 | 0 | 0 | 3 | 3 | 3 | 3 | 0 | 0 | 0 | 0 | 3 | 3 | 0 | 0 | 3 | 3 | 3 | 3 | 0 | 0 | 0 | 0 | 3 | 3 | 0 | 0 | 0.235 | 0.237 | 0.228 | 0.229 | 0 | 0 | 0 | 0 | 0.215 | 0.221 | 0 | 6 | 6 | 18 | 18 | 1.365 | 2020
Vintage1995 | hard coal | TRUE | 9379.10143.PA.ST | 10143 | N | . | Colver Green Energy | Inter-Power/AhlCon Partners, L.P. | 9379 | PA | MAT | RFC |  | 22 | 2 | NAICS-22 Non-Cogen | ST | WC | WOC | PJM | AM | short tons | 63526 | 57706 | 56020 | 53560 | 28584 | 0 | 0 | 0 | 0 | 50626 | 57233 | 61507 | 63526 | 57706 | 56020 | 53560 | 28584 | 0 | 0 | 0 | 0 | 50626 | 57233 | 61507 | 13.6 | 13.9 | 13.91 | 13.6 | 13.87 | 0 | 0 | 0 | 0 | 11.77 | 12.45 | 12.26 | 863954 | 802113 | 779238 | 728416 | 396460 | 0 | 0 | 0 | 0 | 595868 | 712551 | 754076 | 863954 | 802113 | 779238 | 728416 | 396460 | 0 | 0 | 0 | 0 | 595868 | 712551 | 754076 | 76502 | 71656.765 | 70479.763 | 63212.772 | 34621.771 | 0 | 0 | 0 | 0 | 48885.785 | 60026.779 | 61825 | 428762 | 428762 | 5632676 | 5632676 | 487210.64 | 2020
Vintage2004 | biomass | FALSE | 17164.10144.CA.ST | 10144 | Y | . | Sierra Pacific Lincoln Facility | Sierra Pacific Industries Inc | 17164 | CA | PACC | WECC |  | 321 | 7 | Industrial NAICS Cogen | ST | WDS | WWW | CISO | AM | short tons | 11683 | 11380 | 11814 | 7094 | 11801 | 10890 | 11570 | 11986 | 11260 | 7970 | 4876 | 8960 | 2175 | 2143 | 2121 | 1301 | 2669 | 2374 | 2600 | 2715 | 2372 | 1170 | 0 | 858 | 18 | 18 | 18 | 18 | 18 | 18 | 18 | 18 | 18 | 18 | 18 | 18 | 210294 | 204840 | 212652 | 127692 | 212418 | 196020 | 208260 | 215748 | 202680 | 143460 | 87768 | 161280 | 39143 | 38582 | 38171 | 23413 | 48049 | 42732 | 46796 | 48865 | 42702 | 21051 | 0 | 15436 | 7798 | 7730 | 7560 | 4607 | 9772 | 8599 | 9474 | 9931 | 8656 | 3861 | 0 | 2509 | 121284 | 22498 | 2183112 | 404940 | 80497 | 2020
Vintage1957 | hard coal | FALSE | 49967.10149.MI.ST | 10149 | Y | . | Decorative Panels Intl | Decorative Panels International, Inc. | 49967 | MI | ENC | RFC |  | 321 | 7 | Industrial NAICS Cogen | ST | BIT | COL | MISO | A | short tons | 0 | 0 | 0 | 0 | 0 | 0 | 0 | 0 | 0 | 0 | 0 | 0 | 0 | 0 | 0 | 0 | 0 | 0 | 0 | 0 | 0 | 0 | 0 | 0 | 0 | 0 | 0 | 0 | 0 | 0 | 0 | 0 | 0 | 0 | 0 | 0 | 0 | 0 | 0 | 0 | 0 | 0 | 0 | 0 | 0 | 0 | 0 | 0 | 0 | 0 | 0 | 0 | 0 | 0 | 0 | 0 | 0 | 0 | 0 | 0 | 0 | 0 | 0 | 0 | 0 | 0 | 0 | 0 | 0 | 0 | 0 | 0 | 0 | 0 | 0 | 0 | 0 | 2020
Vintage1957 | natural gas steam turbine | FALSE | 49967.10149.MI.ST | 10149 | Y | . | Decorative Panels Intl | Decorative Panels International, Inc. | 49967 | MI | ENC | RFC |  | 321 | 7 | Industrial NAICS Cogen | ST | NG | NG | MISO | A | mcf | 163383 | 143809 | 136842 | 121740 | 123355 | 134517 | 180997 | 144575 | 125299 | 137059 | 104807 | 130459 | 3013 | 2652 | 2523 | 2245 | 2275 | 2480 | 3337 | 2666 | 2310 | 2527 | 1933 | 2406 | 1 | 1 | 1 | 1 | 1 | 1 | 1 | 1 | 1 | 1 | 1 | 1 | 163383 | 143809 | 136842 | 121740 | 123355 | 134517 | 180997 | 144575 | 125299 | 137059 | 104807 | 130459 | 3013 | 2652 | 2523 | 2245 | 2275 | 2480 | 3337 | 2666 | 2310 | 2527 | 1933 | 2406 | 745.131 | 655.852 | 624.078 | 555.204 | 562.571 | 613.477 | 825.453 | 659.345 | 571.438 | 625.07 | 477.98 | 594.971 | 1646842 | 30367 | 1646842 | 30367 | 7510.57 | 2020
Vintage1957 | biomass | FALSE | 49967.10149.MI.ST | 10149 | Y | . | Decorative Panels Intl | Decorative Panels International, Inc. | 49967 | MI | ENC | RFC |  | 321 | 7 | Industrial NAICS Cogen | ST | WDS | WWW | MISO | A | short tons | 371 | 374 | 387 | 382 | 336 | 345 | 402 | 389 | 342 | 391 | 404 | 385 | 7 | 7 | 7 | 7 | 6 | 6 | 7 | 7 | 6 | 7 | 7 | 7 | 11 | 11 | 11 | 11 | 11 | 11 | 11 | 11 | 11 | 11 | 11 | 11 | 4081 | 4114 | 4257 | 4202 | 3696 | 3795 | 4422 | 4279 | 3762 | 4301 | 4444 | 4235 | 76 | 76 | 78 | 78 | 68 | 70 | 81 | 79 | 69 | 79 | 82 | 78 | 18.689 | 18.742 | 19.395 | 19.172 | 16.841 | 17.305 | 20.157 | 19.499 | 17.171 | 19.599 | 20.263 | 19.317 | 4508 | 81 | 49588 | 914 | 226.15 | 2020
Vintage1992 | natural gas steam turbine | TRUE | 563.10151.WV.ST | 10151 | N | . | Grant Town Power Plant | American Bituminous Power LP | 563 | WV | SAT | RFC |  | 22 | 2 | NAICS-22 Non-Cogen | ST | NG | NG | PJM | AM | mcf | 87622 | 89234 | 88746 | 115388 | 118212 | 28067 | 90193 | 28 | 91083 | 92359 | 15585 | 8842 | 87622 | 89234 | 88746 | 115388 | 118212 | 28067 | 90193 | 28 | 91083 | 92359 | 15585 | 8842 | 1.027 | 1.027 | 1.027 | 1.027 | 1.027 | 1.027 | 1.027 | 1.027 | 1.027 | 1.027 | 1.027 | 1.027 | 89988 | 91643 | 91142 | 118503 | 121404 | 28825 | 92628 | 29 | 93542 | 94853 | 16006 | 9081 | 89988 | 91643 | 91142 | 118503 | 121404 | 28825 | 92628 | 29 | 93542 | 94853 | 16006 | 9081 | 6553.077 | 6806.011 | 6785.695 | 8702.987 | 8901.34 | 2001.091 | 6492.569 | 2.159 | 6900.215 | 6671.276 | 1089.929 | 668.25 | 825359 | 825359 | 847644 | 847644 | 61574.599 | 2020
Vintage1992 | hard coal | TRUE | 563.10151.WV.ST | 10151 | N | . | Grant Town Power Plant | American Bituminous Power LP | 563 | WV | SAT | RFC |  | 22 | 2 | NAICS-22 Non-Cogen | ST | WC | WOC | PJM | AM | short tons | 45230 | 42202 | 45238 | 39153 | 39750 | 41551 | 36595 | 48876 | 42479 | 33381 | 39981 | 47377 | 45230 | 42202 | 45238 | 39153 | 39750 | 41551 | 36595 | 48876 | 42479 | 33381 | 39981 | 47377 | 14.53 | 14.83 | 14.92 | 15.26 | 15.45 | 15.5 | 16.18 | 15.64 | 15.1 | 15.71 | 15.13 | 15.39 | 657192 | 625856 | 674951 | 597475 | 614138 | 644041 | 592107 | 764421 | 641433 | 524416 | 604913 | 729132 | 657192 | 625856 | 674951 | 597475 | 614138 | 644041 | 592107 | 764421 | 641433 | 524416 | 604913 | 729132 | 47857.923 | 46479.989 | 50251.305 | 43879.013 | 45028.66 | 44710.909 | 41502.431 | 57396.841 | 47315.785 | 36883.724 | 41192.071 | 53656.75 | 501813 | 501813 | 7670075 | 7670075 | 556155.4 | 2020
Vintage1985 | hydro | TRUE | 503.10152.PA.HY | 10152 | N | . | Warrior Ridge Hydro | American Hydro Power Company | 503 | PA | MAT | RFC |  | 22 | 2 | NAICS-22 Non-Cogen | HY | WAT | HYC | PJM | A |  | 0 | 0 | 0 | 0 | 0 | 0 | 0 | 0 | 0 | 0 | 0 | 0 | 0 | 0 | 0 | 0 | 0 | 0 | 0 | 0 | 0 | 0 | 0 | 0 | 0 | 0 | 0 | 0 | 0 | 0 | 0 | 0 | 0 | 0 | 0 | 0 | 1227 | 1145 | 1216 | 1193 | 1246 | 1166 | 1223 | 1200 | 1139 | 1145 | 1132 | 1196 | 1227 | 1145 | 1216 | 1193 | 1246 | 1166 | 1223 | 1200 | 1139 | 1145 | 1132 | 1196 | 140.002 | 130.639 | 138.738 | 136.051 | 142.112 | 132.951 | 139.515 | 136.821 | 129.961 | 130.603 | 129.164 | 136.443 | 0 | 0 | 14228 | 14228 | 1623 | 2020
Vintage2020 | natural gas peaker | FALSE | 54769.10154.TX.GT | 10154 | Y | . | Power Island | INEOS USA LLC | 54769 | TX | WSC | TRE |  | 32512 | 7 | Industrial NAICS Cogen | GT | NG | NG | ERCO | A | mcf | 696839 | 662984 | 646052 | 575247 | 688676 | 814547 | 991024 | 959181 | 791498 | 684460 | 536121 | 589213 | 205936 | 195932 | 190928 | 170003 | 203525 | 240723 | 292877 | 283467 | 233911 | 202278 | 158440 | 174130 | 1.039 | 1.039 | 1.039 | 1.039 | 1.039 | 1.039 | 1.039 | 1.039 | 1.039 | 1.039 | 1.039 | 1.039 | 724016 | 688840 | 671248 | 597682 | 715534 | 846314 | 1029674 | 996589 | 822366 | 711154 | 557030 | 612192 | 213968 | 203573 | 198374 | 176633 | 211462 | 250111 | 304299 | 294522 | 243034 | 210167 | 164619 | 180921 | 48650.145 | 46286.524 | 45104.418 | 40161.099 | 48080.182 | 56867.94 | 69188.756 | 66965.63 | 55258.749 | 47785.869 | 37429.539 | 41136.149 | 8635842 | 2552150 | 8972639 | 2651683 | 602915 | 2020
Vintage1993 | hydro | TRUE | 756.10155.VA.HY | 10155 | N | . | Brasfield | Appomattox River Associates LP | 756 | VA | SAT | SERC |  | 22 | 2 | NAICS-22 Non-Cogen | HY | WAT | HYC | PJM | A |  | 0 | 0 | 0 | 0 | 0 | 0 | 0 | 0 | 0 | 0 | 0 | 0 | 0 | 0 | 0 | 0 | 0 | 0 | 0 | 0 | 0 | 0 | 0 | 0 | 0 | 0 | 0 | 0 | 0 | 0 | 0 | 0 | 0 | 0 | 0 | 0 | 14031 | 15653 | 17891 | 14856 | 13653 | 9015 | 7160 | 7660 | 6403 | 5311 | 7408 | 9799 | 14031 | 15653 | 17891 | 14856 | 13653 | 9015 | 7160 | 7660 | 6403 | 5311 | 7408 | 9799 | 1600.388 | 1785.422 | 2040.697 | 1694.517 | 1557.322 | 1028.263 | 816.703 | 873.784 | 730.377 | 605.817 | 844.961 | 1117.749 | 0 | 0 | 128840 | 128840 | 14696 | 2020
Vintage1990 | natural gas combined cycle | TRUE | 20323.10156.CA.CA | 10156 | Y | . | Fresno Cogen Partners | Wellhead Services, Inc | 20323 | CA | PACC | WECC |  | 22 | 3 | NAICS-22 Cogen | CA | NG | NG | CISO | AM | mcf | 0 | 0 | 0 | 0 | 0 | 0 | 0 | 0 | 0 | 0 | 0 | 0 | 0 | 0 | 0 | 0 | 0 | 0 | 0 | 0 | 0 | 0 | 0 | 0 | 0 | 0 | 0 | 0 | 0 | 0 | 0 | 0 | 0 | 0 | 0 | 0 | 0 | 0 | 0 | 0 | 0 | 0 | 0 | 0 | 0 | 0 | 0 | 0 | 0 | 0 | 0 | 0 | 0 | 0 | 0 | 0 | 0 | 0 | 0 | 0 | 0 | 0 | 0 | 0 | 31 | 0 | 0 | 116 | 38 | 8 | 115 | 0 | 0 | 0 | 0 | 0 | 308 | 2020
Vintage2004 | natural gas combined cycle | TRUE | 20323.10156.CA.CT | 10156 | Y | . | Fresno Cogen Partners | Wellhead Services, Inc | 20323 | CA | PACC | WECC |  | 22 | 3 | NAICS-22 Cogen | CT | NG | NG | CISO | AM | mcf | 19 | 0 | 0 | 9 | 2725 | 0 | 13 | 8941 | 2962 | 807 | 8088 | 0 | 0 | 0 | 0 | 0 | 2378 | 0 | 0 | 8865 | 2891 | 616 | 8088 | 0 | 1.03 | 0 | 0 | 1.033 | 1.028 | 0 | 1.03 | 1.035 | 1.039 | 1.031 | 1.013 | 0 | 20 | 0 | 0 | 9 | 2801 | 0 | 13 | 9254 | 3078 | 832 | 8193 | 0 | 0 | 0 | 0 | 0 | 2445 | 0 | 0 | 9175 | 3004 | 635 | 8193 | 0 | 0 | 0 | 0 | 0 | 216 | 0 | 0 | 811 | 265 | 56 | 806 | 0 | 23564 | 22838 | 24200 | 23452 | 2154 | 2020
Vintage2001 | natural gas peaker | TRUE | 20323.10156.CA.GT | 10156 | Y | . | Fresno Cogen Partners | Wellhead Services, Inc | 20323 | CA | PACC | WECC |  | 22 | 3 | NAICS-22 Cogen | GT | NG | NG | CISO | A | mcf | 2012 | 1776 | 1972 | 1395 | 1311 | 1845 | 2580 | 3209 | 2794 | 2902 | 2318 | 2569 | 1302 | 1150 | 1277 | 903 | 849 | 1194 | 1670 | 2077 | 1809 | 1879 | 1500 | 1663 | 1.03 | 1.03 | 1.03 | 1.03 | 1.03 | 1.03 | 1.03 | 1.03 | 1.03 | 1.03 | 1.03 | 1.03 | 2072 | 1829 | 2031 | 1437 | 1350 | 1900 | 2657 | 3305 | 2878 | 2989 | 2388 | 2646 | 1341 | 1184 | 1315 | 930 | 874 | 1230 | 1720 | 2139 | 1863 | 1935 | 1545 | 1713 | 139.466 | 123.161 | 136.717 | 96.686 | 90.911 | 127.886 | 178.899 | 222.474 | 193.74 | 201.204 | 160.714 | 178.142 | 26683 | 17273 | 27482 | 17789 | 1850 | 2020
Vintage1986 | hydro | TRUE | 5093.10162.CA.HY | 10162 | N | . | Whitewater Hydro Plant | Desert Water Agency | 5093 | CA | PACC | WECC |  | 22 | 2 | NAICS-22 Non-Cogen | HY | WAT | HYC | CISO | A |  | 0 | 0 | 0 | 0 | 0 | 0 | 0 | 0 | 0 | 0 | 0 | 0 | 0 | 0 | 0 | 0 | 0 | 0 | 0 | 0 | 0 | 0 | 0 | 0 | 0 | 0 | 0 | 0 | 0 | 0 | 0 | 0 | 0 | 0 | 0 | 0 | 1315 | 981 | 1038 | 1524 | 2087 | 1950 | 2062 | 2078 | 1447 | 1190 | 900 | 741 | 1315 | 981 | 1038 | 1524 | 2087 | 1950 | 2062 | 2078 | 1447 | 1190 | 900 | 741 | 149.947 | 111.868 | 118.433 | 173.847 | 238.104 | 222.476 | 235.22 | 237.021 | 165.076 | 135.756 | 102.675 | 84.577 | 0 | 0 | 17313 | 17313 | 1975 | 2020
Vintage1983 | natural gas steam turbine | FALSE | 54705.10167.TX.ST | 10167 | Y | . | Seadrift Coke LP | Seadrift Coke L P | 54705 | TX | WSC | TRE |  | 324 | 7 | Industrial NAICS Cogen | ST | NG | NG | ERCO | M | mcf | 1376 | 1745 | 1848 | 1814 | 1935 | 1780 | 983 | 1347 | 1357 | 1475 | 1653 | 1704 | 553 | 689 | 779 | 809 | 921 | 797 | 284 | 605 | 612 | 629 | 711 | 792 | 1.035 | 1.035 | 1.035 | 1.035 | 1.035 | 1.035 | 1.036 | 1.035 | 1.035 | 1.035 | 1.035 | 1.035 | 1424 | 1806 | 1913 | 1877 | 2003 | 1842 | 1018 | 1394 | 1404 | 1527 | 1711 | 1764 | 572 | 713 | 806 | 837 | 953 | 825 | 294 | 626 | 633 | 651 | 736 | 820 | 50.293 | 0 | 70.856 | 73.55 | 83.783 | 72.536 | 25.873 | 55.037 | 55.643 | 57.266 | 64.695 | 72.129 | 19017 | 8181 | 19683 | 8466 | 681.661 | 2020
Vintage1983 | other | FALSE | 54705.10167.TX.ST | 10167 | Y | . | Seadrift Coke LP | Seadrift Coke L P | 54705 | TX | WSC | TRE |  | 324 | 7 | Industrial NAICS Cogen | ST | OG | OOG | ERCO | M | mcf | 27429 | 26662 | 28849 | 26442 | 27877 | 17605 | 7286 | 24999 | 21765 | 24838 | 24306 | 23706 | 11017 | 10524 | 12155 | 11781 | 13264 | 7884 | 2106 | 11224 | 9807 | 10596 | 10453 | 11027 | 1.125 | 1.126 | 1.127 | 1.128 | 1.125 | 1.125 | 1.126 | 1.125 | 1.125 | 1.125 | 1.125 | 1.125 | 30858 | 30021 | 32513 | 29827 | 31362 | 19806 | 8204 | 28124 | 24486 | 27943 | 27344 | 26669 | 12394 | 11850 | 13699 | 13289 | 14922 | 8869 | 2371 | 12627 | 11033 | 11921 | 11760 | 12405 | 1089.703 | 0 | 1204.453 | 1168.44 | 1311.992 | 779.795 | 208.427 | 1110.257 | 970.061 | 1048.172 | 1034.006 | 1090.707 | 281764 | 121838 | 317157 | 137140 | 11016.013 | 2020
Vintage1983 | petroleum | FALSE | 54705.10167.TX.ST | 10167 | Y | . | Seadrift Coke LP | Seadrift Coke L P | 54705 | TX | WSC | TRE |  | 324 | 7 | Industrial NAICS Cogen | ST | PC | PC | ERCO | M | short tons | 3353 | 3012 | 3026 | 2686 | 2673 | 1882 | 434 | 3122 | 2559 | 3167 | 2730 | 2755 | 1347 | 1189 | 1275 | 1197 | 1272 | 843 | 125 | 1402 | 1153 | 1351 | 1174 | 1281 | 27 | 27 | 27 | 27 | 27 | 27 | 27 | 27 | 27 | 27 | 27 | 27 | 90531 | 81324 | 81702 | 72522 | 72171 | 50814 | 11718 | 84294 | 69093 | 85509 | 73710 | 74385 | 36361 | 32100 | 34424 | 32312 | 34339 | 22754 | 3386 | 37847 | 31132 | 36481 | 31701 | 34600 | 3197.004 | 0 | 3026.691 | 2841.01 | 3019.225 | 2000.669 | 297.7 | 3327.706 | 2737.296 | 3207.562 | 2787.299 | 3042.164 | 31399 | 13609 | 847773 | 367437 | 29484.326 | 2020
Vintage1990 | natural gas combined cycle | TRUE | 3084.10169.CA.CA | 10169 | N | . | Carson Cogeneration | Carson Cogeneration Co | 3084 | CA | PACC | WECC |  | 22 | 2 | NAICS-22 Non-Cogen | CA | NG | NG | CISO | AM | mcf | 0 | 0 | 0 | 0 | 0 | 0 | 0 | 0 | 0 | 0 | 0 | 0 | 0 | 0 | 0 | 0 | 0 | 0 | 0 | 0 | 0 | 0 | 0 | 0 | 0 | 0 | 0 | 0 | 0 | 0 | 0 | 0 | 0 | 0 | 0 | 0 | 0 | 0 | 0 | 0 | 0 | 0 | 0 | 0 | 0 | 0 | 0 | 0 | 0 | 0 | 0 | 0 | 0 | 0 | 0 | 0 | 0 | 0 | 0 | 0 | 233 | 226 | 0 | 2 | 267 | 355 | 637 | 1439 | 894 | 693 | 0 | 0 | 0 | 0 | 0 | 0 | 4746 | 2020
Vintage1989 | natural gas combined cycle | TRUE | 3084.10169.CA.CT | 10169 | N | . | Carson Cogeneration | Carson Cogeneration Co | 3084 | CA | PACC | WECC |  | 22 | 2 | NAICS-22 Non-Cogen | CT | NG | NG | CISO | AM | mcf | 8827 | 9132 | 0 | 232 | 10752 | 14179 | 26090 | 60628 | 35100 | 29767 | 0 | 0 | 8827 | 9132 | 0 | 232 | 10752 | 14179 | 26090 | 60628 | 35100 | 29767 | 0 | 0 | 1.026 | 1.026 | 0 | 1.026 | 1.026 | 1.026 | 1.026 | 1.026 | 1.026 | 1.026 | 0 | 0 | 9057 | 9369 | 0 | 238 | 11032 | 14548 | 26768 | 62204 | 36013 | 30541 | 0 | 0 | 9057 | 9369 | 0 | 238 | 11032 | 14548 | 26768 | 62204 | 36013 | 30541 | 0 | 0 | 747 | 725 | 0 | 7 | 894 | 1143 | 2122 | 4916 | 2721 | 2356 | 0 | 0 | 194707 | 194707 | 199770 | 199770 | 15631 | 2020
Vintage1985 | hydro | TRUE | 63985.10173.SC.HY | 10173 | N | . | Cherokee Falls | Hydroland Omega LLC | 63985 | SC | SAT | SERC |  | 22 | 2 | NAICS-22 Non-Cogen | HY | WAT | HYC | DUK | M |  | 0 | 0 | 0 | 0 | 0 | 0 | 0 | 0 | 0 | 0 | 0 | 0 | 0 | 0 | 0 | 0 | 0 | 0 | 0 | 0 | 0 | 0 | 0 | 0 | 0 | 0 | 0 | 0 | 0 | 0 | 0 | 0 | 0 | 0 | 0 | 0 | 10065 | 3989 | 3104 | 2016 | 1254 | 1289 | 3542 | 3174 | 2428 | 1359 | 202 | 0 | 10065 | 3989 | 3104 | 2016 | 1254 | 1289 | 3542 | 3174 | 2428 | 1359 | 202 | 0 | 1148 | 455 | 354 | 230 | 143 | 147 | 404 | 362 | 277 | 155 | 23 | 0 | 0 | 0 | 32422 | 32422 | 3698 | 2020
Vintage2004 | natural gas peaker | FALSE | 3476.10175.CA.GT | 10175 | Y | . | Childrens Hospital | DTE San Diego COGEN Inc. | 3476 | CA | PACC | WECC |  | 622 | 5 | Commercial NAICS Cogen | GT | NG | NG | CISO | M | mcf | 35877 | 33582 | 31526 | 35751 | 36754 | 36391 | 39843 | 40112 | 37933 | 34681 | 33373 | 14020 | 19909 | 18872 | 19228 | 20422 | 19561 | 21143 | 23859 | 24000 | 22451 | 19354 | 18311 | 7892 | 1.033 | 1.031 | 1.031 | 1.03 | 1.03 | 1.03 | 1.03 | 1.03 | 1.03 | 1.03 | 1.03 | 1.03 | 37061 | 34623 | 32503 | 36824 | 37857 | 37483 | 41038 | 41315 | 39071 | 35721 | 34374 | 14441 | 20566 | 19457 | 19824 | 21035 | 20148 | 21777 | 24575 | 24720 | 23125 | 19935 | 18860 | 8129 | 2298 | 2115 | 2195 | 2339 | 2198 | 2421 | 2689 | 2729 | 2598 | 2186 | 2096 | 803 | 409843 | 235002 | 422311 | 242151 | 26667 | 2020
Vintage2010 | petroleum | FALSE | 3476.10175.CA.IC | 10175 | Y | . | Childrens Hospital | DTE San Diego COGEN Inc. | 3476 | CA | PACC | WECC |  | 622 | 5 | Commercial NAICS Cogen | IC | DFO | DFO | CISO | M | barrels | 2 | 2 | 2 | 2 | 2 | 2 | 2 | 2 | 2 | 2 | 2 | 2 | 2 | 2 | 2 | 2 | 2 | 2 | 2 | 2 | 2 | 2 | 2 | 2 | 5.68 | 5.68 | 5.68 | 5.68 | 5.68 | 5.68 | 5.68 | 5.68 | 5.68 | 5.68 | 5.68 | 5.68 | 11 | 11 | 11 | 11 | 11 | 11 | 11 | 11 | 11 | 11 | 11 | 11 | 11 | 11 | 11 | 11 | 11 | 11 | 11 | 11 | 11 | 11 | 11 | 11 | 1 | 1 | 1 | 1 | 1 | 1 | 1 | 1 | 1 | 1 | 1 | 1 | 24 | 24 | 132 | 132 | 12 | 2020
Vintage1979 | petroleum | TRUE | 11724.10176.MA.GT | 10176 | N | . | M Street Jet | Massachusetts Bay Trans Auth | 11724 | MA | NEW | NPCC |  | 22 | 2 | NAICS-22 Non-Cogen | GT | KER | WOO | ISNE | A | barrels | 48 | 50 | 39 | 43 | 30 | 30 | 35 | 33 | 38 | 59 | 59 | 333 | 48 | 50 | 39 | 43 | 30 | 30 | 35 | 33 | 38 | 59 | 59 | 333 | 5.628 | 5.628 | 5.628 | 5.628 | 5.628 | 5.628 | 5.628 | 5.628 | 5.628 | 5.628 | 5.628 | 5.628 | 270 | 281 | 219 | 242 | 169 | 169 | 197 | 186 | 214 | 332 | 332 | 1874 | 270 | 281 | 219 | 242 | 169 | 169 | 197 | 186 | 214 | 332 | 332 | 1874 | 15.516 | 16.56 | 12.869 | 14.298 | 10.003 | 9.717 | 11.544 | 10.892 | 12.35 | 19.387 | 19.523 | 109.341 | 797 | 797 | 4485 | 4485 | 262 | 2020
Vintage2000 | natural gas peaker | TRUE | 19068.10180.CO.GT | 10180 | Y | . | Metro Wastewater Reclamation District | Colorado Energy Nations Company, LLC | 19068 | CO | MTN | WECC |  | 22 | 3 | NAICS-22 Cogen | GT | NG | NG | PSCO | M | mcf | 870 | 451 | 4296 | 7366 | 2808 | 3986 | 6600 | 6734 | 3986 | 2764 | 0 | 0 | 458 | 237 | 2242 | 3843 | 1394 | 2037 | 3417 | 3353 | 2093 | 1477 | 0 | 0 | 1.06 | 1.06 | 1.045 | 1.052 | 1.046 | 1.041 | 1.044 | 1.044 | 1.044 | 1.046 | 0 | 0 | 922 | 478 | 4489 | 7749 | 2937 | 4149 | 6890 | 7030 | 4161 | 2891 | 0 | 0 | 486 | 251 | 2343 | 4043 | 1458 | 2120 | 3567 | 3501 | 2185 | 1545 | 0 | 0 | 57.691 | 29.837 | 278.373 | 479.041 | 171.755 | 249.264 | 419.505 | 407.817 | 258.703 | 180.865 | 0 | 0 | 39861 | 20551 | 41696 | 21499 | 2532.851 | 2020
Vintage2000 | biomass | TRUE | 19068.10180.CO.GT | 10180 | Y | . | Metro Wastewater Reclamation District | Colorado Energy Nations Company, LLC | 19068 | CO | MTN | WECC |  | 22 | 3 | NAICS-22 Cogen | GT | OBG | ORW | PSCO | M | Mcf | 90208 | 86515 | 87431 | 75497 | 71286 | 77191 | 74575 | 69459 | 74426 | 45247 | 53424 | 80361 | 47564 | 45476 | 45629 | 39392 | 35391 | 39433 | 38606 | 34594 | 39083 | 24184 | 30108 | 43097 | 0.571 | 0.571 | 0.571 | 0.571 | 0.571 | 0.571 | 0.558 | 0.554 | 0.554 | 0.554 | 0.554 | 0.554 | 51509 | 49400 | 49923 | 43109 | 40704 | 44076 | 41613 | 38480 | 41232 | 25067 | 29597 | 44520 | 27159 | 25967 | 26054 | 22493 | 20208 | 22516 | 21542 | 19165 | 21652 | 13398 | 16680 | 23876 | 3222.309 | 3083.163 | 3095.627 | 2664.959 | 2380.245 | 2647.736 | 2533.495 | 2232.183 | 2563.297 | 1568.135 | 1952 | 2790 | 885620 | 462557 | 499230 | 260710 | 30733.149 | 2020
Vintage2000 | other | TRUE | 19068.10180.CO.GT | 10180 | Y | . | Metro Wastewater Reclamation District | Colorado Energy Nations Company, LLC | 19068 | CO | MTN | WECC |  | 22 | 3 | NAICS-22 Cogen | GT | PG | WOO | PSCO | M | mcf | 0 | 0 | 0 | 0 | 0 | 0 | 0 | 0 | 0 | 0 | 0 | 0 | 0 | 0 | 0 | 0 | 0 | 0 | 0 | 0 | 0 | 0 | 0 | 0 | 0 | 0 | 0 | 0 | 0 | 0 | 0 | 0 | 0 | 0 | 0 | 0 | 0 | 0 | 0 | 0 | 0 | 0 | 0 | 0 | 0 | 0 | 0 | 0 | 0 | 0 | 0 | 0 | 0 | 0 | 0 | 0 | 0 | 0 | 0 | 0 | 0 | 0 | 0 | 0 | 0 | 0 | 0 | 0 | 0 | 0 | 0 | 0 | 0 | 0 | 0 | 0 | 0 | 2020
Vintage1985 | biomass | TRUE | 19068.10180.CO.IC | 10180 | Y | . | Metro Wastewater Reclamation District | Colorado Energy Nations Company, LLC | 19068 | CO | MTN | WECC |  | 22 | 3 | NAICS-22 Cogen | IC | OBG | ORW | PSCO | M | Mcf | 1343 | 442 | 0 | 1485 | 12425 | 121 | 558 | 0 | 0 | 24593 | 19416 | 0 | 706 | 245 | 0 | 680 | 6546 | 54 | 294 | 0 | 0 | 14921 | 11366 | 0 | 0.571 | 0.571 | 0 | 0.571 | 0.571 | 0.571 | 0.554 | 0 | 0 | 0.554 | 0.554 | 0 | 767 | 252 | 0 | 848 | 7095 | 69 | 309 | 0 | 0 | 13625 | 10756 | 0 | 403 | 140 | 0 | 388 | 3738 | 31 | 163 | 0 | 0 | 8266 | 6297 | 0 | 48 | 17 | 0 | 46 | 440 | 4 | 19 | 0 | 0 | 968 | 737 | 0 | 60383 | 34812 | 33721 | 19426 | 2279 | 2020
Vintage1988 | hydro | FALSE | 12374.10181.NC.HY | 10181 | N | . | Metropolitan Sewerage District | Metropolitan Sewerage District | 12374 | NC | SAT | SERC |  | 22132 | 4 | Commercial NAICS Non-Cogen | HY | WAT | HYC | CPLE | M |  | 0 | 0 | 0 | 0 | 0 | 0 | 0 | 0 | 0 | 0 | 0 | 0 | 0 | 0 | 0 | 0 | 0 | 0 | 0 | 0 | 0 | 0 | 0 | 0 | 0 | 0 | 0 | 0 | 0 | 0 | 0 | 0 | 0 | 0 | 0 | 0 | 5891 | 5225 | 6032 | 5997 | 5979 | 5944 | 5663 | 5225 | 4839 | 9275 | 7426 | 7426 | 5891 | 5225 | 6032 | 5997 | 5979 | 5944 | 5663 | 5225 | 4839 | 9275 | 7426 | 7426 | 672 | 596 | 688 | 684 | 682 | 678 | 646 | 596 | 552 | 1058 | 847 | 847 | 0 | 0 | 74922 | 74922 | 8546 | 2020
Vintage1985 | hydro | TRUE | 61979.10183.NH.HY | 10183 | N | . | Mine Falls Generating Station | City of Nashua, NH | 61979 | NH | NEW | NPCC |  | 22 | 2 | NAICS-22 Non-Cogen | HY | WAT | HYC | ISNE | A |  | 0 | 0 | 0 | 0 | 0 | 0 | 0 | 0 | 0 | 0 | 0 | 0 | 0 | 0 | 0 | 0 | 0 | 0 | 0 | 0 | 0 | 0 | 0 | 0 | 0 | 0 | 0 | 0 | 0 | 0 | 0 | 0 | 0 | 0 | 0 | 0 | 7718 | 6578 | 8976 | 9685 | 8728 | 2889 | 3669 | 1984 | 1129 | 4200 | 4953 | 6680 | 7718 | 6578 | 8976 | 9685 | 8728 | 2889 | 3669 | 1984 | 1129 | 4200 | 4953 | 6680 | 880.368 | 750.303 | 1023.885 | 1104.715 | 995.545 | 329.513 | 418.538 | 226.286 | 128.815 | 479.098 | 564.932 | 762.002 | 0 | 0 | 67189 | 67189 | 7664 | 2020
Vintage1988 | petroleum | FALSE | 62903.10184.TX.IC | 10184 | Y | . | Central Utility Plant | Silicon Hills Campus, LLC | 62903 | TX | WSC | TRE |  | 561 | 5 | Commercial NAICS Cogen | IC | DFO | DFO | ERCO | M | barrels | 0 | 0 | 0 | 0 | 0 | 0 | 0 | 0 | 0 | 0 | 0 | 0 | 0 | 0 | 0 | 0 | 0 | 0 | 0 | 0 | 0 | 0 | 0 | 0 | 0 | 0 | 0 | 0 | 0 | 0 | 0 | 0 | 0 | 0 | 0 | 0 | 0 | 0 | 0 | 0 | 0 | 0 | 0 | 0 | 0 | 0 | 0 | 0 | 0 | 0 | 0 | 0 | 0 | 0 | 0 | 0 | 0 | 0 | 0 | 0 | 0 | 0 | 0 | 0 | 0 | 0 | 0 | 0 | 0 | 0 | 0 | 0 | 0 | 0 | 0 | 0 | 0 | 2020
Vintage1988 | natural gas peaker | FALSE | 62903.10184.TX.IC | 10184 | Y | . | Central Utility Plant | Silicon Hills Campus, LLC | 62903 | TX | WSC | TRE |  | 561 | 5 | Commercial NAICS Cogen | IC | NG | NG | ERCO | M | mcf | 0 | 0 | 0 | 0 | 0 | 0 | 0 | 0 | 0 | 0 | 0 | 0 | 0 | 0 | 0 | 0 | 0 | 0 | 0 | 0 | 0 | 0 | 0 | 0 | 0 | 0 | 0 | 0 | 0 | 0 | 0 | 0 | 0 | 0 | 0 | 0 | 0 | 0 | 0 | 0 | 0 | 0 | 0 | 0 | 0 | 0 | 0 | 0 | 0 | 0 | 0 | 0 | 0 | 0 | 0 | 0 | 0 | 0 | 0 | 0 | 0 | 0 | 0 | 0 | 0 | 0 | 0 | 0 | 0 | 0 | 0 | 0 | 0 | 0 | 0 | 0 | 0 | 2020
Vintage1988 | petroleum | FALSE | 62903.10184.TX.ST | 10184 | Y | . | Central Utility Plant | Silicon Hills Campus, LLC | 62903 | TX | WSC | TRE |  | 561 | 5 | Commercial NAICS Cogen | ST | DFO | DFO | ERCO | M | barrels | 0 | 0 | 0 | 0 | 0 | 0 | 0 | 0 | 0 | 0 | 0 | 0 | 0 | 0 | 0 | 0 | 0 | 0 | 0 | 0 | 0 | 0 | 0 | 0 | 0 | 0 | 0 | 0 | 0 | 0 | 0 | 0 | 0 | 0 | 0 | 0 | 0 | 0 | 0 | 0 | 0 | 0 | 0 | 0 | 0 | 0 | 0 | 0 | 0 | 0 | 0 | 0 | 0 | 0 | 0 | 0 | 0 | 0 | 0 | 0 | 0 | 0 | 0 | 0 | 0 | 0 | 0 | 0 | 0 | 0 | 0 | 0 | 0 | 0 | 0 | 0 | 0 | 2020
Vintage1988 | natural gas steam turbine | FALSE | 62903.10184.TX.ST | 10184 | Y | . | Central Utility Plant | Silicon Hills Campus, LLC | 62903 | TX | WSC | TRE |  | 561 | 5 | Commercial NAICS Cogen | ST | NG | NG | ERCO | M | mcf | 0 | 0 | 0 | 0 | 0 | 0 | 0 | 0 | 0 | 0 | 0 | 0 | 0 | 0 | 0 | 0 | 0 | 0 | 0 | 0 | 0 | 0 | 0 | 0 | 0 | 0 | 0 | 0 | 0 | 0 | 0 | 0 | 0 | 0 | 0 | 0 | 0 | 0 | 0 | 0 | 0 | 0 | 0 | 0 | 0 | 0 | 0 | 0 | 0 | 0 | 0 | 0 | 0 | 0 | 0 | 0 | 0 | 0 | 0 | 0 | 0 | 0 | 0 | 0 | 0 | 0 | 0 | 0 | 0 | 0 | 0 | 0 | 0 | 0 | 0 | 0 | 0 | 2020
Vintage2008 | hydro | TRUE | 57280.10186.ME.HY | 10186 | N | . | Anson Abenaki Hydros | Eagle Creek Renewable Energy, LLC | 57280 | ME | NEW | NPCC |  | 22 | 2 | NAICS-22 Non-Cogen | HY | WAT | HYC | ISNE | A |  | 0 | 0 | 0 | 0 | 0 | 0 | 0 | 0 | 0 | 0 | 0 | 0 | 0 | 0 | 0 | 0 | 0 | 0 | 0 | 0 | 0 | 0 | 0 | 0 | 0 | 0 | 0 | 0 | 0 | 0 | 0 | 0 | 0 | 0 | 0 | 0 | 118480 | 100976 | 137794 | 148672 | 133980 | 44346 | 56327 | 30454 | 17336 | 64477 | 76029 | 102550 | 118480 | 100976 | 137794 | 148672 | 133980 | 44346 | 56327 | 30454 | 17336 | 64477 | 76029 | 102550 | 13514.303 | 11517.697 | 15717.388 | 16958.184 | 15282.341 | 5058.26 | 6424.864 | 3473.652 | 1977.398 | 7354.501 | 8672.126 | 11697.286 | 0 | 0 | 1031421 | 1031421 | 117648 | 2020
Vintage0 | hard coal | TRUE | 57280.10186.ME.ST | 10186 | N | . | Anson Abenaki Hydros | Eagle Creek Renewable Energy, LLC | 57280 | ME | NEW | NPCC |  | 22 | 2 | NAICS-22 Non-Cogen | ST | BIT | COL | ISNE | A | short tons | 0 | 0 | 0 | 0 | 0 | 0 | 0 | 0 | 0 | 0 | 0 | 0 | 0 | 0 | 0 | 0 | 0 | 0 | 0 | 0 | 0 | 0 | 0 | 0 | 0 | 0 | 0 | 0 | 0 | 0 | 0 | 0 | 0 | 0 | 0 | 0 | 0 | 0 | 0 | 0 | 0 | 0 | 0 | 0 | 0 | 0 | 0 | 0 | 0 | 0 | 0 | 0 | 0 | 0 | 0 | 0 | 0 | 0 | 0 | 0 | 0 | 0 | 0 | 0 | 0 | 0 | 0 | 0 | 0 | 0 | 0 | 0 | 0 | 0 | 0 | 0 | 0 | 2020
Vintage0 | natural gas steam turbine | TRUE | 57280.10186.ME.ST | 10186 | N | . | Anson Abenaki Hydros | Eagle Creek Renewable Energy, LLC | 57280 | ME | NEW | NPCC |  | 22 | 2 | NAICS-22 Non-Cogen | ST | NG | NG | ISNE | A | mcf | 0 | 0 | 0 | 0 | 0 | 0 | 0 | 0 | 0 | 0 | 0 | 0 | 0 | 0 | 0 | 0 | 0 | 0 | 0 | 0 | 0 | 0 | 0 | 0 | 0 | 0 | 0 | 0 | 0 | 0 | 0 | 0 | 0 | 0 | 0 | 0 | 0 | 0 | 0 | 0 | 0 | 0 | 0 | 0 | 0 | 0 | 0 | 0 | 0 | 0 | 0 | 0 | 0 | 0 | 0 | 0 | 0 | 0 | 0 | 0 | 0 | 0 | 0 | 0 | 0 | 0 | 0 | 0 | 0 | 0 | 0 | 0 | 0 | 0 | 0 | 0 | 0 | 2020
Vintage0 | petroleum | TRUE | 57280.10186.ME.ST | 10186 | N | . | Anson Abenaki Hydros | Eagle Creek Renewable Energy, LLC | 57280 | ME | NEW | NPCC |  | 22 | 2 | NAICS-22 Non-Cogen | ST | RFO | RFO | ISNE | A | barrels | 0 | 0 | 0 | 0 | 0 | 0 | 0 | 0 | 0 | 0 | 0 | 0 | 0 | 0 | 0 | 0 | 0 | 0 | 0 | 0 | 0 | 0 | 0 | 0 | 0 | 0 | 0 | 0 | 0 | 0 | 0 | 0 | 0 | 0 | 0 | 0 | 0 | 0 | 0 | 0 | 0 | 0 | 0 | 0 | 0 | 0 | 0 | 0 | 0 | 0 | 0 | 0 | 0 | 0 | 0 | 0 | 0 | 0 | 0 | 0 | 0 | 0 | 0 | 0 | 0 | 0 | 0 | 0 | 0 | 0 | 0 | 0 | 0 | 0 | 0 | 0 | 0 | 2020
Vintage2015 | natural gas peaker | FALSE | 4558.10188.FL.GT | 10188 | N | . | Cutrale Citrus Juices USA II | Cutrale Citrus Juices USA Inc | 4558 | FL | SAT | SERC |  | 311 | 6 | Industrial NAICS Non-Cogen | GT | NG | NG | TEC | A | mcf | 45483 | 44948 | 51338 | 50430 | 50843 | 58285 | 62874 | 63359 | 56864 | 55643 | 45987 | 41999 | 45483 | 44948 | 51338 | 50430 | 50843 | 58285 | 62874 | 63359 | 56864 | 55643 | 45987 | 41999 | 1.024 | 1.024 | 1.024 | 1.024 | 1.024 | 1.024 | 1.024 | 1.024 | 1.024 | 1.024 | 1.024 | 1.024 | 46575 | 46027 | 52570 | 51640 | 52063 | 59684 | 64383 | 64880 | 58229 | 56978 | 47091 | 43007 | 46575 | 46027 | 52570 | 51640 | 52063 | 59684 | 64383 | 64880 | 58229 | 56978 | 47091 | 43007 | 3121.381 | 3084.709 | 3523.244 | 3460.916 | 3489.257 | 3999.961 | 4314.928 | 4348.196 | 3902.474 | 3818.653 | 3155.98 | 2882.301 | 628053 | 628053 | 643127 | 643127 | 43102 | 2020
Vintage1992 | petroleum | TRUE | 60741.10190.NY.CA | 10190 | N | . | Castleton Energy Center | Fortistar Castleton Power | 60741 | NY | MAT | NPCC |  | 22 | 2 | NAICS-22 Non-Cogen | CA | DFO | DFO | NYIS | AM | barrels | 0 | 0 | 0 | 0 | 0 | 0 | 0 | 0 | 0 | 0 | 0 | 0 | 0 | 0 | 0 | 0 | 0 | 0 | 0 | 0 | 0 | 0 | 0 | 0 | 0 | 0 | 0 | 0 | 0 | 0 | 0 | 0 | 0 | 0 | 0 | 0 | 0 | 0 | 0 | 0 | 0 | 0 | 0 | 0 | 0 | 0 | 0 | 0 | 0 | 0 | 0 | 0 | 0 | 0 | 0 | 0 | 0 | 0 | 0 | 0 | 0 | 0 | 0 | 0 | 0 | 0 | 0 | 0 | 0 | 0 | 0 | 0 | 0 | 0 | 0 | 0 | 0 | 2020
Vintage1992 | natural gas combined cycle | TRUE | 60741.10190.NY.CA | 10190 | N | . | Castleton Energy Center | Fortistar Castleton Power | 60741 | NY | MAT | NPCC |  | 22 | 2 | NAICS-22 Non-Cogen | CA | NG | NG | NYIS | AM | mcf | 3966 | 313 | 1014 | 0 | 0 | 562 | 5497 | 4962 | 946 | 647 | 6782 | 6881 | 3966 | 313 | 1014 | 0 | 0 | 562 | 5497 | 4962 | 946 | 647 | 6782 | 6881 | 1.03 | 1.03 | 1.03 | 0 | 0 | 1.03 | 1.03 | 1.03 | 1.03 | 1.03 | 1.03 | 1.03 | 4085 | 322 | 1044 | 0 | 0 | 579 | 5662 | 5111 | 974 | 666 | 6985 | 7087 | 4085 | 322 | 1044 | 0 | 0 | 579 | 5662 | 5111 | 974 | 666 | 6985 | 7087 | 2812 | 535 | 501 | 0 | 0 | 629 | 4739 | 3413 | 900 | 804 | 4355 | 4829 | 31570 | 31570 | 32515 | 32515 | 23517 | 2020
Vintage1992 | petroleum | TRUE | 60741.10190.NY.CT | 10190 | N | . | Castleton Energy Center | Fortistar Castleton Power | 60741 | NY | MAT | NPCC |  | 22 | 2 | NAICS-22 Non-Cogen | CT | DFO | DFO | NYIS | AM | barrels | 0 | 0 | 0 | 0 | 0 | 0 | 0 | 0 | 0 | 0 | 0 | 0 | 0 | 0 | 0 | 0 | 0 | 0 | 0 | 0 | 0 | 0 | 0 | 0 | 0 | 0 | 0 | 0 | 0 | 0 | 0 | 0 | 0 | 0 | 0 | 0 | 0 | 0 | 0 | 0 | 0 | 0 | 0 | 0 | 0 | 0 | 0 | 0 | 0 | 0 | 0 | 0 | 0 | 0 | 0 | 0 | 0 | 0 | 0 | 0 | 0 | 0 | 0 | 0 | 0 | 0 | 0 | 0 | 0 | 0 | 0 | 0 | 0 | 0 | 0 | 0 | 0 | 2020
Vintage1992 | natural gas combined cycle | TRUE | 60741.10190.NY.CT | 10190 | N | . | Castleton Energy Center | Fortistar Castleton Power | 60741 | NY | MAT | NPCC |  | 22 | 2 | NAICS-22 Non-Cogen | CT | NG | NG | NYIS | AM | mcf | 84658 | 18370 | 13455 | 0 | 0 | 18545 | 137996 | 96407 | 26216 | 25384 | 122490 | 143280 | 84658 | 18370 | 13455 | 0 | 0 | 18545 | 137996 | 96407 | 26216 | 25384 | 122490 | 143280 | 1.03 | 1.03 | 1.03 | 0 | 0 | 1.03 | 1.03 | 1.03 | 1.03 | 1.03 | 1.03 | 1.03 | 87198 | 18921 | 13859 | 0 | 0 | 19101 | 142136 | 99299 | 27002 | 26146 | 126165 | 147578 | 87198 | 18921 | 13859 | 0 | 0 | 19101 | 142136 | 99299 | 27002 | 26146 | 126165 | 147578 | 6884 | 1499 | 1062 | 0 | 0 | 1417 | 10149 | 7225 | 1999 | 2015 | 9783 | 11551 | 686801 | 686801 | 707405 | 707405 | 53584 | 2020
Vintage1984 | onshore wind | TRUE | 2719.10191.CA.WT | 10191 | N | . | Tehachapi Wind Resource I | CalWind Resources Inc | 2719 | CA | PACC | WECC |  | 22 | 2 | NAICS-22 Non-Cogen | WT | WND | WND | CISO | A |  | 0 | 0 | 0 | 0 | 0 | 0 | 0 | 0 | 0 | 0 | 0 | 0 | 0 | 0 | 0 | 0 | 0 | 0 | 0 | 0 | 0 | 0 | 0 | 0 | 0 | 0 | 0 | 0 | 0 | 0 | 0 | 0 | 0 | 0 | 0 | 0 | 6768 | 6937 | 10057 | 13558 | 13835 | 15343 | 15064 | 12834 | 7105 | 7741 | 5924 | 5818 | 6768 | 6937 | 10057 | 13558 | 13835 | 15343 | 15064 | 12834 | 7105 | 7741 | 5924 | 5818 | 771.945 | 791.298 | 1147.096 | 1546.537 | 1578.064 | 1750.074 | 1718.286 | 1463.944 | 810.445 | 883.003 | 675.731 | 663.577 | 0 | 0 | 120984 | 120984 | 13800 | 2020
Vintage2011 | petroleum | FALSE | 3453.10194.HI.GT | 10194 | Y | . | Hawaii Cogen | Island Energy Services | 3453 | HI | PACN |  |  | 32411 | 7 | Industrial NAICS Cogen | GT | DFO | DFO |  | M | barrels | 0 | 0 | 0 | 0 | 0 | 0 | 0 | 0 | 0 | 0 | 0 | 0 | 0 | 0 | 0 | 0 | 0 | 0 | 0 | 0 | 0 | 0 | 0 | 0 | 0 | 0 | 0 | 0 | 0 | 0 | 0 | 0 | 0 | 0 | 0 | 0 | 0 | 0 | 0 | 0 | 0 | 0 | 0 | 0 | 0 | 0 | 0 | 0 | 0 | 0 | 0 | 0 | 0 | 0 | 0 | 0 | 0 | 0 | 0 | 0 | 0 | 0 | 0 | 0 | 0 | 0 | 0 | 0 | 0 | 0 | 0 | 0 | 0 | 0 | 0 | 0 | 0 | 2020
Vintage2011 | other | FALSE | 3453.10194.HI.GT | 10194 | Y | . | Hawaii Cogen | Island Energy Services | 3453 | HI | PACN |  |  | 32411 | 7 | Industrial NAICS Cogen | GT | OG | OOG |  | M | mcf | 5754 | 11265 | 8450 | 1 | 0 | 0 | 0 | 0 | 0 | 0 | 0 | 0 | 1263 | 2032 | 1671 | 0 | 0 | 0 | 0 | 0 | 0 | 0 | 0 | 0 | 2.78 | 2.73 | 2.73 | 2.73 | 0 | 0 | 0 | 0 | 0 | 0 | 0 | 0 | 15996 | 30753 | 23069 | 3 | 0 | 0 | 0 | 0 | 0 | 0 | 0 | 0 | 3511 | 5547 | 4561 | 1 | 0 | 0 | 0 | 0 | 0 | 0 | 0 | 0 | 740.899 | 1170.514 | 962.479 | 0.153 | 0 | 0 | 0 | 0 | 0 | 0 | 0 | 0 | 25470 | 4966 | 69821 | 13620 | 2874.045 | 2020
Vintage2011 | petroleum | FALSE | 3453.10194.HI.GT | 10194 | Y | . | Hawaii Cogen | Island Energy Services | 3453 | HI | PACN |  |  | 32411 | 7 | Industrial NAICS Cogen | GT | WO | WOO |  | M | barrels | 10465 | 10350 | 10352 | 6421 | 5438 | 5596 | 5581 | 5725 | 5133 | 4377 | 7418 | 9845 | 2297 | 1867 | 2047 | 1702 | 1496 | 1555 | 1564 | 1614 | 1374 | 1307 | 2393 | 3101 | 5.03 | 5.03 | 5.03 | 5.8 | 5.17 | 5.2 | 5.18 | 5.18 | 5.18 | 4.7 | 4.69 | 4.69 | 52639 | 52061 | 52071 | 37242 | 28114 | 29099 | 28910 | 29656 | 26589 | 20572 | 34790 | 46173 | 11554 | 9390 | 10295 | 9870 | 7734 | 8085 | 8099 | 8359 | 7118 | 6142 | 11222 | 14544 | 2438.101 | 1981.486 | 2172.521 | 2082.847 | 1632 | 1706 | 1709 | 1764 | 1502 | 1270.08 | 2320.64 | 3007.62 | 86701 | 22317 | 437916 | 112412 | 23586.295 | 2020
Vintage1984 | natural gas peaker | FALSE | 50122.10195.MS.GT | 10195 | Y | . | CF Industries Yazoo City Complex | CF Industries Nitrogen LLC | 50122 | MS | ESC | SERC |  | 325311 | 7 | Industrial NAICS Cogen | GT | NG | NG | MISO | M | mcf | 135299 | 131382 | 152844 | 140955 | 149777 | 143763 | 148589 | 150352 | 139247 | 153948 | 154517 | 161170 | 63035 | 61747 | 73435 | 67144 | 70675 | 67594 | 70112 | 69010 | 65371 | 73166 | 73115 | 76124 | 1.1 | 1.1 | 1.1 | 1.1 | 1.1 | 1.1 | 1.1 | 1.1 | 1.1 | 1.1 | 1.1 | 1.1 | 148829 | 144520 | 168128 | 155051 | 164755 | 158139 | 163448 | 165387 | 153172 | 169343 | 169969 | 177287 | 69338 | 67922 | 80779 | 73858 | 77742 | 74353 | 77123 | 75911 | 71908 | 80483 | 80427 | 83736 | 12193 | 11944 | 14205 | 12988 | 13671 | 13075 | 13562 | 13349 | 12645 | 14153 | 14143 | 14725 | 1761843 | 830528 | 1938028 | 913580 | 160653 | 2020
Vintage1987 | hydro | TRUE | 60023.10196.NY.HY | 10196 | N | . | Moose River | EONY Generation Limited | 60023 | NY | MAT | NPCC |  | 22 | 2 | NAICS-22 Non-Cogen | HY | WAT | HYC | NYIS | A |  | 0 | 0 | 0 | 0 | 0 | 0 | 0 | 0 | 0 | 0 | 0 | 0 | 0 | 0 | 0 | 0 | 0 | 0 | 0 | 0 | 0 | 0 | 0 | 0 | 0 | 0 | 0 | 0 | 0 | 0 | 0 | 0 | 0 | 0 | 0 | 0 | 30116 | 28102 | 29844 | 29266 | 30570 | 28600 | 30011 | 29432 | 27956 | 28094 | 27785 | 29351 | 30116 | 28102 | 29844 | 29266 | 30570 | 28600 | 30011 | 29432 | 27956 | 28094 | 27785 | 29351 | 3435.197 | 3205.438 | 3404.171 | 3338.225 | 3486.962 | 3262.183 | 3423.229 | 3357.12 | 3188.816 | 3204.561 | 3169.242 | 3347.856 | 0 | 0 | 349127 | 349127 | 39823 | 2020
Vintage1986 | hydro | TRUE | 60023.10197.NY.HY | 10197 | N | . | Philadlephia | EONY Generation Limited | 60023 | NY | MAT | NPCC |  | 22 | 2 | NAICS-22 Non-Cogen | HY | WAT | HYC | NYIS | A |  | 0 | 0 | 0 | 0 | 0 | 0 | 0 | 0 | 0 | 0 | 0 | 0 | 0 | 0 | 0 | 0 | 0 | 0 | 0 | 0 | 0 | 0 | 0 | 0 | 0 | 0 | 0 | 0 | 0 | 0 | 0 | 0 | 0 | 0 | 0 | 0 | 5106 | 4765 | 5060 | 4962 | 5183 | 4849 | 5088 | 4990 | 4740 | 4763 | 4711 | 4976 | 5106 | 4765 | 5060 | 4962 | 5183 | 4849 | 5088 | 4990 | 4740 | 4763 | 4711 | 4976 | 582.438 | 543.483 | 577.178 | 565.997 | 591.215 | 553.104 | 580.409 | 569.201 | 540.665 | 543.334 | 537.346 | 567.63 | 0 | 0 | 59193 | 59193 | 6752 | 2020
Vintage2016 | natural gas steam turbine | FALSE | 9436.10198.LA.ST | 10198 | Y | . | Mosaic Phosphates Uncle Sam | Mosaic Phosphates Co. | 9436 | LA | WSC | SERC |  | 325188 | 7 | Industrial NAICS Cogen | ST | NG | NG | MISO | M | mcf | 0 | 0 | 0 | 0 | 0 | 0 | 0 | 0 | 0 | 0 | 0 | 0 | 0 | 0 | 0 | 0 | 0 | 0 | 0 | 0 | 0 | 0 | 0 | 0 | 0 | 0 | 0 | 0 | 0 | 0 | 0 | 0 | 0 | 0 | 0 | 0 | 0 | 0 | 0 | 0 | 0 | 0 | 0 | 0 | 0 | 0 | 0 | 0 | 0 | 0 | 0 | 0 | 0 | 0 | 0 | 0 | 0 | 0 | 0 | 0 | 755.63 | 1457.91 | 2043.79 | 0 | 0 | 0 | 0 | 0 | 0 | 0 | 0 | 0 | 0 | 0 | 0 | 0 | 4257.33 | 2020
Vintage2016 | other | FALSE | 9436.10198.LA.ST | 10198 | Y | . | Mosaic Phosphates Uncle Sam | Mosaic Phosphates Co. | 9436 | LA | WSC | SERC |  | 325188 | 7 | Industrial NAICS Cogen | ST | OTH | OTH | MISO | M |  | 0 | 0 | 0 | 0 | 0 | 0 | 0 | 0 | 0 | 0 | 0 | 0 | 0 | 0 | 0 | 0 | 0 | 0 | 0 | 0 | 0 | 0 | 0 | 0 | 0 | 0 | 0 | 0 | 0 | 0 | 0 | 0 | 0 | 0 | 0 | 0 | 0 | 0 | 0 | 0 | 0 | 0 | 0 | 0 | 0 | 0 | 0 | 0 | 0 | 0 | 0 | 0 | 0 | 0 | 0 | 0 | 0 | 0 | 0 | 0 | 0 | 0 | 0 | 0 | 0 | 0 | 0 | 0 | 0 | 0 | 0 | 0 | 0 | 0 | 0 | 0 | 0 | 2020
Vintage2016 | other | FALSE | 9436.10198.LA.ST | 10198 | Y | . | Mosaic Phosphates Uncle Sam | Mosaic Phosphates Co. | 9436 | LA | WSC | SERC |  | 325188 | 7 | Industrial NAICS Cogen | ST | WH | OTH | MISO | M |  | 0 | 0 | 0 | 0 | 0 | 0 | 0 | 0 | 0 | 0 | 0 | 0 | 0 | 0 | 0 | 0 | 0 | 0 | 0 | 0 | 0 | 0 | 0 | 0 | 0 | 0 | 0 | 0 | 0 | 0 | 0 | 0 | 0 | 0 | 0 | 0 | 0 | 0 | 0 | 0 | 0 | 0 | 0 | 0 | 0 | 0 | 0 | 0 | 0 | 0 | 0 | 0 | 0 | 0 | 0 | 0 | 0 | 0 | 0 | 0 | -34 | -3141 | -3819 | -4170 | -4765 | -5796 | -4697 | -4581 | -6474 | -6927 | -7242 | -6009 | 0 | 0 | 0 | 0 | -57655 | 2020
Vintage1988 | hard coal | FALSE | 9686.10202.FL.ST | 10202 | Y | . | Fernandina Beach Mill | WestRock, Fernandina Beach | 9686 | FL | SAT | SERC |  | 32213 | 7 | Industrial NAICS Cogen | ST | BIT | COL | JEA | M | short tons | 4391 | 759 | 3750 | 1240 | 1794 | 3206 | 1944 | 2469 | 3453 | 2121 | 3372 | 2860 | 629 | 161 | 615 | 205 | 281 | 510 | 322 | 410 | 553 | 349 | 542 | 445 | 25.8 | 25.8 | 26.3 | 26.3 | 26.3 | 26.3 | 26.3 | 26.3 | 25.6 | 25.6 | 25.6 | 26.5 | 113288 | 19582 | 98625 | 32612 | 47182 | 84318 | 51127 | 64935 | 88397 | 54298 | 86323 | 75790 | 16218 | 4155 | 16182 | 5385 | 7399 | 13416 | 8472 | 10784 | 14161 | 8946 | 13876 | 11802 | 3286.538 | 841.963 | 3279.071 | 1091.13 | 1499.268 | 2718.603 | 1716.743 | 2185.226 | 2869.654 | 1812.854 | 2811.893 | 2391.493 | 31359 | 5022 | 816477 | 130796 | 26504.436 | 2020
Vintage1988 | biomass | FALSE | 9686.10202.FL.ST | 10202 | Y | . | Fernandina Beach Mill | WestRock, Fernandina Beach | 9686 | FL | SAT | SERC |  | 32213 | 7 | Industrial NAICS Cogen | ST | BLQ | WWW | JEA | M | short tons | 78433 | 12813 | 84827 | 82041 | 84554 | 78386 | 81105 | 79252 | 70754 | 81568 | 80519 | 86259 | 11229 | 2719 | 13918 | 13546 | 13259 | 12472 | 13439 | 13161 | 11335 | 13439 | 12943 | 13432 | 11.45 | 11.45 | 11.45 | 11.45 | 11.45 | 11.45 | 11.45 | 11.45 | 11.45 | 11.45 | 11.45 | 11.45 | 898058 | 146709 | 971269 | 939369 | 968143 | 897520 | 928652 | 907435 | 810133 | 933954 | 921943 | 987666 | 128567 | 31128 | 159358 | 155098 | 151813 | 142804 | 153878 | 150697 | 129783 | 153878 | 148199 | 153793 | 26053.124 | 6307.944 | 32292.629 | 31429.35 | 30763.85 | 28938.137 | 31182.167 | 30537.617 | 26299.625 | 31182.258 | 30031.366 | 31165.002 | 900511 | 144892 | 10310851 | 1658996 | 336183.07 | 2020
Vintage1988 | petroleum | FALSE | 9686.10202.FL.ST | 10202 | Y | . | Fernandina Beach Mill | WestRock, Fernandina Beach | 9686 | FL | SAT | SERC |  | 32213 | 7 | Industrial NAICS Cogen | ST | DFO | DFO | JEA | M | barrels | 4228 | 4417 | 1707 | 1768 | 1139 | 4196 | 3268 | 1190 | 6664 | 1753 | 543 | 1350 | 605 | 937 | 280 | 292 | 179 | 668 | 541 | 198 | 1068 | 289 | 87 | 210 | 6.01 | 6.01 | 6.01 | 6.01 | 6.01 | 6.01 | 6.01 | 6.01 | 6.01 | 6.01 | 6.01 | 6.01 | 25410 | 26546 | 10259 | 10626 | 6845 | 25218 | 19641 | 7152 | 40051 | 10536 | 3263 | 8114 | 3638 | 5633 | 1683 | 1754 | 1073 | 4012 | 3254 | 1188 | 6416 | 1736 | 525 | 1263 | 737.165 | 1141.388 | 341.092 | 355.513 | 217.52 | 813.086 | 659.492 | 240.68 | 1300.177 | 351.754 | 106.303 | 256.015 | 32223 | 5354 | 193661 | 32175 | 6520.185 | 2020
Vintage1988 | natural gas steam turbine | FALSE | 9686.10202.FL.ST | 10202 | Y | . | Fernandina Beach Mill | WestRock, Fernandina Beach | 9686 | FL | SAT | SERC |  | 32213 | 7 | Industrial NAICS Cogen | ST | NG | NG | JEA | M | mcf | 426279 | 157141 | 319586 | 353382 | 349403 | 339122 | 350590 | 355644 | 334031 | 365084 | 360573 | 359225 | 61026 | 33342 | 52435 | 58346 | 54790 | 53958 | 58092 | 59061 | 53511 | 60151 | 57960 | 55936 | 1.06 | 1.06 | 1.06 | 1.06 | 1.06 | 1.06 | 1.06 | 1.06 | 1.06 | 1.06 | 1.06 | 1.06 | 451856 | 166569 | 338761 | 374585 | 370367 | 359469 | 371625 | 376983 | 354073 | 386989 | 382207 | 380779 | 64688 | 35342 | 55581 | 61847 | 58077 | 57195 | 61578 | 62605 | 56722 | 63760 | 61438 | 59292 | 13108.569 | 7161.878 | 11263.086 | 12532.833 | 11768.836 | 11590.133 | 12478.391 | 12686.47 | 11494.384 | 12920.548 | 12450.027 | 12015.163 | 4070060 | 658608 | 4314263 | 698125 | 141470.32 | 2020
Vintage1988 | biomass | FALSE | 9686.10202.FL.ST | 10202 | Y | . | Fernandina Beach Mill | WestRock, Fernandina Beach | 9686 | FL | SAT | SERC |  | 32213 | 7 | Industrial NAICS Cogen | ST | WDS | WWW | JEA | M | short tons | 30102 | 5149 | 31033 | 28012 | 31404 | 29873 | 30169 | 31556 | 27505 | 31438 | 30591 | 32328 | 4309 | 1093 | 5092 | 4625 | 4924 | 4753 | 4999 | 5240 | 4406 | 5180 | 4917 | 5034 | 9.2 | 9.2 | 9.2 | 9.2 | 9.2 | 9.2 | 9.2 | 9.2 | 9.2 | 9.2 | 9.2 | 9.2 | 276938 | 47371 | 285504 | 257710 | 288917 | 274832 | 277555 | 290315 | 253046 | 289230 | 281437 | 297418 | 39647 | 10051 | 46843 | 42550 | 45305 | 43728 | 45991 | 48212 | 40538 | 47653 | 45240 | 46312 | 8034.126 | 2036.771 | 9492.386 | 8622.454 | 9180.658 | 8861.214 | 9319.7 | 9769.88 | 8214.716 | 9656.617 | 9167.538 | 9384.776 | 339160 | 54572 | 3120273 | 502070 | 101740.84 | 2020
Vintage1999 | natural gas steam turbine | FALSE | 3102.10204.FL.ST | 10204 | Y | . | Mosaic Co Tampa Facility | Mosaic Company | 3102 | FL | SAT | SERC |  | 325188 | 7 | Industrial NAICS Cogen | ST | NG | NG | TEC | M | mcf | 0 | 0 | 0 | 0 | 0 | 0 | 0 | 0 | 0 | 0 | 0 | 0 | 0 | 0 | 0 | 0 | 0 | 0 | 0 | 0 | 0 | 0 | 0 | 0 | 0 | 0 | 0 | 0 | 0 | 0 | 0 | 0 | 0 | 0 | 0 | 0 | 0 | 0 | 0 | 0 | 0 | 0 | 0 | 0 | 0 | 0 | 0 | 0 | 0 | 0 | 0 | 0 | 0 | 0 | 0 | 0 | 0 | 0 | 0 | 0 | 0 | 0 | 0 | 0 | 0 | 0 | 0 | 0 | 0 | 0 | 0 | 0 | 0 | 0 | 0 | 0 | 0 | 2020
Vintage1999 | other | FALSE | 3102.10204.FL.ST | 10204 | Y | . | Mosaic Co Tampa Facility | Mosaic Company | 3102 | FL | SAT | SERC |  | 325188 | 7 | Industrial NAICS Cogen | ST | OTH | OTH | TEC | M |  | 0 | 0 | 0 | 0 | 0 | 0 | 0 | 0 | 0 | 0 | 0 | 0 | 0 | 0 | 0 | 0 | 0 | 0 | 0 | 0 | 0 | 0 | 0 | 0 | 0 | 0 | 0 | 0 | 0 | 0 | 0 | 0 | 0 | 0 | 0 | 0 | 222813 | 192383 | 186500 | 160120 | 162602 | 183686 | 157911 | 113366 | 161199 | 208225 | 191392 | 190568 | 222813 | 192383 | 186500 | 160120 | 162602 | 183686 | 157911 | 113366 | 161199 | 208225 | 191392 | 190568 | 25415 | 21944 | 21273 | 18264 | 18547 | 20952 | 18012 | 12931 | 18387 | 23751 | 21831 | 21737 | 0 | 0 | 2130765 | 2130765 | 243044 | 2020
Vintage1989 | petroleum | FALSE | 11161.10206.CA.GT | 10206 | Y | . | Loma Linda University Cogen | Loma Linda University | 11161 | CA | PACC | WECC |  | 611 | 5 | Commercial NAICS Cogen | GT | DFO | DFO | CISO | M | barrels | 0 | 0 | 0 | 0 | 0 | 0 | 0 | 0 | 0 | 0 | 0 | 0 | 0 | 0 | 0 | 0 | 0 | 0 | 0 | 0 | 0 | 0 | 0 | 0 | 0 | 0 | 0 | 0 | 0 | 0 | 0 | 0 | 0 | 0 | 0 | 0 | 0 | 0 | 0 | 0 | 0 | 0 | 0 | 0 | 0 | 0 | 0 | 0 | 0 | 0 | 0 | 0 | 0 | 0 | 0 | 0 | 0 | 0 | 0 | 0 | 0 | 0 | 0 | 0 | 0 | 0 | 0 | 0 | 0 | 0 | 0 | 0 | 0 | 0 | 0 | 0 | 0 | 2020
Vintage1989 | natural gas peaker | FALSE | 11161.10206.CA.GT | 10206 | Y | . | Loma Linda University Cogen | Loma Linda University | 11161 | CA | PACC | WECC |  | 611 | 5 | Commercial NAICS Cogen | GT | NG | NG | CISO | M | mcf | 88342 | 81404 | 86202 | 85055 | 89721 | 86028 | 89978 | 95016 | 89556 | 46645 | 37610 | 67985 | 33502 | 31207 | 32890 | 34726 | 38703 | 37326 | 38550 | 40385 | 37326 | 23558 | 20040 | 28148 | 1.01 | 1.01 | 1.01 | 1.01 | 1.01 | 1.01 | 1.01 | 1.01 | 1.01 | 1.01 | 1.01 | 1.01 | 89225 | 82218 | 87064 | 85906 | 90618 | 86888 | 90878 | 95966 | 90452 | 47111 | 37986 | 68665 | 33837 | 31519 | 33219 | 35073 | 39090 | 37699 | 38935 | 40789 | 37699 | 23794 | 20240 | 28429 | 5116 | 4766 | 5023 | 5315 | 5933 | 5722 | 5908 | 6190 | 5701 | 3593 | 3058 | 4298 | 943542 | 396361 | 952977 | 400323 | 60623 | 2020
Vintage2018 | petroleum | FALSE | 11161.10206.CA.IC | 10206 | Y | . | Loma Linda University Cogen | Loma Linda University | 11161 | CA | PACC | WECC |  | 611 | 5 | Commercial NAICS Cogen | IC | DFO | DFO | CISO | M | barrels | 0 | 0 | 0 | 0 | 0 | 0 | 0 | 0 | 0 | 0 | 0 | 0 | 0 | 0 | 0 | 0 | 0 | 0 | 0 | 0 | 0 | 0 | 0 | 0 | 0 | 0 | 0 | 0 | 0 | 0 | 0 | 0 | 0 | 0 | 0 | 0 | 0 | 0 | 0 | 0 | 0 | 0 | 0 | 0 | 0 | 0 | 0 | 0 | 0 | 0 | 0 | 0 | 0 | 0 | 0 | 0 | 0 | 0 | 0 | 0 | 0 | 0 | 0 | 0 | 0 | 0 | 0 | 0 | 0 | 0 | 0 | 0 | 0 | 0 | 0 | 0 | 0 | 2020
Vintage1982 | hard coal | FALSE | 55867.10208.MI.ST | 10208 | Y | . | Escanaba Mill | Verso Escanaba LLC | 55867 | MI | ENC | MRO |  | 322122 | 7 | Industrial NAICS Cogen | ST | BIT | COL | MISO | M | short tons | 99 | 79 | 10 | 0 | 11 | 181 | 298 | 14 | 179 | 15 | 67 | 140 | 8 | 7 | 1 | 0 | 1 | 20 | 32 | 1 | 20 | 2 | 8 | 17 | 23.066 | 23.066 | 23.066 | 0 | 23.066 | 23.777 | 23.076 | 23.066 | 23.847 | 23.479 | 23.847 | 23.217 | 2284 | 1822 | 231 | 0 | 254 | 4304 | 6877 | 323 | 4269 | 352 | 1598 | 3250 | 194 | 157 | 20 | 0 | 30 | 475 | 734 | 34 | 488 | 40 | 193 | 386 | 47.407 | 38.406 | 4.872 | 0 | 7.295 | 116.427 | 179.753 | 8.384 | 119.546 | 9.827 | 47.173 | 94.46 | 1093 | 117 | 25564 | 2751 | 673.55 | 2020
Vintage1982 | biomass | FALSE | 55867.10208.MI.ST | 10208 | Y | . | Escanaba Mill | Verso Escanaba LLC | 55867 | MI | ENC | MRO |  | 322122 | 7 | Industrial NAICS Cogen | ST | BLQ | WWW | MISO | M | short tons | 57530 | 51112 | 55911 | 56585 | 55275 | 57459 | 54789 | 43623 | 37199 | 57617 | 54386 | 50691 | 4878 | 4400 | 4823 | 5322 | 6490 | 6348 | 5849 | 4625 | 4255 | 6565 | 6558 | 6016 | 12.642 | 12.456 | 12.402 | 12.016 | 12.22 | 11.952 | 12.03 | 11.862 | 11.514 | 11.986 | 11.84 | 10.26 | 727294 | 636651 | 693408 | 679925 | 675461 | 686750 | 659112 | 517456 | 428309 | 690597 | 643930 | 520090 | 61663 | 54801 | 59817 | 63949 | 79310 | 75875 | 70362 | 54867 | 48988 | 78694 | 77644 | 61727 | 15098.819 | 13418.571 | 14646.83 | 15658.499 | 19419.712 | 18578.69 | 17228.897 | 13434.759 | 11995.133 | 19269.022 | 19011.776 | 15114.379 | 632177 | 66129 | 7558983 | 787697 | 192875.09 | 2020
Vintage1982 | natural gas steam turbine | FALSE | 55867.10208.MI.ST | 10208 | Y | . | Escanaba Mill | Verso Escanaba LLC | 55867 | MI | ENC | MRO |  | 322122 | 7 | Industrial NAICS Cogen | ST | NG | NG | MISO | M | mcf | 486496 | 515797 | 562090 | 531133 | 489123 | 379649 | 442118 | 487778 | 410274 | 490146 | 507909 | 512304 | 41247 | 44398 | 48489 | 49955 | 57430 | 41945 | 47198 | 51721 | 46925 | 55853 | 61242 | 60803 | 1.02 | 1.02 | 1.02 | 1.02 | 1.02 | 1.02 | 1.02 | 1.02 | 1.02 | 1.02 | 1.02 | 1.02 | 496226 | 526113 | 573332 | 541756 | 498905 | 387242 | 450960 | 497534 | 418479 | 499949 | 518067 | 522550 | 42072 | 45286 | 49459 | 50954 | 58579 | 42784 | 48142 | 52755 | 47864 | 56970 | 62467 | 62019 | 10301.779 | 11088.78 | 12110.46 | 12476.487 | 14343.696 | 10476.081 | 11787.911 | 12917.511 | 11719.843 | 13949.556 | 15295.72 | 15185.882 | 5814817 | 607206 | 5931113 | 619351 | 151653.71 | 2020
Vintage1982 | petroleum | FALSE | 55867.10208.MI.ST | 10208 | Y | . | Escanaba Mill | Verso Escanaba LLC | 55867 | MI | ENC | MRO |  | 322122 | 7 | Industrial NAICS Cogen | ST | RFO | RFO | MISO | M | barrels | 20 | 931 | 631 | 469 | 1491 | 147 | 585 | 7303 | 1447 | 43 | 444 | 3061 | 2 | 80 | 54 | 44 | 175 | 16 | 63 | 774 | 166 | 5 | 54 | 363 | 6.73 | 6.765 | 6.559 | 6.684 | 6.701 | 6.703 | 6.703 | 6.717 | 6.717 | 6.721 | 6.721 | 6.712 | 135 | 6298 | 4139 | 3135 | 9991 | 985 | 3921 | 49054 | 9719 | 289 | 2984 | 20545 | 11 | 542 | 357 | 295 | 1173 | 109 | 419 | 5201 | 1112 | 33 | 360 | 2438 | 2.794 | 132.746 | 87.422 | 72.194 | 287.25 | 26.656 | 102.5 | 1273.6 | 272.202 | 8.064 | 88.105 | 597.073 | 16572 | 1796 | 111195 | 12050 | 2950.606 | 2020
Vintage1982 | biomass | FALSE | 55867.10208.MI.ST | 10208 | Y | . | Escanaba Mill | Verso Escanaba LLC | 55867 | MI | ENC | MRO |  | 322122 | 7 | Industrial NAICS Cogen | ST | SLW | ORW | MISO | M | short tons | 1743 | 1922 | 1825 | 480 | 1406 | 1880 | 2074 | 1190 | 1150 | 2072 | 1942 | 1956 | 148 | 165 | 157 | 45 | 165 | 208 | 221 | 126 | 132 | 236 | 234 | 232 | 3.27 | 3.27 | 3.41 | 3.82 | 4.26 | 5.23 | 3.5 | 3.59 | 2.95 | 4.2 | 3.54 | 3.8 | 5700 | 6285 | 6223 | 1834 | 5990 | 9832 | 7259 | 4272 | 3393 | 8702 | 6875 | 7433 | 483 | 541 | 537 | 172 | 703 | 1086 | 775 | 453 | 388 | 992 | 829 | 882 | 118.325 | 132.466 | 131.453 | 42.227 | 172.202 | 265.997 | 189.747 | 110.917 | 95.01 | 242.814 | 202.972 | 216.005 | 19640 | 2069 | 73798 | 7841 | 1920.135 | 2020
Vintage1982 | other | FALSE | 55867.10208.MI.ST | 10208 | Y | . | Escanaba Mill | Verso Escanaba LLC | 55867 | MI | ENC | MRO |  | 322122 | 7 | Industrial NAICS Cogen | ST | TDF | OTH | MISO | M | short tons | 1810 | 2125 | 2681 | 1943 | 1561 | 1889 | 133 | 0 | 1731 | 2204 | 2121 | 2592 | 153 | 183 | 231 | 183 | 183 | 209 | 14 | 0 | 198 | 251 | 256 | 308 | 29.738 | 29.738 | 26.06 | 29.11 | 29.384 | 29.714 | 30.474 | 0 | 24.952 | 26.068 | 23.692 | 30.634 | 53826 | 63193 | 69867 | 56561 | 45868 | 56130 | 4053 | 0 | 43192 | 57454 | 50251 | 79403 | 4564 | 5439 | 6027 | 5320 | 5386 | 6201 | 433 | 0 | 4940 | 6547 | 6059 | 9424 | 1117.437 | 1331.912 | 1475.794 | 1302.578 | 1318.732 | 1518.481 | 105.945 | 0 | 1209.623 | 1603.076 | 1483.632 | 2307.548 | 20790 | 2169 | 579798 | 60340 | 14774.758 | 2020
Vintage1982 | biomass | FALSE | 55867.10208.MI.ST | 10208 | Y | . | Escanaba Mill | Verso Escanaba LLC | 55867 | MI | ENC | MRO |  | 322122 | 7 | Industrial NAICS Cogen | ST | WDS | WWW | MISO | M | short tons | 28313 | 20910 | 20290 | 23792 | 16358 | 21873 | 25048 | 19592 | 13446 | 23792 | 22499 | 22504 | 2401 | 1800 | 1750 | 2238 | 1921 | 2417 | 2674 | 2077 | 1538 | 2711 | 2713 | 2671 | 8.174 | 8.174 | 7.566 | 8.69 | 8.336 | 9.276 | 8.81 | 8.58 | 9.724 | 9.516 | 9.028 | 10.242 | 231430 | 170918 | 153514 | 206752 | 136360 | 202894 | 220673 | 168099 | 130749 | 226405 | 203121 | 230486 | 19622 | 14712 | 13243 | 19446 | 16011 | 22417 | 23558 | 17824 | 14954 | 25799 | 24492 | 27355 | 4804.557 | 3602.412 | 3242.672 | 4761.454 | 3920.403 | 5488.902 | 5768.295 | 4364.38 | 3661.725 | 6317.135 | 5997.063 | 6698.177 | 258417 | 26911 | 2281401 | 239433 | 58627.175 | 2020
Vintage2013 | natural gas combined cycle | FALSE | 3452.10213.CA.CA | 10213 | Y | . | El Segundo Cogen | Chevron USA Inc-El Segundo | 3452 | CA | PACC | WECC |  | 32411 | 7 | Industrial NAICS Cogen | CA | NG | NG | CISO | M | mcf | 0 | 0 | 0 | 0 | 0 | 0 | 0 | 0 | 0 | 0 | 0 | 0 | 0 | 0 | 0 | 0 | 0 | 0 | 0 | 0 | 0 | 0 | 0 | 0 | 0 | 0 | 0 | 0 | 0 | 0 | 0 | 0 | 0 | 0 | 0 | 0 | 0 | 0 | 0 | 0 | 0 | 0 | 0 | 0 | 0 | 0 | 0 | 0 | 0 | 0 | 0 | 0 | 0 | 0 | 0 | 0 | 0 | 0 | 0 | 0 | 2699.542 | 2736.041 | 2915.87 | 2573.247 | 3033.677 | 2743.507 | 5599.112 | 7330.818 | 7977.321 | 6772.171 | 6257.407 | 4635.324 | 0 | 0 | 0 | 0 | 55274.037 | 2020
Vintage2013 | other | FALSE | 3452.10213.CA.CA | 10213 | Y | . | El Segundo Cogen | Chevron USA Inc-El Segundo | 3452 | CA | PACC | WECC |  | 32411 | 7 | Industrial NAICS Cogen | CA | OG | OOG | CISO | M | mcf | 63180 | 75952 | 62461 | 103902 | 64169 | 72603 | 90040 | 120951 | 84927 | 80752 | 30354 | 20981 | 2287 | 2184 | 1495 | 2380 | 2003 | 2579 | 4616 | 7436 | 5939 | 5927 | 1696 | 1060 | 0.833 | 0.859 | 0.922 | 0.902 | 0.666 | 0.677 | 1.01 | 0.713 | 0.773 | 0.961 | 0.923 | 0.737 | 52629 | 65243 | 57589 | 93720 | 42737 | 49152 | 90940 | 86238 | 65649 | 77603 | 28017 | 15463 | 1905 | 1876 | 1378 | 2147 | 1334 | 1746 | 4662 | 5302 | 4591 | 5696 | 1565 | 781 | 167.458 | 164.959 | 121.13 | 188.753 | 117.323 | 153.493 | 409.888 | 466.182 | 403.679 | 500.829 | 137.593 | 68.676 | 870272 | 39602 | 724980 | 32983 | 2899.963 | 2020
Vintage2013 | natural gas combined cycle | FALSE | 3452.10213.CA.CT | 10213 | Y | . | El Segundo Cogen | Chevron USA Inc-El Segundo | 3452 | CA | PACC | WECC |  | 32411 | 7 | Industrial NAICS Cogen | CT | NG | NG | CISO | M | mcf | 815782 | 1040508 | 1332976 | 1240453 | 1068726 | 858785 | 1229956 | 1323037 | 1271881 | 1028761 | 1225134 | 1001621 | 815782 | 999388 | 1275737 | 1180809 | 1020989 | 858785 | 1219617 | 1300730 | 1268487 | 1028162 | 1203829 | 977750 | 1.04 | 1.04 | 1.04 | 1.03 | 1.034 | 1.023 | 1.01 | 1.025 | 1.02 | 1.02 | 1.04 | 1.042 | 848413 | 1082128 | 1386295 | 1277667 | 1105063 | 878537 | 1242256 | 1356113 | 1297319 | 1049336 | 1274139 | 1043689 | 848413 | 1039364 | 1326766 | 1216233 | 1055703 | 878537 | 1231813 | 1333248 | 1293857 | 1048725 | 1251982 | 1018815 | 89602 | 88649 | 113740 | 104364 | 89789 | 82128 | 102708 | 109895 | 105785 | 85437 | 103823 | 84944 | 13437620 | 13150065 | 13840955 | 13543456 | 1160864 | 2020
Vintage2013 | other | FALSE | 3452.10213.CA.CT | 10213 | Y | . | El Segundo Cogen | Chevron USA Inc-El Segundo | 3452 | CA | PACC | WECC |  | 32411 | 7 | Industrial NAICS Cogen | CT | OG | OOG | CISO | M | mcf | 0 | 0 | 0 | 0 | 0 | 0 | 0 | 0 | 0 | 0 | 0 | 0 | 0 | 0 | 0 | 0 | 0 | 0 | 0 | 0 | 0 | 0 | 0 | 0 | 0 | 0 | 0 | 0 | 0 | 0 | 0 | 0 | 0 | 0 | 0 | 0 | 0 | 0 | 0 | 0 | 0 | 0 | 0 | 0 | 0 | 0 | 0 | 0 | 0 | 0 | 0 | 0 | 0 | 0 | 0 | 0 | 0 | 0 | 0 | 0 | 0 | 0 | 0 | 0 | 0 | 0 | 0 | 0 | 0 | 0 | 0 | 0 | 0 | 0 | 0 | 0 | 0 | 2020
Vintage1990 | hydro | TRUE | 64078.10214.NY.HY | 10214 | N | . | Lower Saranac Hydroelectric Facility | Central Rivers Power US, LLC | 64078 | NY | MAT | NPCC |  | 22 | 2 | NAICS-22 Non-Cogen | HY | WAT | HYC | NYIS | A |  | 0 | 0 | 0 | 0 | 0 | 0 | 0 | 0 | 0 | 0 | 0 | 0 | 0 | 0 | 0 | 0 | 0 | 0 | 0 | 0 | 0 | 0 | 0 | 0 | 0 | 0 | 0 | 0 | 0 | 0 | 0 | 0 | 0 | 0 | 0 | 0 | 17417 | 16252 | 17260 | 16926 | 17680 | 16540 | 17357 | 17021 | 16168 | 16248 | 16069 | 16974 | 17417 | 16252 | 17260 | 16926 | 17680 | 16540 | 17357 | 17021 | 16168 | 16248 | 16069 | 16974 | 1986.692 | 1853.814 | 1968.748 | 1930.61 | 2016.629 | 1886.632 | 1979.77 | 1941.537 | 1844.201 | 1853.307 | 1832.881 | 1936.179 | 0 | 0 | 201912 | 201912 | 23031 | 2020
Vintage1986 | natural gas peaker | FALSE | 20712.10215.UT.IC | 10215 | Y | . | Snowbird Power Plant | Snowbird Corporation | 20712 | UT | MTN | WECC |  | 721 | 5 | Commercial NAICS Cogen | IC | NG | NG | PACE | A | mcf | 13268 | 12697 | 8814 | 6719 | 8832 | 11251 | 15431 | 17343 | 15079 | 12442 | 9838 | 14101 | 9207 | 8811 | 6116 | 4663 | 6128 | 7807 | 10708 | 12035 | 10463 | 8634 | 6826 | 9785 | 1.043 | 1.043 | 1.043 | 1.043 | 1.043 | 1.043 | 1.043 | 1.043 | 1.043 | 1.043 | 1.043 | 1.043 | 13839 | 13243 | 9193 | 7008 | 9212 | 11735 | 16095 | 18089 | 15727 | 12977 | 10261 | 14707 | 9603 | 9190 | 6379 | 4863 | 6392 | 8143 | 11168 | 12552 | 10913 | 9005 | 7120 | 10206 | 1125.747 | 1077.323 | 747.823 | 570.068 | 749.368 | 954.653 | 1309.301 | 1471.492 | 1279.401 | 1055.677 | 834.688 | 1196.459 | 145815 | 101183 | 152086 | 105534 | 12372 | 2020
Vintage1986 | other | FALSE | 20712.10215.UT.IC | 10215 | Y | . | Snowbird Power Plant | Snowbird Corporation | 20712 | UT | MTN | WECC |  | 721 | 5 | Commercial NAICS Cogen | IC | PG | WOO | PACE | A | mcf | 0 | 0 | 0 | 0 | 0 | 0 | 0 | 0 | 0 | 0 | 0 | 0 | 0 | 0 | 0 | 0 | 0 | 0 | 0 | 0 | 0 | 0 | 0 | 0 | 0 | 0 | 0 | 0 | 0 | 0 | 0 | 0 | 0 | 0 | 0 | 0 | 0 | 0 | 0 | 0 | 0 | 0 | 0 | 0 | 0 | 0 | 0 | 0 | 0 | 0 | 0 | 0 | 0 | 0 | 0 | 0 | 0 | 0 | 0 | 0 | 0 | 0 | 0 | 0 | 0 | 0 | 0 | 0 | 0 | 0 | 0 | 0 | 0 | 0 | 0 | 0 | 0 | 2020
Vintage1978 | biomass | FALSE | 57356.10216.AL.ST | 10216 | Y | . | Alabama River Pulp | Alabama River Cellulose LLC | 57356 | AL | ESC | SERC |  | 322 | 7 | Industrial NAICS Cogen | ST | BLQ | WWW | SOCO | AM | short tons | 74086 | 71718 | 78749 | 76123 | 54135 | 68942 | 69458 | 74535 | 60481 | 44477 | 72173 | 62543 | 21399 | 18833 | 21948 | 20894 | 14153 | 16944 | 17786 | 19780 | 17011 | 19079 | 19030 | 16642 | 11.96 | 11.96 | 11.96 | 11.96 | 11.96 | 11.96 | 11.96 | 11.96 | 11.96 | 11.96 | 11.96 | 11.96 | 886069 | 857747 | 941838 | 910431 | 647455 | 824546 | 830718 | 891439 | 723353 | 531945 | 863189 | 748014 | 255935 | 225240 | 262500 | 249895 | 169264 | 202651 | 212726 | 236564 | 203451 | 228181 | 227604 | 199042 | 21609.714 | 19017.975 | 22164.046 | 21099.743 | 14291.718 | 17110.693 | 17961.392 | 19974.134 | 17178.233 | 19266.31 | 19217.632 | 16805.962 | 807420 | 223499 | 9656744 | 2673053 | 225697.55 | 2020
Vintage1978 | petroleum | FALSE | 57356.10216.AL.ST | 10216 | Y | . | Alabama River Pulp | Alabama River Cellulose LLC | 57356 | AL | ESC | SERC |  | 322 | 7 | Industrial NAICS Cogen | ST | DFO | DFO | SOCO | AM | barrels | 0 | 0 | 0 | 0 | 0 | 14302 | 8292 | 609 | 0 | 1175 | 0 | 0 | 0 | 0 | 0 | 0 | 0 | 3515 | 2123 | 162 | 0 | 504 | 0 | 0 | 0 | 0 | 0 | 0 | 0 | 5.71 | 5.71 | 5.71 | 0 | 5.71 | 0 | 0 | 0 | 0 | 0 | 0 | 0 | 81664 | 47347 | 3477 | 0 | 6709 | 0 | 0 | 0 | 0 | 0 | 0 | 0 | 20071 | 12124 | 923 | 0 | 2878 | 0 | 0 | 0 | 0 | 0 | 0 | 0 | 1694.671 | 1023.722 | 77.917 | 0 | 243 | 0 | 0 | 24378 | 6304 | 139197 | 35996 | 3039.31 | 2020
Vintage1978 | natural gas steam turbine | FALSE | 57356.10216.AL.ST | 10216 | Y | . | Alabama River Pulp | Alabama River Cellulose LLC | 57356 | AL | ESC | SERC |  | 322 | 7 | Industrial NAICS Cogen | ST | NG | NG | SOCO | AM | mcf | 136615 | 91028 | 49370 | 101427 | 81556 | 162206 | 167257 | 74144 | 147058 | 129866 | 105332 | 143039 | 39461 | 23904 | 13760 | 27839 | 21322 | 39866 | 42830 | 19675 | 41362 | 55707 | 27774 | 38062 | 1.02 | 1.02 | 1.02 | 1.02 | 1.02 | 1.02 | 1.02 | 1.02 | 1.02 | 1.02 | 1.02 | 1.02 | 139347 | 92849 | 50357 | 103456 | 83187 | 165450 | 170602 | 75627 | 149999 | 132463 | 107439 | 145900 | 40250 | 24382 | 14035 | 28396 | 21748 | 40663 | 43687 | 20069 | 42189 | 56821 | 28329 | 38823 | 3398.445 | 2058.639 | 1185.049 | 2397.639 | 1836.248 | 3433.362 | 3688.68 | 1694.544 | 3562.191 | 4797.638 | 2391.963 | 3277.994 | 1388898 | 391562 | 1416676 | 399392 | 33722.392 | 2020
Vintage1978 | biomass | FALSE | 57356.10216.AL.ST | 10216 | Y | . | Alabama River Pulp | Alabama River Cellulose LLC | 57356 | AL | ESC | SERC |  | 322 | 7 | Industrial NAICS Cogen | ST | WDS | WWW | SOCO | AM | short tons | 31072 | 28353 | 35342 | 35522 | 28921 | 25723 | 31844 | 38783 | 33897 | 20476 | 39726 | 39038 | 8975 | 7445 | 9850 | 9750 | 7561 | 6322 | 8155 | 10292 | 9534 | 8783 | 10475 | 10388 | 8 | 8 | 8 | 8 | 8 | 8 | 8 | 8 | 8 | 8 | 8 | 8 | 248576 | 226824 | 282736 | 284176 | 231368 | 205784 | 254752 | 310264 | 271176 | 163808 | 317808 | 312304 | 71800 | 59563 | 78802 | 78001 | 60487 | 50576 | 65236 | 82336 | 76271 | 70266 | 83799 | 83102 | 6062.348 | 5029.142 | 6653.558 | 6585.936 | 5107.148 | 4270.356 | 5508.13 | 6951.971 | 6439.907 | 5932.899 | 7075.526 | 7016.67 | 388697 | 107530 | 3109576 | 860239 | 72633.591 | 2020
Vintage1988 | hydro | TRUE | 55754.10218.NY.HY | 10218 | N | . | Warrensburg Hydroelectric | Boralex Hydro Operations Inc | 55754 | NY | MAT | NPCC |  | 22 | 2 | NAICS-22 Non-Cogen | HY | WAT | HYC | NYIS | A |  | 0 | 0 | 0 | 0 | 0 | 0 | 0 | 0 | 0 | 0 | 0 | 0 | 0 | 0 | 0 | 0 | 0 | 0 | 0 | 0 | 0 | 0 | 0 | 0 | 0 | 0 | 0 | 0 | 0 | 0 | 0 | 0 | 0 | 0 | 0 | 0 | 7764 | 7244 | 7694 | 7545 | 7881 | 7373 | 7737 | 7587 | 7207 | 7242 | 7163 | 7566 | 7764 | 7244 | 7694 | 7545 | 7881 | 7373 | 7737 | 7587 | 7207 | 7242 | 7163 | 7566 | 885.561 | 826.332 | 877.564 | 860.564 | 898.907 | 840.961 | 882.477 | 865.434 | 822.047 | 826.106 | 817.001 | 863.046 | 0 | 0 | 90003 | 90003 | 10266 | 2020
Vintage1989 | hydro | TRUE | 55754.10219.NY.HY | 10219 | N | . | Middle Falls Hydro | Boralex Hydro Operations Inc | 55754 | NY | MAT | NPCC |  | 22 | 2 | NAICS-22 Non-Cogen | HY | WAT | HYC | NYIS | A |  | 0 | 0 | 0 | 0 | 0 | 0 | 0 | 0 | 0 | 0 | 0 | 0 | 0 | 0 | 0 | 0 | 0 | 0 | 0 | 0 | 0 | 0 | 0 | 0 | 0 | 0 | 0 | 0 | 0 | 0 | 0 | 0 | 0 | 0 | 0 | 0 | 8456 | 7891 | 8380 | 8218 | 8584 | 8031 | 8427 | 8264 | 7850 | 7889 | 7802 | 8241 | 8456 | 7891 | 8380 | 8218 | 8584 | 8031 | 8427 | 8264 | 7850 | 7889 | 7802 | 8241 | 964.576 | 900.063 | 955.866 | 937.349 | 979.113 | 915.997 | 961.217 | 942.654 | 895.396 | 899.817 | 889.899 | 940.053 | 0 | 0 | 98033 | 98033 | 11182 | 2020
Vintage1990 | hydro | TRUE | 55754.10220.NY.HY | 10220 | N | . | Sissonville Hydro | Boralex Hydro Operations Inc | 55754 | NY | MAT | NPCC |  | 22 | 2 | NAICS-22 Non-Cogen | HY | WAT | HYC | NYIS | A |  | 0 | 0 | 0 | 0 | 0 | 0 | 0 | 0 | 0 | 0 | 0 | 0 | 0 | 0 | 0 | 0 | 0 | 0 | 0 | 0 | 0 | 0 | 0 | 0 | 0 | 0 | 0 | 0 | 0 | 0 | 0 | 0 | 0 | 0 | 0 | 0 | 7066 | 6593 | 7002 | 6866 | 7172 | 6710 | 7041 | 6905 | 6559 | 6591 | 6519 | 6886 | 7066 | 6593 | 7002 | 6866 | 7172 | 6710 | 7041 | 6905 | 6559 | 6591 | 6519 | 6886 | 805.943 | 752.038 | 798.663 | 783.192 | 818.087 | 765.351 | 803.134 | 787.625 | 748.138 | 751.832 | 743.546 | 785.451 | 0 | 0 | 81910 | 81910 | 9343 | 2020
Vintage1990 | hydro | TRUE | 55754.10221.NY.HY | 10221 | N | . | New York State Dam Hydro | Boralex Hydro Operations Inc | 55754 | NY | MAT | NPCC |  | 22 | 2 | NAICS-22 Non-Cogen | HY | WAT | HYC | NYIS | A |  | 0 | 0 | 0 | 0 | 0 | 0 | 0 | 0 | 0 | 0 | 0 | 0 | 0 | 0 | 0 | 0 | 0 | 0 | 0 | 0 | 0 | 0 | 0 | 0 | 0 | 0 | 0 | 0 | 0 | 0 | 0 | 0 | 0 | 0 | 0 | 0 | 25259 | 23570 | 25031 | 24546 | 25640 | 23987 | 25171 | 24685 | 23447 | 23563 | 23303 | 24617 | 25259 | 23570 | 25031 | 24546 | 25640 | 23987 | 25171 | 24685 | 23447 | 23563 | 23303 | 24617 | 2881.138 | 2688.437 | 2855.117 | 2799.807 | 2924.555 | 2736.03 | 2871.1 | 2815.655 | 2674.496 | 2687.702 | 2658.079 | 2807.884 | 0 | 0 | 292819 | 292819 | 33400 | 2020
Vintage1989 | hydro | TRUE | 11278.10222.CA.HY | 10222 | N | . | Tulare Success Power Project | Lower Tule River Irrgtn Dist | 11278 | CA | PACC | WECC |  | 22 | 2 | NAICS-22 Non-Cogen | HY | WAT | HYC | CISO | A |  | 0 | 0 | 0 | 0 | 0 | 0 | 0 | 0 | 0 | 0 | 0 | 0 | 0 | 0 | 0 | 0 | 0 | 0 | 0 | 0 | 0 | 0 | 0 | 0 | 0 | 0 | 0 | 0 | 0 | 0 | 0 | 0 | 0 | 0 | 0 | 0 | 293 | 218 | 231 | 340 | 465 | 435 | 459 | 463 | 322 | 265 | 201 | 165 | 293 | 218 | 231 | 340 | 465 | 435 | 459 | 463 | 322 | 265 | 201 | 165 | 33.406 | 24.922 | 26.385 | 38.731 | 53.046 | 49.564 | 52.404 | 52.805 | 36.776 | 30.244 | 22.874 | 18.843 | 0 | 0 | 3857 | 3857 | 440 | 2020
Vintage2005 | solar pv | FALSE | 12311.10224.NJ.PV | 10224 | Y | . | Merck Rahway Power Plant | Merck & Co Inc | 12311 | NJ | MAT | RFC |  | 325 | 7 | Industrial NAICS Cogen | PV | SUN | SUN | PJM | M |  | 0 | 0 | 0 | 0 | 0 | 0 | 0 | 0 | 0 | 0 | 0 | 0 | 0 | 0 | 0 | 0 | 0 | 0 | 0 | 0 | 0 | 0 | 0 | 0 | 0 | 0 | 0 | 0 | 0 | 0 | 0 | 0 | 0 | 0 | 0 | 0 | 182 | 200 | 260 | 252 | 321 | 816 | 495 | 425 | 338 | 200 | 148 | 200 | 182 | 200 | 260 | 252 | 321 | 816 | 495 | 425 | 338 | 200 | 148 | 200 | 20.79 | 22.77 | 29.7 | 28.71 | 36.63 | 93.06 | 56.43 | 48.51 | 38.61 | 22.77 | 16.83 | 22.77 | 0 | 0 | 3837 | 3837 | 437.58 | 2020
Vintage2017 | petroleum | FALSE | 12311.10224.NJ.ST | 10224 | Y | . | Merck Rahway Power Plant | Merck & Co Inc | 12311 | NJ | MAT | RFC |  | 325 | 7 | Industrial NAICS Cogen | ST | DFO | DFO | PJM | M | barrels | 0 | 0 | 0 | 0 | 0 | 122 | 3 | 91 | 0 | 34 | 0 | 0 | 0 | 0 | 0 | 0 | 0 | 20 | 1 | 13 | 0 | 4 | 0 | 0 | 0 | 0 | 0 | 0 | 0 | 5.82 | 5.82 | 5.82 | 0 | 5.82 | 0 | 0 | 0 | 0 | 0 | 0 | 0 | 710 | 17 | 530 | 0 | 198 | 0 | 0 | 0 | 0 | 0 | 0 | 0 | 115 | 3 | 77 | 0 | 21 | 0 | 0 | 0 | 0 | 0 | 0 | 0 | 25.509 | 0.626 | 17.069 | 0 | 4.622 | 0 | 0 | 250 | 38 | 1455 | 216 | 47.826 | 2020
Vintage2017 | natural gas steam turbine | FALSE | 12311.10224.NJ.ST | 10224 | Y | . | Merck Rahway Power Plant | Merck & Co Inc | 12311 | NJ | MAT | RFC |  | 325 | 7 | Industrial NAICS Cogen | ST | NG | NG | PJM | M | mcf | 165771 | 176822 | 151231 | 116995 | 116286 | 106575 | 114210 | 115606 | 112792 | 126963 | 97898 | 195927 | 26594 | 28000 | 20852 | 14864 | 15773 | 17267 | 18459 | 16803 | 13458 | 13375 | 5109 | 18470 | 1.03 | 1.03 | 1.03 | 1.03 | 1.03 | 1.03 | 1.03 | 1.03 | 1.03 | 1.03 | 1.03 | 1.03 | 170744 | 182127 | 155768 | 120505 | 119775 | 109772 | 117636 | 119074 | 116176 | 130772 | 100835 | 201805 | 27392 | 28840 | 21478 | 15310 | 16246 | 17785 | 19013 | 17307 | 13862 | 13776 | 5262 | 19024 | 6074.14 | 6395.21 | 4762.7 | 3395 | 3602.58 | 3943.731 | 4215.964 | 3837.711 | 3073.93 | 3054.758 | 1203 | 4349 | 1597076 | 209024 | 1644989 | 215295 | 47907.724 | 2020
Vintage1984 | biomass | FALSE | 50133.10233.MS.ST | 10233 | Y | . | Leaf River Cellulose LLC | Leaf River Cellulose LLC | 50133 | MS | ESC | SERC |  | 322 | 7 | Industrial NAICS Cogen | ST | BLQ | WWW | SOCO | M | short tons | 88776 | 94527 | 100989 | 101096 | 99779 | 91992 | 96446 | 85923 | 39684 | 96694 | 99227 | 98732 | 11078 | 11657 | 12736 | 12168 | 12407 | 12077 | 12321 | 11474 | 5260 | 12498 | 12672 | 12280 | 12.11 | 12.21 | 12.18 | 12.37 | 12.25 | 12.11 | 12.42 | 12.42 | 12.3 | 12.3 | 12.24 | 12.14 | 1075077 | 1154175 | 1230046 | 1250558 | 1222293 | 1114023 | 1197859 | 1067164 | 488113 | 1189336 | 1214538 | 1198606 | 134154 | 142328 | 155126 | 150521 | 151990 | 146252 | 153030 | 142506 | 64692 | 153727 | 155110 | 149077 | 26430.243 | 28040.451 | 30561.968 | 29654.682 | 29944.174 | 28813.617 | 30149.024 | 28075.687 | 12745.136 | 30286.208 | 30558.806 | 29370.107 | 1093865 | 138628 | 13401788 | 1698513 | 334630.1 | 2020
Vintage1984 | natural gas steam turbine | FALSE | 50133.10233.MS.ST | 10233 | Y | . | Leaf River Cellulose LLC | Leaf River Cellulose LLC | 50133 | MS | ESC | SERC |  | 322 | 7 | Industrial NAICS Cogen | ST | NG | NG | SOCO | M | mcf | 50268 | 16570 | 29195 | 23628 | 49931 | 33370 | 74949 | 59005 | 49054 | 13025 | 13261 | 42980 | 6273 | 2044 | 3682 | 2844 | 6209 | 4381 | 9575 | 7880 | 6501 | 1683 | 1693 | 5346 | 1.03 | 1.03 | 1.03 | 1.03 | 1.03 | 1.03 | 1.03 | 1.03 | 1.03 | 1.03 | 1.03 | 1.03 | 51776 | 17067 | 30071 | 24337 | 51429 | 34371 | 77197 | 60775 | 50526 | 13416 | 13659 | 44269 | 6461 | 2105 | 3792 | 2929 | 6395 | 4512 | 9862 | 8116 | 6696 | 1734 | 1744 | 5506 | 1272.888 | 414.642 | 747.146 | 577.104 | 1259.925 | 888.99 | 1942.99 | 1598.915 | 1319.276 | 341.629 | 343.668 | 1084.757 | 455236 | 58111 | 468893 | 59852 | 11791.93 | 2020
Vintage1984 | biomass | FALSE | 50133.10233.MS.ST | 10233 | Y | . | Leaf River Cellulose LLC | Leaf River Cellulose LLC | 50133 | MS | ESC | SERC |  | 322 | 7 | Industrial NAICS Cogen | ST | WDS | WWW | SOCO | M | short tons | 26805 | 27846 | 26455 | 25703 | 27010 | 25452 | 18284 | 20664 | 14686 | 25196 | 25030 | 25547 | 3345 | 3434 | 3336 | 3094 | 3359 | 3341 | 2336 | 2759 | 1946 | 3257 | 3197 | 3177 | 8.6 | 8.6 | 8.6 | 8.6 | 8.6 | 8.6 | 8.6 | 8.6 | 8.6 | 8.6 | 8.6 | 8.6 | 230523 | 239476 | 227513 | 221046 | 232286 | 218887 | 157242 | 177710 | 126300 | 216686 | 215258 | 219704 | 28766 | 29531 | 28693 | 26606 | 28884 | 28736 | 20088 | 23731 | 16739 | 28007 | 27491 | 27326 | 5667.294 | 5818.014 | 5652.833 | 5241.696 | 5690.627 | 5661.401 | 3957.648 | 4675.329 | 3297.812 | 5517.855 | 5416.072 | 5383.532 | 288678 | 36581 | 2482631 | 314598 | 61980.113 | 2020
Vintage1987 | hard coal | FALSE | 61813.10234.WI.ST | 10234 | Y | . | Biron Mill | ND Paper, Inc. | 61813 | WI | ENC | MRO |  | 322122 | 7 | Industrial NAICS Cogen | ST | BIT | COL | MISO | AM | short tons | 0 | 0 | 0 | 0 | 0 | 0 | 0 | 0 | 0 | 0 | 0 | 0 | 0 | 0 | 0 | 0 | 0 | 0 | 0 | 0 | 0 | 0 | 0 | 0 | 0 | 0 | 0 | 0 | 0 | 0 | 0 | 0 | 0 | 0 | 0 | 0 | 0 | 0 | 0 | 0 | 0 | 0 | 0 | 0 | 0 | 0 | 0 | 0 | 0 | 0 | 0 | 0 | 0 | 0 | 0 | 0 | 0 | 0 | 0 | 0 | 0 | 0 | 0 | 0 | 0 | 0 | 0 | 0 | 0 | 0 | 0 | 0 | 0 | 0 | 0 | 0 | 0 | 2020
Vintage1987 | natural gas steam turbine | FALSE | 61813.10234.WI.ST | 10234 | Y | . | Biron Mill | ND Paper, Inc. | 61813 | WI | ENC | MRO |  | 322122 | 7 | Industrial NAICS Cogen | ST | NG | NG | MISO | AM | mcf | 217377 | 226713 | 229603 | 228264 | 150919 | 175699 | 174529 | 196814 | 154693 | 224681 | 228447 | 237963 | 118559 | 120550 | 124965 | 133712 | 86963 | 103917 | 100678 | 114146 | 89571 | 136114 | 135499 | 141758 | 1.037 | 1.037 | 1.037 | 1.037 | 1.037 | 1.037 | 1.037 | 1.037 | 1.037 | 1.037 | 1.037 | 1.037 | 225420 | 235101 | 238098 | 236710 | 156503 | 182200 | 180987 | 204096 | 160417 | 232994 | 236900 | 246768 | 122946 | 125010 | 129589 | 138659 | 90181 | 107762 | 104403 | 118369 | 92885 | 141150 | 140512 | 147003 | 10380.895 | 10555.143 | 10941.761 | 11707.585 | 7614.401 | 9098.788 | 8815.184 | 9994.386 | 7842.684 | 11917.908 | 11864.022 | 12412.108 | 2445702 | 1406432 | 2536194 | 1458469 | 123144.87 | 2020
Vintage1987 | hard coal | FALSE | 61813.10234.WI.ST | 10234 | Y | . | Biron Mill | ND Paper, Inc. | 61813 | WI | ENC | MRO |  | 322122 | 7 | Industrial NAICS Cogen | ST | SUB | COL | MISO | AM | short tons | 6746 | 5823 | 6134 | 6612 | 4567 | 7052 | 6242 | 7941 | 9617 | 9014 | 8605 | 10497 | 3679 | 3096 | 3339 | 3873 | 2632 | 4171 | 3601 | 4605 | 5568 | 5461 | 5104 | 6253 | 17.1 | 17.2 | 17.2 | 17.2 | 17.9 | 18 | 17.5 | 17.5 | 17.6 | 17.4 | 17.3 | 17.4 | 115357 | 100156 | 105505 | 113726 | 81749 | 126936 | 109235 | 138968 | 169259 | 156844 | 148867 | 182648 | 62917 | 53256 | 57423 | 66618 | 47106 | 75076 | 63013 | 80596 | 98005 | 95017 | 88297 | 108806 | 5312.328 | 4496.599 | 4848.452 | 5624.869 | 3977.381 | 6338.994 | 5320.432 | 6805.102 | 8274.992 | 8022.722 | 7455.293 | 9186.959 | 88850 | 51382 | 1549250 | 896130 | 75664.123 | 2020
Vintage1985 | hydro | TRUE | 60023.10237.NY.HY | 10237 | N | . | Diana Hydroelectric | EONY Generation Limited | 60023 | NY | MAT | NPCC |  | 22 | 2 | NAICS-22 Non-Cogen | HY | WAT | HYC | NYIS | A |  | 0 | 0 | 0 | 0 | 0 | 0 | 0 | 0 | 0 | 0 | 0 | 0 | 0 | 0 | 0 | 0 | 0 | 0 | 0 | 0 | 0 | 0 | 0 | 0 | 0 | 0 | 0 | 0 | 0 | 0 | 0 | 0 | 0 | 0 | 0 | 0 | 3996 | 3729 | 3960 | 3883 | 4056 | 3795 | 3982 | 3905 | 3709 | 3728 | 3687 | 3894 | 3996 | 3729 | 3960 | 3883 | 4056 | 3795 | 3982 | 3905 | 3709 | 3728 | 3687 | 3894 | 455.806 | 425.32 | 451.69 | 442.94 | 462.675 | 432.85 | 454.218 | 445.447 | 423.115 | 425.204 | 420.518 | 444.217 | 0 | 0 | 46324 | 46324 | 5284 | 2020
Vintage1985 | hydro | TRUE | 60023.10238.NY.HY | 10238 | N | . | Dolgeville Hydro | EONY Generation Limited | 60023 | NY | MAT | NPCC |  | 22 | 2 | NAICS-22 Non-Cogen | HY | WAT | HYC | NYIS | A |  | 0 | 0 | 0 | 0 | 0 | 0 | 0 | 0 | 0 | 0 | 0 | 0 | 0 | 0 | 0 | 0 | 0 | 0 | 0 | 0 | 0 | 0 | 0 | 0 | 0 | 0 | 0 | 0 | 0 | 0 | 0 | 0 | 0 | 0 | 0 | 0 | 1517 | 1416 | 1503 | 1474 | 1540 | 1441 | 1512 | 1483 | 1408 | 1415 | 1400 | 1478 | 1517 | 1416 | 1503 | 1474 | 1540 | 1441 | 1512 | 1483 | 1408 | 1415 | 1400 | 1478 | 173.041 | 161.467 | 171.478 | 168.156 | 175.648 | 164.326 | 172.438 | 169.108 | 160.63 | 161.423 | 159.644 | 168.641 | 0 | 0 | 17587 | 17587 | 2006 | 2020
Vintage1989 | natural gas peaker | FALSE | 3432.10243.TX.GT | 10243 | Y | . | Ticona Polymers Inc | Ticona Polymers Inc | 3432 | TX | WSC | TRE |  | 325211 | 7 | Industrial NAICS Cogen | GT | NG | NG | ERCO | A | mcf | 250590 | 238416 | 232327 | 206865 | 247655 | 292920 | 356383 | 344931 | 284631 | 246139 | 192795 | 211887 | 210237 | 200023 | 194914 | 173552 | 207774 | 245749 | 298992 | 289386 | 238796 | 206502 | 161748 | 177766 | 1.047 | 1.047 | 1.047 | 1.047 | 1.047 | 1.047 | 1.047 | 1.047 | 1.047 | 1.047 | 1.047 | 1.047 | 262368 | 249622 | 243246 | 216588 | 259295 | 306687 | 373133 | 361143 | 298009 | 257708 | 201856 | 221846 | 220118 | 209424 | 204075 | 181709 | 217539 | 257299 | 313045 | 302987 | 250019 | 216208 | 169350 | 186121 | 19353.868 | 18413.579 | 17943.316 | 15976.779 | 19127.127 | 22623.049 | 27524.482 | 26640.084 | 21982.885 | 19010.044 | 14890.117 | 16364.67 | 3105539 | 2605439 | 3251501 | 2727894 | 239850 | 2020
Vintage1978 | hard coal | FALSE | 61723.10244.OH.ST | 10244 | Y | . | Pixelle Specialty Solutions LLC - Chillicothe Facility | Pixelle Specialty Solutions | 61723 | OH | ENC | RFC |  | 322122 | 7 | Industrial NAICS Cogen | ST | BIT | COL | PJM | M | short tons | 0 | 0 | 0 | 0 | 0 | 0 | 0 | 0 | 0 | 0 | 0 | 0 | 0 | 0 | 0 | 0 | 0 | 0 | 0 | 0 | 0 | 0 | 0 | 0 | 0 | 0 | 0 | 0 | 0 | 0 | 0 | 0 | 0 | 0 | 0 | 0 | 0 | 0 | 0 | 0 | 0 | 0 | 0 | 0 | 0 | 0 | 0 | 0 | 0 | 0 | 0 | 0 | 0 | 0 | 0 | 0 | 0 | 0 | 0 | 0 | 0 | 0 | 0 | 0 | 0 | 0 | 0 | 0 | 0 | 0 | 0 | 0 | 0 | 0 | 0 | 0 | 0 | 2020
Vintage1978 | biomass | FALSE | 61723.10244.OH.ST | 10244 | Y | . | Pixelle Specialty Solutions LLC - Chillicothe Facility | Pixelle Specialty Solutions | 61723 | OH | ENC | RFC |  | 322122 | 7 | Industrial NAICS Cogen | ST | BLQ | WWW | PJM | M | short tons | 42173 | 40445 | 47293 | 42094 | 43553 | 44226 | 45900 | 43938 | 43400 | 26125 | 43810 | 44265 | 6064 | 5471 | 6468 | 6070 | 5198 | 5811 | 6000 | 6899 | 5614 | 3694 | 6254 | 6056 | 13.443 | 12.588 | 12.8 | 12.324 | 12.788 | 12.324 | 12.047 | 8.061 | 12.489 | 12.489 | 12.489 | 12.489 | 566932 | 509122 | 605350 | 518766 | 556956 | 545041 | 552957 | 354184 | 542023 | 326275 | 547143 | 552826 | 81513 | 68868 | 82794 | 74802 | 66469 | 71619 | 72282 | 55613 | 70111 | 46134 | 78108 | 75631 | 17439.672 | 14734.437 | 17713.905 | 16003.906 | 14221.2 | 15322.913 | 15464.806 | 11898.459 | 15000.374 | 9870.486 | 16711.336 | 15539.01 | 507222 | 69599 | 6177575 | 843944 | 179920.5 | 2020
Vintage1978 | petroleum | FALSE | 61723.10244.OH.ST | 10244 | Y | . | Pixelle Specialty Solutions LLC - Chillicothe Facility | Pixelle Specialty Solutions | 61723 | OH | ENC | RFC |  | 322122 | 7 | Industrial NAICS Cogen | ST | DFO | DFO | PJM | M | barrels | 1677 | 501 | 363 | 658 | 659 | 1013 | 16 | 935 | 760 | 2500 | 21 | 994 | 241 | 68 | 50 | 95 | 79 | 133 | 2 | 147 | 98 | 354 | 3 | 136 | 5.88 | 5.88 | 5.88 | 5.88 | 5.88 | 5.88 | 5.88 | 5.88 | 5.88 | 5.88 | 5.88 | 5.88 | 9861 | 2946 | 2134 | 3869 | 3875 | 5956 | 94 | 5498 | 4469 | 14700 | 123 | 5845 | 1418 | 398 | 292 | 558 | 462 | 783 | 12 | 863 | 578 | 2079 | 18 | 800 | 303.332 | 85.256 | 62.458 | 119.36 | 98.941 | 167.455 | 2.631 | 184.693 | 123.673 | 444.705 | 3.771 | 164.285 | 10097 | 1406 | 59370 | 8261 | 1760.56 | 2020
Vintage1978 | natural gas steam turbine | FALSE | 61723.10244.OH.ST | 10244 | Y | . | Pixelle Specialty Solutions LLC - Chillicothe Facility | Pixelle Specialty Solutions | 61723 | OH | ENC | RFC |  | 322122 | 7 | Industrial NAICS Cogen | ST | NG | NG | PJM | M | mcf | 413339 | 379008 | 399676 | 322649 | 309118 | 298211 | 310789 | 304314 | 308003 | 313647 | 378804 | 396474 | 59430 | 51268 | 54664 | 46524 | 36892 | 39185 | 40626 | 47782 | 39841 | 44348 | 54077 | 54241 | 1.066 | 1.062 | 1.062 | 1.062 | 1.062 | 1.062 | 1.062 | 1.062 | 1.062 | 1.062 | 1.062 | 1.065 | 440619 | 402506 | 424456 | 342653 | 328283 | 316700 | 330058 | 323181 | 327099 | 333093 | 402290 | 422245 | 63352 | 54447 | 58053 | 49408 | 39179 | 41615 | 43145 | 50745 | 42311 | 47098 | 57430 | 57767 | 13554.116 | 11648.898 | 12420.528 | 10570.826 | 8382.322 | 8903.487 | 9230.878 | 10856.954 | 9052.408 | 10076.744 | 12287.098 | 11868.6 | 4134032 | 568878 | 4393183 | 604550 | 128852.86 | 2020
Vintage1978 | other | FALSE | 61723.10244.OH.ST | 10244 | Y | . | Pixelle Specialty Solutions LLC - Chillicothe Facility | Pixelle Specialty Solutions | 61723 | OH | ENC | RFC |  | 322122 | 7 | Industrial NAICS Cogen | ST | TDF | OTH | PJM | M | short tons | 0 | 1452 | 1021 | 1584 | 1348 | 896 | 904 | 741 | 712 | 514 | 885 | 979 | 0 | 196 | 140 | 228 | 161 | 118 | 118 | 116 | 92 | 73 | 126 | 134 | 0 | 34.76 | 33.146 | 31.504 | 33.208 | 25.676 | 32 | 26.614 | 31.232 | 31.936 | 30 | 31.936 | 0 | 50472 | 33842 | 49902 | 44764 | 23006 | 28928 | 19721 | 22237 | 16415 | 26550 | 31265 | 0 | 6827 | 4629 | 7196 | 5342 | 3023 | 3781 | 3097 | 2876 | 2321 | 3790 | 4277 | 0 | 1460.691 | 990.294 | 1539.483 | 1143.005 | 646.766 | 809.042 | 662.506 | 615.41 | 496.59 | 810.914 | 878.817 | 11036 | 1502 | 347102 | 47159 | 10053.518 | 2020
Vintage1978 | biomass | FALSE | 61723.10244.OH.ST | 10244 | Y | . | Pixelle Specialty Solutions LLC - Chillicothe Facility | Pixelle Specialty Solutions | 61723 | OH | ENC | RFC |  | 322122 | 7 | Industrial NAICS Cogen | ST | WDS | WWW | PJM | M | short tons | 13901 | 18028 | 15997 | 15644 | 18440 | 12697 | 18683 | 17485 | 15637 | 9804 | 12255 | 15449 | 1999 | 2439 | 2188 | 2256 | 2201 | 1668 | 2442 | 2745 | 2023 | 1386 | 1749 | 2114 | 9.244 | 9 | 8.66 | 9.122 | 9.002 | 9.372 | 9 | 9.502 | 9.5 | 9.658 | 9.5 | 9.6 | 128501 | 162252 | 138534 | 142705 | 165997 | 118996 | 168147 | 166142 | 148552 | 94687 | 116423 | 148310 | 18476 | 21948 | 18947 | 20577 | 19811 | 15636 | 21980 | 26087 | 19215 | 13388 | 16620 | 20290 | 3952.88 | 4695.718 | 4053.815 | 4402.425 | 4238.532 | 3345.379 | 4702.643 | 5581.388 | 4111.135 | 2864.475 | 3555.881 | 4168.759 | 184020 | 25210 | 1699246 | 232975 | 49673.03 | 2020
Vintage1970 | other | FALSE | 56147.10245.IN.ST | 10245 | Y | . | ArcelorMittal Burns Harbor | Cleveland-Cliffs Burns Harbor LLC | 56147 | IN | ENC | RFC |  | 3311 | 7 | Industrial NAICS Cogen | ST | BFG | OOG | MISO | AM | mcf | 6214491 | 5260881 | 4671528 | 4330377 | 5581872 | 5358675 | 5127936 | 4520184 | 6317799 | 5391243 | 2622378 | 3239583 | 1573209 | 1296505 | 1166559 | 1307935 | 1642011 | 1651089 | 1483990 | 1522481 | 2200289 | 1449926 | 701137 | 914208 | 0.091 | 0.101 | 0.102 | 0.092 | 0.093 | 0.079 | 0.104 | 0.077 | 0.076 | 0.108 | 0.095 | 0.096 | 565519 | 531349 | 476496 | 398395 | 519114 | 423335 | 533305 | 348054 | 480153 | 582254 | 249126 | 311000 | 143162 | 130947 | 118989 | 120330 | 152707 | 130436 | 154335 | 117231 | 167222 | 156592 | 66608 | 87764 | 22144.832 | 20248.784 | 18570.299 | 18997.82 | 24116.06 | 20548.606 | 24354.41 | 18558.888 | 26544.953 | 24517.837 | 10454.458 | 13817.429 | 58636947 | 16909339 | 5418100 | 1546323 | 242874.38 | 2020
Vintage1970 | petroleum | FALSE | 56147.10245.IN.ST | 10245 | Y | . | ArcelorMittal Burns Harbor | Cleveland-Cliffs Burns Harbor LLC | 56147 | IN | ENC | RFC |  | 3311 | 7 | Industrial NAICS Cogen | ST | DFO | DFO | MISO | A | barrels | 0 | 0 | 0 | 0 | 0 | 0 | 0 | 0 | 0 | 0 | 0 | 0 | 0 | 0 | 0 | 0 | 0 | 0 | 0 | 0 | 0 | 0 | 0 | 0 | 0 | 0 | 0 | 0 | 0 | 0 | 0 | 0 | 0 | 0 | 0 | 0 | 0 | 0 | 0 | 0 | 0 | 0 | 0 | 0 | 0 | 0 | 0 | 0 | 0 | 0 | 0 | 0 | 0 | 0 | 0 | 0 | 0 | 0 | 0 | 0 | 0 | 0 | 0 | 0 | 0 | 0 | 0 | 0 | 0 | 0 | 0 | 0 | 0 | 0 | 0 | 0 | 0 | 2020
Vintage1970 | natural gas steam turbine | FALSE | 56147.10245.IN.ST | 10245 | Y | . | ArcelorMittal Burns Harbor | Cleveland-Cliffs Burns Harbor LLC | 56147 | IN | ENC | RFC |  | 3311 | 7 | Industrial NAICS Cogen | ST | NG | NG | MISO | AM | mcf | 702792 | 725769 | 769935 | 831372 | 853659 | 679821 | 706470 | 877713 | 757041 | 401715 | 675042 | 876627 | 177912 | 178860 | 192265 | 251105 | 251120 | 209463 | 204448 | 295631 | 263653 | 108037 | 180483 | 247385 | 1.058 | 1.066 | 1.071 | 1.076 | 1.06 | 1.066 | 1.06 | 1.072 | 1.076 | 1.07 | 1.066 | 1.067 | 743554 | 773670 | 824600 | 894556 | 904879 | 724689 | 748858 | 940908 | 814576 | 429835 | 719595 | 935361 | 188231 | 190665 | 205916 | 270189 | 266187 | 223288 | 216715 | 316916 | 283691 | 115600 | 192395 | 263960 | 29116.417 | 29483.205 | 32136.849 | 42657.746 | 42037.205 | 35176.258 | 34198.045 | 50170.96 | 45033.349 | 18099.697 | 30197.476 | 41557.187 | 8857956 | 2560362 | 9455081 | 2733753 | 429864.39 | 2020
Vintage1970 | other | FALSE | 56147.10245.IN.ST | 10245 | Y | . | ArcelorMittal Burns Harbor | Cleveland-Cliffs Burns Harbor LLC | 56147 | IN | ENC | RFC |  | 3311 | 7 | Industrial NAICS Cogen | ST | OG | OOG | MISO | AM | mcf | 1182837 | 1033800 | 1030203 | 983652 | 1059012 | 1093152 | 1155693 | 1188699 | 1149534 | 1108929 | 1068762 | 1330644 | 299437 | 254772 | 257259 | 297100 | 311528 | 336817 | 334450 | 400378 | 400346 | 298235 | 285752 | 375509 | 0.54 | 0.54 | 0.54 | 0.54 | 0.54 | 0.54 | 0.54 | 0.54 | 0.54 | 0.54 | 0.54 | 0.54 | 638732 | 558252 | 556310 | 531172 | 571866 | 590302 | 624074 | 641897 | 620748 | 598822 | 577131 | 718548 | 161696 | 137577 | 138920 | 160434 | 168225 | 181881 | 180603 | 216204 | 216187 | 161047 | 154306 | 202775 | 25011.751 | 21274.011 | 21680.852 | 25329.434 | 26566.735 | 28653.136 | 28499.545 | 34227.152 | 34317.698 | 25215.466 | 24219.066 | 31924.384 | 13384917 | 3851583 | 7227854 | 2079855 | 326919.23 | 2020
Vintage1987 | municipal solid waste | TRUE | 23330.10250.FL.ST | 10250 | N | . | Bay County Waste to Energy | Bay County Board-County Comm | 23330 | FL | SAT | SERC |  | 22 | 2 | NAICS-22 Non-Cogen | ST | MSB | MLG | SOCO | AM | short tons | 8179 | 7284 | 7736 | 6753 | 7274 | 4 | 3724 | 8671 | 7314 | 7957 | 6875 | 4430 | 8179 | 7284 | 7736 | 6753 | 7274 | 4 | 3724 | 8671 | 7314 | 7957 | 6875 | 4430 | 6.639 | 6.639 | 6.639 | 6.639 | 6.64 | 6.075 | 6.641 | 6.64 | 6.639 | 6.64 | 6.639 | 6.639 | 54300 | 48358 | 51359 | 44833 | 48299 | 24 | 24731 | 57575 | 48558 | 52834 | 45643 | 29411 | 54300 | 48358 | 51359 | 44833 | 48299 | 24 | 24731 | 57575 | 48558 | 52834 | 45643 | 29411 | 2460.452 | 2118.536 | 2187.307 | 1951.76 | 1425.906 | 0 | 1105.084 | 2424.191 | 2137.528 | 2429.704 | 2000.616 | 2205.029 | 76201 | 76201 | 505925 | 505925 | 22446.113 | 2020
Vintage1987 | municipal solid waste | TRUE | 23330.10250.FL.ST | 10250 | N | . | Bay County Waste to Energy | Bay County Board-County Comm | 23330 | FL | SAT | SERC |  | 22 | 2 | NAICS-22 Non-Cogen | ST | MSN | OTH | SOCO | AM | short tons | 5228 | 4657 | 4946 | 4318 | 4652 | 2 | 2382 | 5545 | 4676 | 5088 | 4395 | 2832 | 5228 | 4657 | 4946 | 4318 | 4652 | 2 | 2382 | 5545 | 4676 | 5088 | 4395 | 2832 | 12.694 | 12.693 | 12.692 | 12.692 | 12.69 | 14.85 | 12.689 | 12.69 | 12.693 | 12.691 | 12.693 | 12.693 | 66364 | 59111 | 62775 | 54804 | 59034 | 30 | 30225 | 70366 | 59352 | 64572 | 55786 | 35947 | 66364 | 59111 | 62775 | 54804 | 59034 | 30 | 30225 | 70366 | 59352 | 64572 | 55786 | 35947 | 3007.087 | 2589.606 | 2673.467 | 2385.83 | 1742.813 | 0 | 1350.583 | 2962.734 | 2612.72 | 2969.469 | 2445.184 | 2695.04 | 48721 | 48721 | 618366 | 618366 | 27434.533 | 2020
Vintage1987 | natural gas steam turbine | TRUE | 23330.10250.FL.ST | 10250 | N | . | Bay County Waste to Energy | Bay County Board-County Comm | 23330 | FL | SAT | SERC |  | 22 | 2 | NAICS-22 Non-Cogen | ST | NG | NG | SOCO | AM | mcf | 660 | 279 | 630 | 664 | 1136 | 299 | 156 | 1424 | 880 | 1402 | 2867 | 1622 | 660 | 279 | 630 | 664 | 1136 | 299 | 156 | 1424 | 880 | 1402 | 2867 | 1622 | 1.052 | 1.052 | 1.052 | 1.052 | 1.052 | 1.052 | 1.052 | 1.052 | 1.052 | 1.052 | 1.052 | 1.052 | 694 | 294 | 663 | 699 | 1195 | 315 | 164 | 1498 | 926 | 1475 | 3016 | 1706 | 694 | 294 | 663 | 699 | 1195 | 315 | 164 | 1498 | 926 | 1475 | 3016 | 1706 | 31.461 | 12.858 | 28.226 | 30.41 | 35.281 | 0 | 7.333 | 63.075 | 40.752 | 67.827 | 132.2 | 127.931 | 12019 | 12019 | 12645 | 12645 | 577.354 | 2020
Vintage2006 | biomass | FALSE | 55849.10252.TN.ST | 10252 | Y | . | Domtar Kingsport Mill | Domtar Paper Co LLC Kingsport Mill | 55849 | TN | ESC | RFC |  | 322 | 7 | Industrial NAICS Cogen | ST | BLQ | WWW | PJM | M | short tons | 44200 | 41101 | 49320 | 13884 | 0 | 0 | 0 | 0 | 0 | 0 | 0 | 0 | 7820 | 7203 | 8822 | 1999 | 0 | 0 | 0 | 0 | 0 | 0 | 0 | 0 | 11.586 | 12.212 | 12.178 | 12.178 | 0 | 0 | 0 | 0 | 0 | 0 | 0 | 0 | 512101 | 501925 | 600619 | 169079 | 0 | 0 | 0 | 0 | 0 | 0 | 0 | 0 | 90598 | 87965 | 107433 | 24346 | 0 | 0 | 0 | 0 | 0 | 0 | 0 | 0 | 18055.843 | 17531.218 | 21411.005 | 4659.466 | 0 | 0 | 0 | 0 | 0 | 0 | 0 | 0 | 148505 | 25844 | 1783724 | 310342 | 61657.532 | 2020
Vintage2006 | petroleum | FALSE | 55849.10252.TN.ST | 10252 | Y | . | Domtar Kingsport Mill | Domtar Paper Co LLC Kingsport Mill | 55849 | TN | ESC | RFC |  | 322 | 7 | Industrial NAICS Cogen | ST | DFO | DFO | PJM | M | barrels | 281 | 12 | 85 | 0 | 0 | 0 | 0 | 0 | 0 | 0 | 0 | 0 | 50 | 2 | 15 | 0 | 0 | 0 | 0 | 0 | 0 | 0 | 0 | 0 | 5.88 | 5.88 | 5.88 | 0 | 0 | 0 | 0 | 0 | 0 | 0 | 0 | 0 | 1652 | 71 | 500 | 0 | 0 | 0 | 0 | 0 | 0 | 0 | 0 | 0 | 292 | 12 | 89 | 0 | 0 | 0 | 0 | 0 | 0 | 0 | 0 | 0 | 58.257 | 2.465 | 17.817 | 0 | 0 | 0 | 0 | 0 | 0 | 0 | 0 | 0 | 378 | 67 | 2223 | 393 | 78.539 | 2020
Vintage2006 | natural gas steam turbine | FALSE | 55849.10252.TN.ST | 10252 | Y | . | Domtar Kingsport Mill | Domtar Paper Co LLC Kingsport Mill | 55849 | TN | ESC | RFC |  | 322 | 7 | Industrial NAICS Cogen | ST | NG | NG | PJM | M | mcf | 19989 | 36896 | 40380 | 21546 | 0 | 0 | 0 | 0 | 0 | 0 | 0 | 0 | 3537 | 6466 | 7223 | 3103 | 0 | 0 | 0 | 0 | 0 | 0 | 0 | 0 | 1.025 | 1.026 | 1.027 | 1.012 | 0 | 0 | 0 | 0 | 0 | 0 | 0 | 0 | 20489 | 37855 | 41470 | 21805 | 0 | 0 | 0 | 0 | 0 | 0 | 0 | 0 | 3625 | 6634 | 7418 | 3140 | 0 | 0 | 0 | 0 | 0 | 0 | 0 | 0 | 722.399 | 1322.207 | 1478.342 | 600.887 | 0 | 0 | 0 | 0 | 0 | 0 | 0 | 0 | 118811 | 20329 | 121619 | 20817 | 4123.835 | 2020
Vintage2006 | petroleum | FALSE | 55849.10252.TN.ST | 10252 | Y | . | Domtar Kingsport Mill | Domtar Paper Co LLC Kingsport Mill | 55849 | TN | ESC | RFC |  | 322 | 7 | Industrial NAICS Cogen | ST | RFO | RFO | PJM | M | barrels | 0 | 0 | 0 | 0 | 0 | 0 | 0 | 0 | 0 | 0 | 0 | 0 | 0 | 0 | 0 | 0 | 0 | 0 | 0 | 0 | 0 | 0 | 0 | 0 | 0 | 0 | 0 | 0 | 0 | 0 | 0 | 0 | 0 | 0 | 0 | 0 | 0 | 0 | 0 | 0 | 0 | 0 | 0 | 0 | 0 | 0 | 0 | 0 | 0 | 0 | 0 | 0 | 0 | 0 | 0 | 0 | 0 | 0 | 0 | 0 | 0 | 0 | 0 | 0 | 0 | 0 | 0 | 0 | 0 | 0 | 0 | 0 | 0 | 0 | 0 | 0 | 0 | 2020
Vintage2006 | biomass | FALSE | 55849.10252.TN.ST | 10252 | Y | . | Domtar Kingsport Mill | Domtar Paper Co LLC Kingsport Mill | 55849 | TN | ESC | RFC |  | 322 | 7 | Industrial NAICS Cogen | ST | SLW | ORW | PJM | M | short tons | 88 | 0 | 0 | 0 | 0 | 0 | 0 | 0 | 0 | 0 | 0 | 0 | 16 | 0 | 0 | 0 | 0 | 0 | 0 | 0 | 0 | 0 | 0 | 0 | 4.414 | 0 | 0 | 0 | 0 | 0 | 0 | 0 | 0 | 0 | 0 | 0 | 388 | 0 | 0 | 0 | 0 | 0 | 0 | 0 | 0 | 0 | 0 | 0 | 69 | 0 | 0 | 0 | 0 | 0 | 0 | 0 | 0 | 0 | 0 | 0 | 13.695 | 0 | 0 | 0 | 0 | 0 | 0 | 0 | 0 | 0 | 0 | 0 | 88 | 16 | 388 | 69 | 13.695 | 2020
Vintage2006 | biomass | FALSE | 55849.10252.TN.ST | 10252 | Y | . | Domtar Kingsport Mill | Domtar Paper Co LLC Kingsport Mill | 55849 | TN | ESC | RFC |  | 322 | 7 | Industrial NAICS Cogen | ST | WDS | WWW | PJM | M | short tons | 28397 | 26021 | 23894 | 9229 | 0 | 0 | 0 | 0 | 0 | 0 | 0 | 0 | 5024 | 4560 | 4274 | 1329 | 0 | 0 | 0 | 0 | 0 | 0 | 0 | 0 | 7.152 | 6.604 | 6.822 | 7.994 | 0 | 0 | 0 | 0 | 0 | 0 | 0 | 0 | 203095 | 171843 | 163005 | 73777 | 0 | 0 | 0 | 0 | 0 | 0 | 0 | 0 | 35930 | 30116 | 29157 | 10623 | 0 | 0 | 0 | 0 | 0 | 0 | 0 | 0 | 7160.806 | 6002.11 | 5810.836 | 2033.126 | 0 | 0 | 0 | 0 | 0 | 0 | 0 | 0 | 87541 | 15187 | 611720 | 105826 | 21006.878 | 2020
Vintage1989 | hydro | TRUE | 56531.10253.CA.HY | 10253 | N | . | Haypress | EIF Haypress LLC | 56531 | CA | PACC | WECC |  | 22 | 2 | NAICS-22 Non-Cogen | HY | WAT | HYC | CISO | A |  | 0 | 0 | 0 | 0 | 0 | 0 | 0 | 0 | 0 | 0 | 0 | 0 | 0 | 0 | 0 | 0 | 0 | 0 | 0 | 0 | 0 | 0 | 0 | 0 | 0 | 0 | 0 | 0 | 0 | 0 | 0 | 0 | 0 | 0 | 0 | 0 | 3448 | 2572 | 2723 | 3997 | 5475 | 5116 | 5409 | 5450 | 3796 | 3122 | 2361 | 1945 | 3448 | 2572 | 2723 | 3997 | 5475 | 5116 | 5409 | 5450 | 3796 | 3122 | 2361 | 1945 | 393.276 | 293.405 | 310.623 | 455.964 | 624.497 | 583.507 | 616.933 | 621.655 | 432.959 | 356.059 | 269.294 | 221.828 | 0 | 0 | 45414 | 45414 | 5180 | 2020
Vintage1988 | hydro | TRUE | 59178.10255.ME.HY | 10255 | N | . | West Enfield Hydro | Brookfield Black Bear Hydro, LLC | 59178 | ME | NEW | NPCC |  | 22 | 2 | NAICS-22 Non-Cogen | HY | WAT | HYC | ISNE | A |  | 0 | 0 | 0 | 0 | 0 | 0 | 0 | 0 | 0 | 0 | 0 | 0 | 0 | 0 | 0 | 0 | 0 | 0 | 0 | 0 | 0 | 0 | 0 | 0 | 0 | 0 | 0 | 0 | 0 | 0 | 0 | 0 | 0 | 0 | 0 | 0 | 81328 | 69313 | 94586 | 102053 | 91968 | 30440 | 38664 | 20904 | 11900 | 44259 | 52188 | 70393 | 81328 | 69313 | 94586 | 102053 | 91968 | 30440 | 38664 | 20904 | 11900 | 44259 | 52188 | 70393 | 9276.609 | 7906.081 | 10788.871 | 11640.589 | 10490.242 | 3472.136 | 4410.213 | 2384.416 | 1357.344 | 5048.343 | 5952.799 | 8029.357 | 0 | 0 | 707996 | 707996 | 80757 | 2020
Vintage1982 | hydro | TRUE | 4980.10258.NC.HY | 10258 | N | . | Haw River Hydro | Haw River Hydro Co | 4980 | NC | SAT | SERC |  | 22 | 2 | NAICS-22 Non-Cogen | HY | WAT | HYC | DUK | A |  | 0 | 0 | 0 | 0 | 0 | 0 | 0 | 0 | 0 | 0 | 0 | 0 | 0 | 0 | 0 | 0 | 0 | 0 | 0 | 0 | 0 | 0 | 0 | 0 | 0 | 0 | 0 | 0 | 0 | 0 | 0 | 0 | 0 | 0 | 0 | 0 | 7621 | 9903 | 10245 | 6770 | 4354 | 5496 | 4612 | 5347 | 5172 | 5316 | 6908 | 5502 | 7621 | 9903 | 10245 | 6770 | 4354 | 5496 | 4612 | 5347 | 5172 | 5316 | 6908 | 5502 | 869.292 | 1129.633 | 1168.565 | 772.187 | 496.603 | 626.864 | 526.08 | 609.905 | 589.932 | 606.369 | 787.939 | 627.631 | 0 | 0 | 77246 | 77246 | 8811 | 2020
Vintage1996 | natural gas peaker | FALSE | 29925.10261.TX.GT | 10261 | Y | . | Enterprise Products Operating | Enterprise Products Optg LP | 29925 | TX | WSC | TRE |  | 325 | 7 | Industrial NAICS Cogen | GT | NG | NG | ERCO | A | mcf | 166948 | 158838 | 154781 | 137818 | 164993 | 195149 | 237429 | 229801 | 189627 | 163983 | 128444 | 141164 | 166948 | 158838 | 154781 | 137818 | 164993 | 195149 | 237429 | 229801 | 189627 | 163983 | 128444 | 141164 | 1.032 | 1.032 | 1.032 | 1.032 | 1.032 | 1.032 | 1.032 | 1.032 | 1.032 | 1.032 | 1.032 | 1.032 | 172290 | 163921 | 159734 | 142228 | 170273 | 201394 | 245027 | 237155 | 195695 | 169230 | 132554 | 145681 | 172290 | 163921 | 159734 | 142228 | 170273 | 201394 | 245027 | 237155 | 195695 | 169230 | 132554 | 145681 | 12195.962 | 11603.434 | 11307.095 | 10067.869 | 12053.08 | 14256.058 | 17344.727 | 16787.418 | 13852.654 | 11979.3 | 9383.102 | 10312.301 | 2068975 | 2068975 | 2135182 | 2135182 | 151143 | 2020
Vintage2003 | natural gas combined cycle | FALSE | 2848.10262.CA.CA | 10262 | Y | . | California Institute of Technology | California Institute-Technology | 2848 | CA | PACC | WECC |  | 611 | 5 | Commercial NAICS Cogen | CA | NG | NG | CISO | M | mcf | 17996 | 39240 | 28656 | 10965 | 11722 | 11625 | 9205 | 7240 | 19108 | 37416 | 15577 | 14941 | 4225 | 0 | 0 | 108 | 5102 | 4878 | 4958 | 4862 | 4418 | 3436 | 4409 | 4448 | 1.04 | 1.038 | 1.038 | 1.04 | 1.037 | 1.028 | 1.021 | 1.02 | 1.023 | 1.027 | 1.026 | 1.033 | 18716 | 40731 | 29745 | 11404 | 12156 | 11951 | 9398 | 7385 | 19547 | 38426 | 15982 | 15434 | 4394 | 0 | 0 | 112 | 5291 | 5015 | 5062 | 4959 | 4520 | 3529 | 4524 | 4595 | 940 | 0 | 0 | 24 | 1132 | 1073 | 1083 | 1061 | 967 | 755 | 968 | 983 | 223691 | 40844 | 230875 | 42001 | 8986 | 2020
Vintage2003 | natural gas combined cycle | FALSE | 2848.10262.CA.CT | 10262 | Y | . | California Institute of Technology | California Institute-Technology | 2848 | CA | PACC | WECC |  | 611 | 5 | Commercial NAICS Cogen | CT | NG | NG | CISO | M | mcf | 73989 | 0 | 24223 | 82789 | 85677 | 80236 | 84775 | 84443 | 52342 | 7562 | 77883 | 87149 | 28125 | 0 | 8718 | 30614 | 31780 | 29249 | 31312 | 31343 | 19381 | 2335 | 29939 | 33066 | 1.04 | 0 | 1.038 | 1.04 | 1.037 | 1.028 | 1.021 | 1.02 | 1.023 | 1.027 | 1.026 | 1.033 | 76949 | 0 | 25143 | 86101 | 88847 | 82483 | 86555 | 86132 | 53546 | 7766 | 79908 | 90025 | 29250 | 0 | 9049 | 31839 | 32956 | 30068 | 31970 | 31970 | 19827 | 2398 | 30717 | 34157 | 5974 | 0 | 1842 | 6479 | 6728 | 6120 | 6509 | 6509 | 4035 | 488 | 6232 | 6980 | 741068 | 275862 | 763455 | 284201 | 57896 | 2020
Vintage2000 | natural gas peaker | FALSE | 3662.10275.FL.GT | 10275 | Y | . | Florida's Natural Growers | Citrus World Inc | 3662 | FL | SAT | SERC |  | 311 | 7 | Industrial NAICS Cogen | GT | NG | NG | FPC | A | mcf | 42197 | 41702 | 47630 | 46787 | 47171 | 54075 | 58333 | 58782 | 52757 | 51624 | 42665 | 38965 | 14550 | 14380 | 16423 | 16133 | 16265 | 18646 | 20114 | 20269 | 18191 | 17801 | 14712 | 13436 | 1.03 | 1.03 | 1.03 | 1.03 | 1.03 | 1.03 | 1.03 | 1.03 | 1.03 | 1.03 | 1.03 | 1.03 | 43463 | 42953 | 49059 | 48191 | 48586 | 55697 | 60083 | 60545 | 54340 | 53173 | 43945 | 40134 | 14987 | 14811 | 16916 | 16617 | 16753 | 19205 | 20717 | 20877 | 18737 | 18335 | 15153 | 13839 | 3443.612 | 3403.154 | 3886.959 | 3818.198 | 3849.465 | 4412.89 | 4760.372 | 4797.074 | 4305.339 | 4212.865 | 3481.782 | 3179.85 | 582688 | 200920 | 600169 | 206947 | 47551.56 | 2020
Vintage1984 | hydro | TRUE | 57280.10276.NH.HY | 10276 | N | . | Clement Dam Hydro LLC | Eagle Creek Renewable Energy, LLC | 57280 | NH | NEW | NPCC |  | 22 | 2 | NAICS-22 Non-Cogen | HY | WAT | HYC | ISNE | A |  | 0 | 0 | 0 | 0 | 0 | 0 | 0 | 0 | 0 | 0 | 0 | 0 | 0 | 0 | 0 | 0 | 0 | 0 | 0 | 0 | 0 | 0 | 0 | 0 | 0 | 0 | 0 | 0 | 0 | 0 | 0 | 0 | 0 | 0 | 0 | 0 | 7615 | 6490 | 8857 | 9556 | 8612 | 2850 | 3620 | 1957 | 1114 | 4144 | 4887 | 6592 | 7615 | 6490 | 8857 | 9556 | 8612 | 2850 | 3620 | 1957 | 1114 | 4144 | 4887 | 6592 | 868.654 | 740.317 | 1010.258 | 1090.012 | 982.295 | 325.127 | 412.968 | 223.274 | 127.1 | 472.721 | 557.414 | 751.86 | 0 | 0 | 66294 | 66294 | 7562 | 2020
Vintage2012 | hydro | TRUE | 2048.10279.KS.HY | 10279 | N | . | Kansas River Project | Bowersock Mills & Power Co | 2048 | KS | WNC | MRO |  | 22 | 2 | NAICS-22 Non-Cogen | HY | WAT | HYC | SWPP | M |  | 0 | 0 | 0 | 0 | 0 | 0 | 0 | 0 | 0 | 0 | 0 | 0 | 0 | 0 | 0 | 0 | 0 | 0 | 0 | 0 | 0 | 0 | 0 | 0 | 0 | 0 | 0 | 0 | 0 | 0 | 0 | 0 | 0 | 0 | 0 | 0 | 31140 | 30641 | 24723 | 22601 | 23294 | 28598 | 31605 | 19603 | 16596 | 16473 | 13843 | 24951 | 31140 | 30641 | 24723 | 22601 | 23294 | 28598 | 31605 | 19603 | 16596 | 16473 | 13843 | 24951 | 3552 | 3495 | 2820 | 2578 | 2657 | 3262 | 3605 | 2236 | 1893 | 1879 | 1579 | 2846 | 0 | 0 | 284068 | 284068 | 32402 | 2020
Vintage2008 | petroleum | FALSE | 1947.10280.SC.IC | 10280 | N | . | Central Plant | Bob Jones University | 1947 | SC | SAT | SERC |  | 611 | 4 | Commercial NAICS Non-Cogen | IC | DFO | DFO | DUK | A | barrels | 0 | 0 | 0 | 0 | 0 | 0 | 0 | 0 | 0 | 0 | 0 | 5 | 0 | 0 | 0 | 0 | 0 | 0 | 0 | 0 | 0 | 0 | 0 | 5 | 0 | 0 | 0 | 0 | 0 | 0 | 0 | 0 | 0 | 0 | 0 | 5.88 | 0 | 0 | 0 | 0 | 0 | 0 | 0 | 0 | 0 | 0 | 0 | 29 | 0 | 0 | 0 | 0 | 0 | 0 | 0 | 0 | 0 | 0 | 0 | 29 | 0 | 0 | 0 | 0 | 0 | 0 | 0 | 0 | 0 | 0 | 0 | 1 | 5 | 5 | 29 | 29 | 1 | 2020
Vintage2008 | natural gas peaker | FALSE | 1947.10280.SC.IC | 10280 | N | . | Central Plant | Bob Jones University | 1947 | SC | SAT | SERC |  | 611 | 4 | Commercial NAICS Non-Cogen | IC | NG | NG | DUK | A | mcf | 0 | 0 | 0 | 0 | 0 | 0 | 0 | 0 | 0 | 0 | 0 | 0 | 0 | 0 | 0 | 0 | 0 | 0 | 0 | 0 | 0 | 0 | 0 | 0 | 0 | 0 | 0 | 0 | 0 | 0 | 0 | 0 | 0 | 0 | 0 | 0 | 0 | 0 | 0 | 0 | 0 | 0 | 0 | 0 | 0 | 0 | 0 | 0 | 0 | 0 | 0 | 0 | 0 | 0 | 0 | 0 | 0 | 0 | 0 | 0 | 0 | 0 | 0 | 0 | 0 | 0 | 0 | 0 | 0 | 0 | 0 | 0 | 0 | 0 | 0 | 0 | 0 | 2020
Vintage1987 | hydro | FALSE | 1678.10282.CA.HY | 10282 | N | . | Big Creek Water Works | Big Creek Water Works Ltd | 1678 | CA | PACC | WECC |  | 22131 | 4 | Commercial NAICS Non-Cogen | HY | WAT | HYC | CISO | M |  | 0 | 0 | 0 | 0 | 0 | 0 | 0 | 0 | 0 | 0 | 0 | 0 | 0 | 0 | 0 | 0 | 0 | 0 | 0 | 0 | 0 | 0 | 0 | 0 | 0 | 0 | 0 | 0 | 0 | 0 | 0 | 0 | 0 | 0 | 0 | 0 | 9 | 2858 | 4331 | 9407 | 7443 | 1964 | 0 | 0 | 0 | 0 | 0 | 9 | 9 | 2858 | 4331 | 9407 | 7443 | 1964 | 0 | 0 | 0 | 0 | 0 | 9 | 1 | 326 | 494 | 1073 | 849 | 224 | 0 | 0 | 0 | 0 | 0 | 1 | 0 | 0 | 26021 | 26021 | 2968 | 2020
Vintage1987 | hydro | TRUE | 1528.10285.PA.HY | 10285 | N | . | Townsend Hydro | Beaver Falls Municipal Auth | 1528 | PA | MAT | RFC |  | 22 | 2 | NAICS-22 Non-Cogen | HY | WAT | HYC | PJM | A |  | 0 | 0 | 0 | 0 | 0 | 0 | 0 | 0 | 0 | 0 | 0 | 0 | 0 | 0 | 0 | 0 | 0 | 0 | 0 | 0 | 0 | 0 | 0 | 0 | 0 | 0 | 0 | 0 | 0 | 0 | 0 | 0 | 0 | 0 | 0 | 0 | 16021 | 14950 | 15877 | 15569 | 16263 | 15214 | 15965 | 15657 | 14872 | 14946 | 14781 | 15614 | 16021 | 14950 | 15877 | 15569 | 16263 | 15214 | 15965 | 15657 | 14872 | 14946 | 14781 | 15614 | 1827.452 | 1705.226 | 1810.948 | 1775.866 | 1854.991 | 1735.413 | 1821.086 | 1785.917 | 1696.383 | 1704.759 | 1685.97 | 1780.989 | 0 | 0 | 185729 | 185729 | 21185 | 2020
Vintage1981 | hydro | FALSE | 4386.10286.NY.HY | 10286 | N | . | Cornell Hydro | Cornell Hydro | 4386 | NY | MAT | NPCC |  | 611 | 4 | Commercial NAICS Non-Cogen | HY | WAT | HYC | NYIS | M |  | 0 | 0 | 0 | 0 | 0 | 0 | 0 | 0 | 0 | 0 | 0 | 0 | 0 | 0 | 0 | 0 | 0 | 0 | 0 | 0 | 0 | 0 | 0 | 0 | 0 | 0 | 0 | 0 | 0 | 0 | 0 | 0 | 0 | 0 | 0 | 0 | 9144 | 6680 | 7583 | 8136 | 7277 | 3787 | 1403 | 105 | 18 | 0 | 1534 | 3787 | 9144 | 6680 | 7583 | 8136 | 7277 | 3787 | 1403 | 105 | 18 | 0 | 1534 | 3787 | 1043 | 762 | 865 | 928 | 830 | 432 | 160 | 12 | 2 | 0 | 175 | 432 | 0 | 0 | 49454 | 49454 | 5641 | 2020
Vintage2011 | geothermal | TRUE | 2782.10287.NV.BT | 10287 | N | . | Beowawe Power | Terra-Gen Operating Co-Geo | 2782 | NV | MTN | WECC |  | 22 | 2 | NAICS-22 Non-Cogen | BT | GEO | GEO | NEVP | A |  | 0 | 0 | 0 | 0 | 0 | 0 | 0 | 0 | 0 | 0 | 0 | 0 | 0 | 0 | 0 | 0 | 0 | 0 | 0 | 0 | 0 | 0 | 0 | 0 | 0 | 0 | 0 | 0 | 0 | 0 | 0 | 0 | 0 | 0 | 0 | 0 | 6829 | 7270 | 7592 | 7175 | 6853 | 6308 | 5958 | 5796 | 6256 | 6945 | 7409 | 7765 | 6829 | 7270 | 7592 | 7175 | 6853 | 6308 | 5958 | 5796 | 6256 | 6945 | 7409 | 7765 | 778.906 | 829.192 | 866.015 | 818.462 | 781.651 | 719.522 | 679.544 | 661.119 | 713.594 | 792.156 | 845.133 | 885.706 | 0 | 0 | 82156 | 82156 | 9371 | 2020
Vintage1985 | geothermal | TRUE | 2782.10287.NV.ST | 10287 | N | . | Beowawe Power | Terra-Gen Operating Co-Geo | 2782 | NV | MTN | WECC |  | 22 | 2 | NAICS-22 Non-Cogen | ST | GEO | GEO | NEVP | A |  | 0 | 0 | 0 | 0 | 0 | 0 | 0 | 0 | 0 | 0 | 0 | 0 | 0 | 0 | 0 | 0 | 0 | 0 | 0 | 0 | 0 | 0 | 0 | 0 | 0 | 0 | 0 | 0 | 0 | 0 | 0 | 0 | 0 | 0 | 0 | 0 | 66743 | 71052 | 74208 | 70133 | 66979 | 61655 | 58229 | 56650 | 61147 | 67879 | 72418 | 75895 | 66743 | 71052 | 74208 | 70133 | 66979 | 61655 | 58229 | 56650 | 61147 | 67879 | 72418 | 75895 | 7613.023 | 8104.509 | 8464.412 | 7999.638 | 7639.848 | 7032.593 | 6641.856 | 6461.763 | 6974.652 | 7742.516 | 8260.318 | 8656.872 | 0 | 0 | 802988 | 802988 | 91592 | 2020
Vintage1987 | petroleum | TRUE | 2226.10290.NH.ST | 10290 | N | . | Bridgewater Power LP | Bridgewater Power Co LP | 2226 | NH | NEW | NPCC |  | 22 | 2 | NAICS-22 Non-Cogen | ST | DFO | DFO | ISNE | AM | barrels | 48 | 30 | 15 | 16 | 67 | 20 | 15 | 0 | 0 | 21 | 0 | 92 | 48 | 30 | 15 | 16 | 67 | 20 | 15 | 0 | 0 | 21 | 0 | 92 | 5.88 | 5.88 | 5.88 | 5.88 | 5.88 | 5.88 | 5.88 | 0 | 0 | 5.88 | 0 | 5.88 | 282 | 176 | 88 | 94 | 394 | 118 | 88 | 0 | 0 | 123 | 0 | 541 | 282 | 176 | 88 | 94 | 394 | 118 | 88 | 0 | 0 | 123 | 0 | 541 | 17.912 | 11.205 | 5.606 | 5.979 | 24.981 | 7.472 | 5.619 | 0 | 0 | 7.844 | 0 | 34.244 | 324 | 324 | 1904 | 1904 | 120.862 | 2020
Vintage1987 | biomass | TRUE | 2226.10290.NH.ST | 10290 | N | . | Bridgewater Power LP | Bridgewater Power Co LP | 2226 | NH | NEW | NPCC |  | 22 | 2 | NAICS-22 Non-Cogen | ST | WDS | WWW | ISNE | AM | short tons | 16573 | 17262 | 19038 | 17546 | 15984 | 15273 | 18363 | 18841 | 18349 | 15323 | 19287 | 13994 | 16573 | 17262 | 19038 | 17546 | 15984 | 15273 | 18363 | 18841 | 18349 | 15323 | 19287 | 13994 | 8.5 | 8.5 | 8.5 | 8.5 | 8.5 | 8.5 | 8.5 | 8.5 | 8.5 | 8.5 | 8.5 | 8.5 | 140871 | 146727 | 161823 | 149141 | 135864 | 129821 | 156086 | 160149 | 155967 | 130246 | 163940 | 118949 | 140871 | 146727 | 161823 | 149141 | 135864 | 129821 | 156086 | 160149 | 155967 | 130246 | 163940 | 118949 | 8940.088 | 9319.795 | 10285.394 | 9478.021 | 8615.019 | 8248.528 | 9943.381 | 10184 | 9918 | 8274.156 | 10425 | 7529.756 | 205833 | 205833 | 1749584 | 1749584 | 111161.14 | 2020
Vintage1989 | natural gas combined cycle | TRUE | 2938.10294.CA.CA | 10294 | Y | . | King City Power Plant | Calpine King City Cogen LLC | 2938 | CA | PACC | WECC |  | 22 | 3 | NAICS-22 Cogen | CA | NG | NG | CISO | M | mcf | 0 | 0 | 0 | 0 | 0 | 0 | 0 | 0 | 0 | 0 | 0 | 0 | 0 | 0 | 0 | 0 | 0 | 0 | 0 | 0 | 0 | 0 | 0 | 0 | 0 | 0 | 0 | 0 | 0 | 0 | 0 | 0 | 0 | 0 | 0 | 0 | 0 | 0 | 0 | 0 | 0 | 0 | 0 | 0 | 0 | 0 | 0 | 0 | 0 | 0 | 0 | 0 | 0 | 0 | 0 | 0 | 0 | 0 | 0 | 0 | 0 | 0 | 36 | 0 | 1150 | 968 | 1239 | 5984 | 5148 | 3662 | 755 | 334 | 0 | 0 | 0 | 0 | 19276 | 2020
Vintage1989 | natural gas combined cycle | TRUE | 2938.10294.CA.CT | 10294 | Y | . | King City Power Plant | Calpine King City Cogen LLC | 2938 | CA | PACC | WECC |  | 22 | 3 | NAICS-22 Cogen | CT | NG | NG | CISO | M | mcf | 0 | 0 | 1874 | 0 | 34810 | 27624 | 36915 | 166991 | 133735 | 99802 | 21442 | 10070 | 0 | 0 | 883 | 0 | 29005 | 23676 | 30623 | 147919 | 119910 | 86673 | 18272 | 8355 | 0 | 0 | 1.031 | 0 | 1.031 | 1.028 | 1.034 | 1.034 | 1.03 | 1.03 | 1.042 | 1.04 | 0 | 0 | 1932 | 0 | 35889 | 28397 | 38170 | 172669 | 137747 | 102796 | 22343 | 10473 | 0 | 0 | 910 | 0 | 29904 | 24339 | 31664 | 152948 | 123507 | 89273 | 19039 | 8689 | 0 | 0 | 79 | 0 | 2684 | 2140 | 2823 | 13636 | 10675 | 7780 | 1679 | 780 | 533263 | 465316 | 550416 | 480273 | 42276 | 2020
Vintage1984 | hydro | TRUE | 17627.10296.ID.HY | 10296 | N | . | South Forks Hydro | South Forks Joint Venture | 17627 | ID | MTN | WECC |  | 22 | 2 | NAICS-22 Non-Cogen | HY | WAT | HYC | IPCO | A |  | 0 | 0 | 0 | 0 | 0 | 0 | 0 | 0 | 0 | 0 | 0 | 0 | 0 | 0 | 0 | 0 | 0 | 0 | 0 | 0 | 0 | 0 | 0 | 0 | 0 | 0 | 0 | 0 | 0 | 0 | 0 | 0 | 0 | 0 | 0 | 0 | 18361 | 19339 | 20120 | 22635 | 25747 | 25080 | 25412 | 25584 | 18584 | 20331 | 19818 | 18404 | 18361 | 19339 | 20120 | 22635 | 25747 | 25080 | 25412 | 25584 | 18584 | 20331 | 19818 | 18404 | 2094.35 | 2205.873 | 2294.925 | 2581.815 | 2936.841 | 2860.715 | 2898.586 | 2918.254 | 2119.768 | 2319.051 | 2260.544 | 2099.278 | 0 | 0 | 259415 | 259415 | 29590 | 2020
Vintage2016 | natural gas peaker | FALSE | 327.10298.TX.GT | 10298 | N | . | Bayou Cogen Plant | Air Liquide Large Industries U S LP | 327 | TX | WSC | TRE |  | 325 | 6 | Industrial NAICS Non-Cogen | GT | NG | NG | ERCO | M | mcf | 2708225 | 2301123 | 2487050 | 2250277 | 2257153 | 2434436 | 2536990 | 2528432 | 2437089 | 2451003 | 2566748 | 2592774 | 2708225 | 2301123 | 2487050 | 2250277 | 2257153 | 2434436 | 2536990 | 2528432 | 2437089 | 2451003 | 2566748 | 2592774 | 1.02 | 1.021 | 1.027 | 1.031 | 0.911 | 1.017 | 1.019 | 1.019 | 1.02 | 1.018 | 1.017 | 1.021 | 2762390 | 2349447 | 2554200 | 2320036 | 2056266 | 2475821 | 2585193 | 2576472 | 2485831 | 2495121 | 2610383 | 2647222 | 2762390 | 2349447 | 2554200 | 2320036 | 2056266 | 2475821 | 2585193 | 2576472 | 2485831 | 2495121 | 2610383 | 2647222 | 187959.81 | 177104.53 | 187016.72 | 162093.04 | 158312.47 | 177131.55 | 185360.18 | 184359.44 | 179224.67 | 169801.21 | 167992.21 | 171363.17 | 29551300 | 29551300 | 29918382 | 29918382 | 2107719 | 2020
Vintage2016 | other | FALSE | 327.10298.TX.GT | 10298 | N | . | Bayou Cogen Plant | Air Liquide Large Industries U S LP | 327 | TX | WSC | TRE |  | 325 | 6 | Industrial NAICS Non-Cogen | GT | OG | OOG | ERCO | M | mcf | 189311 | 199127 | 218348 | 183220 | 179614 | 208995 | 242380 | 235491 | 228137 | 215284 | 223257 | 233556 | 189311 | 199127 | 218348 | 183220 | 179614 | 208995 | 242380 | 235491 | 228137 | 215284 | 223257 | 233556 | 1 | 1 | 1 | 1 | 1 | 1 | 1 | 1 | 1 | 1 | 1 | 1 | 189311 | 199127 | 218348 | 183220 | 179614 | 208995 | 242380 | 235491 | 228137 | 215284 | 223257 | 233556 | 189311 | 199127 | 218348 | 183220 | 179614 | 208995 | 242380 | 235491 | 228137 | 215284 | 223257 | 233556 | 12881.189 | 15010.469 | 15987.284 | 12800.962 | 13828.528 | 14952.455 | 17378.82 | 16850.556 | 16448.335 | 14650.786 | 14367.792 | 15118.828 | 2556720 | 2556720 | 2556720 | 2556720 | 180276 | 2020
Vintage1991 | natural gas steam turbine | TRUE | 3998.10300.CA.ST | 10300 | N | . | Desert View Power | Desert View Power Inc | 3998 | CA | PACC | WECC |  | 22 | 2 | NAICS-22 Non-Cogen | ST | NG | NG | IID | M | mcf | 2712 | 3334 | 1105 | 1204 | 3467 | 1020 | 2397 | 9940 | 2998 | 4628 | 2413 | 5078 | 2712 | 3334 | 1105 | 1204 | 3467 | 1020 | 2397 | 9940 | 2998 | 4628 | 2413 | 5078 | 1.01 | 1.01 | 1.01 | 1.01 | 1.01 | 1.01 | 1.01 | 1.01 | 1.01 | 1.01 | 1.01 | 1.01 | 2739 | 3367 | 1116 | 1216 | 3502 | 1030 | 2421 | 10039 | 3028 | 4674 | 2437 | 5129 | 2739 | 3367 | 1116 | 1216 | 3502 | 1030 | 2421 | 10039 | 3028 | 4674 | 2437 | 5129 | 172.125 | 211.086 | 70.343 | 76.629 | 218.886 | 64.935 | 154.865 | 629.026 | 185.852 | 285.942 | 148.426 | 313.613 | 40296 | 40296 | 40698 | 40698 | 2531.728 | 2020
Vintage1991 | petroleum | TRUE | 3998.10300.CA.ST | 10300 | N | . | Desert View Power | Desert View Power Inc | 3998 | CA | PACC | WECC |  | 22 | 2 | NAICS-22 Non-Cogen | ST | PC | PC | IID | M | short tons | 0 | 0 | 0 | 0 | 0 | 0 | 0 | 0 | 0 | 0 | 0 | 0 | 0 | 0 | 0 | 0 | 0 | 0 | 0 | 0 | 0 | 0 | 0 | 0 | 0 | 0 | 0 | 0 | 0 | 0 | 0 | 0 | 0 | 0 | 0 | 0 | 0 | 0 | 0 | 0 | 0 | 0 | 0 | 0 | 0 | 0 | 0 | 0 | 0 | 0 | 0 | 0 | 0 | 0 | 0 | 0 | 0 | 0 | 0 | 0 | 0 | 0 | 0 | 0 | 0 | 0 | 0 | 0 | 0 | 0 | 0 | 0 | 0 | 0 | 0 | 0 | 0 | 2020
Vintage1991 | other | TRUE | 3998.10300.CA.ST | 10300 | N | . | Desert View Power | Desert View Power Inc | 3998 | CA | PACC | WECC |  | 22 | 2 | NAICS-22 Non-Cogen | ST | TDF | OTH | IID | M | short tons | 0 | 0 | 0 | 0 | 0 | 0 | 0 | 0 | 0 | 0 | 0 | 0 | 0 | 0 | 0 | 0 | 0 | 0 | 0 | 0 | 0 | 0 | 0 | 0 | 0 | 0 | 0 | 0 | 0 | 0 | 0 | 0 | 0 | 0 | 0 | 0 | 0 | 0 | 0 | 0 | 0 | 0 | 0 | 0 | 0 | 0 | 0 | 0 | 0 | 0 | 0 | 0 | 0 | 0 | 0 | 0 | 0 | 0 | 0 | 0 | 0 | 0 | 0 | 0 | 0 | 0 | 0 | 0 | 0 | 0 | 0 | 0 | 0 | 0 | 0 | 0 | 0 | 2020
Vintage1991 | biomass | TRUE | 3998.10300.CA.ST | 10300 | N | . | Desert View Power | Desert View Power Inc | 3998 | CA | PACC | WECC |  | 22 | 2 | NAICS-22 Non-Cogen | ST | WDS | WWW | IID | M | short tons | 32630 | 27822 | 28626 | 29153 | 21389 | 27176 | 28134 | 34473 | 30378 | 31165 | 15710 | 32803 | 32630 | 27822 | 28626 | 29153 | 21389 | 27176 | 28134 | 34473 | 30378 | 31165 | 15710 | 32803 | 15 | 15 | 15 | 15 | 15 | 15 | 15 | 15 | 15 | 15 | 15 | 15 | 489450 | 417330 | 429390 | 437295 | 320835 | 407640 | 422010 | 517095 | 455670 | 467475 | 235650 | 492045 | 489450 | 417330 | 429390 | 437295 | 320835 | 407640 | 422010 | 517095 | 455670 | 467475 | 235650 | 492045 | 30756.875 | 26160.914 | 27063.657 | 27556.371 | 20055.114 | 25694.065 | 26995.135 | 32398.974 | 27968.148 | 28597.058 | 14351.574 | 30087.387 | 339459 | 339459 | 5091885 | 5091885 | 317685.27 | 2020
Vintage1977 | natural gas steam turbine | FALSE | 57145.10301.LA.ST | 10301 | Y | . | Louisiana Sugar Refining | Louisiana Sugar Refining LLC | 57145 | LA | WSC | SERC |  | 311 | 7 | Industrial NAICS Cogen | ST | NG | NG | MISO | A | mcf | 160478 | 159636 | 167606 | 154115 | 161623 | 178444 | 208114 | 188699 | 158538 | 171029 | 159834 | 167722 | 5496 | 5467 | 5740 | 5278 | 5535 | 6111 | 7127 | 6462 | 5429 | 5857 | 5474 | 5744 | 1.023 | 1.023 | 1.023 | 1.023 | 1.023 | 1.023 | 1.023 | 1.023 | 1.023 | 1.023 | 1.023 | 1.023 | 164169 | 163308 | 171461 | 157660 | 165340 | 182548 | 212901 | 193039 | 162184 | 174963 | 163510 | 171580 | 5622 | 5593 | 5872 | 5399 | 5662 | 6252 | 7291 | 6611 | 5554 | 5992 | 5600 | 5876 | 1393.172 | 1385.866 | 1455.061 | 1337.936 | 1403.121 | 1549.154 | 1806.732 | 1638.177 | 1376.342 | 1484.777 | 1387.592 | 1456.07 | 2035838 | 69720 | 2082663 | 71324 | 17674 | 2020
Vintage2015 | hard coal | FALSE | 13657.10302.PA.GT | 10302 | N | . | Juniata Locomotive Shop | Norfork Southern Corp | 13657 | PA | MAT | RFC |  | 482 | 4 | Commercial NAICS Non-Cogen | GT | BIT | COL | PJM | M | short tons | 0 | 0 | 0 | 0 | 0 | 0 | 0 | 0 | 0 | 0 | 0 | 0 | 0 | 0 | 0 | 0 | 0 | 0 | 0 | 0 | 0 | 0 | 0 | 0 | 0 | 0 | 0 | 0 | 0 | 0 | 0 | 0 | 0 | 0 | 0 | 0 | 0 | 0 | 0 | 0 | 0 | 0 | 0 | 0 | 0 | 0 | 0 | 0 | 0 | 0 | 0 | 0 | 0 | 0 | 0 | 0 | 0 | 0 | 0 | 0 | 0 | 0 | 0 | 0 | 0 | 0 | 0 | 0 | 0 | 0 | 0 | 0 | 0 | 0 | 0 | 0 | 0 | 2020
Vintage2015 | natural gas peaker | FALSE | 13657.10302.PA.GT | 10302 | N | . | Juniata Locomotive Shop | Norfork Southern Corp | 13657 | PA | MAT | RFC |  | 482 | 4 | Commercial NAICS Non-Cogen | GT | NG | NG | PJM | M | mcf | 9683 | 2214 | 0 | 0 | 0 | 0 | 0 | 0 | 0 | 6332 | 0 | 0 | 9683 | 2214 | 0 | 0 | 0 | 0 | 0 | 0 | 0 | 6332 | 0 | 0 | 1.04 | 1.04 | 0 | 0 | 0 | 0 | 0 | 0 | 0 | 1.04 | 0 | 0 | 10070 | 2303 | 0 | 0 | 0 | 0 | 0 | 0 | 0 | 6585 | 0 | 0 | 10070 | 2303 | 0 | 0 | 0 | 0 | 0 | 0 | 0 | 6585 | 0 | 0 | 1035 | 233 | 0 | 0 | 0 | 0 | 0 | 0 | 0 | 660 | 0 | 0 | 18229 | 18229 | 18958 | 18958 | 1928 | 2020
Vintage1987 | petroleum | FALSE | 12834.10305.NY.ST | 10305 | Y | . | Dutchess Cnty Resource Recovery Facility | Dutchess County RRA | 12834 | NY | MAT | NPCC |  | 562213 | 5 | Commercial NAICS Cogen | ST | DFO | DFO | NYIS | A | barrels | 0 | 0 | 0 | 0 | 0 | 0 | 0 | 0 | 0 | 0 | 0 | 0 | 0 | 0 | 0 | 0 | 0 | 0 | 0 | 0 | 0 | 0 | 0 | 0 | 0 | 0 | 0 | 0 | 0 | 0 | 0 | 0 | 0 | 0 | 0 | 0 | 0 | 0 | 0 | 0 | 0 | 0 | 0 | 0 | 0 | 0 | 0 | 0 | 0 | 0 | 0 | 0 | 0 | 0 | 0 | 0 | 0 | 0 | 0 | 0 | 0 | 0 | 0 | 0 | 0 | 0 | 0 | 0 | 0 | 0 | 0 | 0 | 0 | 0 | 0 | 0 | 0 | 2020
Vintage1987 | municipal solid waste | FALSE | 12834.10305.NY.ST | 10305 | Y | . | Dutchess Cnty Resource Recovery Facility | Dutchess County RRA | 12834 | NY | MAT | NPCC |  | 562213 | 5 | Commercial NAICS Cogen | ST | MSB | MLG | NYIS | A | short tons | 7476 | 7376 | 7582 | 7376 | 7896 | 7247 | 7399 | 8022 | 7073 | 7780 | 7503 | 7893 | 7476 | 7376 | 7582 | 7376 | 7896 | 7247 | 7399 | 8022 | 7073 | 7780 | 7503 | 7893 | 6.639 | 6.639 | 6.639 | 6.639 | 6.639 | 6.639 | 6.639 | 6.639 | 6.639 | 6.639 | 6.639 | 6.639 | 49633 | 48969 | 50337 | 48969 | 52422 | 48113 | 49122 | 53258 | 46958 | 51651 | 49812 | 52402 | 49633 | 48969 | 50337 | 48969 | 52422 | 48113 | 49122 | 53258 | 46958 | 51651 | 49812 | 52402 | 1550.117 | 1529.024 | 1571.709 | 1529.004 | 1636.755 | 1502.267 | 1533.81 | 1662.963 | 1466.303 | 1612.82 | 1555.291 | 1636.26 | 90623 | 90623 | 601646 | 601646 | 18786.323 | 2020
Vintage1987 | municipal solid waste | FALSE | 12834.10305.NY.ST | 10305 | Y | . | Dutchess Cnty Resource Recovery Facility | Dutchess County RRA | 12834 | NY | MAT | NPCC |  | 562213 | 5 | Commercial NAICS Cogen | ST | MSN | OTH | NYIS | A | short tons | 4731 | 4695 | 4778 | 4687 | 5008 | 4722 | 4748 | 5138 | 4578 | 5003 | 4783 | 5068 | 4731 | 4695 | 4778 | 4687 | 5008 | 4722 | 4748 | 5138 | 4578 | 5003 | 4783 | 5068 | 12.692 | 12.692 | 12.692 | 12.692 | 12.692 | 12.692 | 12.692 | 12.692 | 12.692 | 12.692 | 12.692 | 12.692 | 60046 | 59589 | 60642 | 59487 | 63562 | 59932 | 60262 | 65211 | 58104 | 63498 | 60706 | 64323 | 60046 | 59589 | 60642 | 59487 | 63562 | 59932 | 60262 | 65211 | 58104 | 63498 | 60706 | 64323 | 1875.044 | 1860.837 | 1893.64 | 1857.602 | 1984.556 | 1871.204 | 1881.542 | 2036.25 | 1814.289 | 1982.632 | 1895.394 | 2008.589 | 57939 | 57939 | 735362 | 735362 | 22961.579 | 2020
Vintage1987 | natural gas steam turbine | FALSE | 12834.10305.NY.ST | 10305 | Y | . | Dutchess Cnty Resource Recovery Facility | Dutchess County RRA | 12834 | NY | MAT | NPCC |  | 562213 | 5 | Commercial NAICS Cogen | ST | NG | NG | NYIS | A | mcf | 1533 | 1439 | 1408 | 1005 | 1174 | 1868 | 2690 | 2396 | 1880 | 1408 | 1451 | 1479 | 1533 | 1439 | 1408 | 1005 | 1174 | 1868 | 2690 | 2396 | 1880 | 1408 | 1451 | 1479 | 1 | 1 | 1 | 1 | 1 | 1 | 1 | 1 | 1 | 1 | 1 | 1 | 1533 | 1439 | 1408 | 1005 | 1174 | 1868 | 2690 | 2396 | 1880 | 1408 | 1451 | 1479 | 1533 | 1439 | 1408 | 1005 | 1174 | 1868 | 2690 | 2396 | 1880 | 1408 | 1451 | 1479 | 47.815 | 44.925 | 43.98 | 31.382 | 36.67 | 58.333 | 83.993 | 74.815 | 58.706 | 43.965 | 45.321 | 46.193 | 19731 | 19731 | 19731 | 19731 | 616.098 | 2020
Vintage1991 | petroleum | TRUE | 21970.10307.MA.CA | 10307 | N | . | Bellingham Cogeneration Facility | Northeast Energy Associates LP | 21970 | MA | NEW | NPCC |  | 22 | 2 | NAICS-22 Non-Cogen | CA | DFO | DFO | ISNE | A | barrels | 0 | 0 | 0 | 0 | 0 | 0 | 0 | 0 | 0 | 0 | 0 | 0 | 0 | 0 | 0 | 0 | 0 | 0 | 0 | 0 | 0 | 0 | 0 | 0 | 0 | 0 | 0 | 0 | 0 | 0 | 0 | 0 | 0 | 0 | 0 | 0 | 0 | 0 | 0 | 0 | 0 | 0 | 0 | 0 | 0 | 0 | 0 | 0 | 0 | 0 | 0 | 0 | 0 | 0 | 0 | 0 | 0 | 0 | 0 | 0 | 0 | 0 | 0 | 0 | 0 | 0 | 0 | 0 | 0 | 0 | 151.763 | 0 | 0 | 0 | 0 | 0 | 151.763 | 2020
Vintage1991 | natural gas combined cycle | TRUE | 21970.10307.MA.CA | 10307 | N | . | Bellingham Cogeneration Facility | Northeast Energy Associates LP | 21970 | MA | NEW | NPCC |  | 22 | 2 | NAICS-22 Non-Cogen | CA | NG | NG | ISNE | AM | mcf | 0 | 0 | 0 | 0 | 0 | 0 | 0 | 0 | 0 | 0 | 0 | 0 | 0 | 0 | 0 | 0 | 0 | 0 | 0 | 0 | 0 | 0 | 0 | 0 | 0 | 0 | 0 | 0 | 0 | 0 | 0 | 0 | 0 | 0 | 0 | 0 | 0 | 0 | 0 | 0 | 0 | 0 | 0 | 0 | 0 | 0 | 0 | 0 | 0 | 0 | 0 | 0 | 0 | 0 | 0 | 0 | 0 | 0 | 0 | 0 | 366 | 0 | 0 | 0 | 896 | 566 | 4680 | 5153 | 0 | 1706 | 548.237 | 0 | 0 | 0 | 0 | 0 | 13915.237 | 2020
Vintage1991 | petroleum | TRUE | 21970.10307.MA.CT | 10307 | N | . | Bellingham Cogeneration Facility | Northeast Energy Associates LP | 21970 | MA | NEW | NPCC |  | 22 | 2 | NAICS-22 Non-Cogen | CT | DFO | DFO | ISNE | AM | barrels | 0 | 0 | 0 | 0 | 0 | 0 | 0 | 0 | 0 | 0 | 952 | 0 | 0 | 0 | 0 | 0 | 0 | 0 | 0 | 0 | 0 | 0 | 952 | 0 | 0 | 0 | 0 | 0 | 0 | 0 | 0 | 0 | 0 | 0 | 5.78 | 0 | 0 | 0 | 0 | 0 | 0 | 0 | 0 | 0 | 0 | 0 | 5503 | 0 | 0 | 0 | 0 | 0 | 0 | 0 | 0 | 0 | 0 | 0 | 5503 | 0 | 0 | 0 | 0 | 0 | 0 | 0 | 0 | 0 | 0 | 0 | 448.35 | 0 | 952 | 952 | 5503 | 5503 | 448.35 | 2020
Vintage1991 | natural gas combined cycle | TRUE | 21970.10307.MA.CT | 10307 | N | . | Bellingham Cogeneration Facility | Northeast Energy Associates LP | 21970 | MA | NEW | NPCC |  | 22 | 2 | NAICS-22 Non-Cogen | CT | NG | NG | ISNE | AM | mcf | 15819 | 0 | 0 | 0 | 30218 | 22428 | 155613 | 166159 | 0 | 65490 | 19681 | 0 | 15819 | 0 | 0 | 0 | 30218 | 22428 | 155613 | 166159 | 0 | 65490 | 19681 | 0 | 1.01 | 0 | 0 | 0 | 1.01 | 1.01 | 1.01 | 1.01 | 0 | 1.01 | 1.01 | 0 | 15977 | 0 | 0 | 0 | 30520 | 22652 | 157169 | 167821 | 0 | 66145 | 19878 | 0 | 15977 | 0 | 0 | 0 | 30520 | 22652 | 157169 | 167821 | 0 | 66145 | 19878 | 0 | 1337 | 0 | 0 | 0 | 2478 | 1900 | 13010 | 13730 | 0 | 5447 | 1619.65 | 0 | 475408 | 475408 | 480162 | 480162 | 39521.65 | 2020
Vintage1991 | natural gas combined cycle | TRUE | 22290.10308.NJ.CA | 10308 | N | . | Sayreville Cogeneration Facility | North Jersey Energy Assoc LP | 22290 | NJ | MAT | RFC |  | 22 | 2 | NAICS-22 Non-Cogen | CA | NG | NG | PJM | AM | mcf | 0 | 0 | 0 | 0 | 0 | 0 | 0 | 0 | 0 | 0 | 0 | 0 | 0 | 0 | 0 | 0 | 0 | 0 | 0 | 0 | 0 | 0 | 0 | 0 | 0 | 0 | 0 | 0 | 0 | 0 | 0 | 0 | 0 | 0 | 0 | 0 | 0 | 0 | 0 | 0 | 0 | 0 | 0 | 0 | 0 | 0 | 0 | 0 | 0 | 0 | 0 | 0 | 0 | 0 | 0 | 0 | 0 | 0 | 0 | 0 | 4340 | 430 | 910 | 360 | 660 | 3090 | 14400 | 12490 | 5130 | 11200 | 30550 | 940 | 0 | 0 | 0 | 0 | 84500 | 2020
Vintage1991 | natural gas combined cycle | TRUE | 22290.10308.NJ.CT | 10308 | N | . | Sayreville Cogeneration Facility | North Jersey Energy Assoc LP | 22290 | NJ | MAT | RFC |  | 22 | 2 | NAICS-22 Non-Cogen | CT | NG | NG | PJM | AM | mcf | 144485 | 17591 | 36270 | 16911 | 24910 | 122467 | 504596 | 431090 | 174968 | 360382 | 943363 | 44570 | 144485 | 17591 | 36270 | 16911 | 24910 | 122467 | 504596 | 431090 | 174968 | 360382 | 943363 | 44570 | 1 | 1 | 1 | 1 | 1 | 1 | 1 | 1 | 1 | 1 | 1 | 1 | 144485 | 17591 | 36270 | 16911 | 24910 | 122467 | 504596 | 431090 | 174968 | 360382 | 943363 | 44570 | 144485 | 17591 | 36270 | 16911 | 24910 | 122467 | 504596 | 431090 | 174968 | 360382 | 943363 | 44570 | 13474 | 1558 | 3158 | 1338 | 2160 | 10974 | 46338 | 39708 | 16038 | 33472 | 89540 | 3862 | 2821603 | 2821603 | 2821603 | 2821603 | 261620 | 2020
Vintage1998 | natural gas peaker | FALSE | 1182.10319.LA.GT | 10319 | Y | . | Geismar | BASF Corporation | 1182 | LA | WSC | SERC |  | 325 | 7 | Industrial NAICS Cogen | GT | NG | NG | MISO | A | mcf | 428675 | 426426 | 447717 | 411678 | 431735 | 476669 | 555925 | 504061 | 423495 | 456861 | 426957 | 448028 | 178934 | 177996 | 186883 | 171840 | 180213 | 198969 | 232051 | 210403 | 176774 | 190700 | 178219 | 187014 | 1.02 | 1.02 | 1.02 | 1.02 | 1.02 | 1.02 | 1.02 | 1.02 | 1.02 | 1.02 | 1.02 | 1.02 | 437249 | 434955 | 456671 | 419912 | 440370 | 486202 | 567044 | 514142 | 431965 | 465998 | 435496 | 456989 | 182513 | 181556 | 190621 | 175277 | 183817 | 202948 | 236692 | 214611 | 180309 | 194514 | 181783 | 190754 | 35122.606 | 34938.43 | 36682.88 | 33730.08 | 35373.43 | 39055.016 | 45548.686 | 41299.332 | 34698.32 | 37432.039 | 34981.954 | 36708.324 | 5438227 | 2269996 | 5546993 | 2315395 | 445571.1 | 2020
Vintage1998 | other | FALSE | 1182.10319.LA.GT | 10319 | Y | . | Geismar | BASF Corporation | 1182 | LA | WSC | SERC |  | 325 | 7 | Industrial NAICS Cogen | GT | OG | OOG | MISO | A | mcf | 462704 | 430786 | 353948 | 303760 | 389017 | 396505 | 406319 | 448871 | 390338 | 380405 | 432592 | 442817 | 193141 | 179816 | 147744 | 126795 | 162381 | 165507 | 169603 | 187365 | 162933 | 158787 | 180571 | 184837 | 0.375 | 0.375 | 0.375 | 0.375 | 0.375 | 0.375 | 0.375 | 0.375 | 0.375 | 0.375 | 0.375 | 0.375 | 173514 | 161545 | 132731 | 113910 | 145881 | 148689 | 152370 | 168327 | 146377 | 142652 | 162222 | 166056 | 72428 | 67431 | 55404 | 47548 | 60893 | 62065 | 63601 | 70262 | 61100 | 59545 | 67714 | 69314 | 13937.835 | 12976.335 | 10661.787 | 9149.993 | 11718.166 | 11943.705 | 12239.326 | 13521.122 | 11757.948 | 11458.749 | 13030.733 | 13338.744 | 4838062 | 2019480 | 1814274 | 757305 | 145734.44 | 2020
Vintage2005 | natural gas steam turbine | FALSE | 1182.10319.LA.ST | 10319 | Y | . | Geismar | BASF Corporation | 1182 | LA | WSC | SERC |  | 325 | 7 | Industrial NAICS Cogen | ST | NG | NG | MISO | A | mcf | 122026 | 121387 | 127447 | 117188 | 122898 | 135689 | 158250 | 143486 | 120552 | 130050 | 121538 | 127536 | 3721 | 3701 | 3885 | 3573 | 3747 | 4137 | 4825 | 4375 | 3675 | 3965 | 3705 | 3888 | 1.02 | 1.02 | 1.02 | 1.02 | 1.02 | 1.02 | 1.02 | 1.02 | 1.02 | 1.02 | 1.02 | 1.02 | 124467 | 123815 | 129996 | 119532 | 125356 | 138403 | 161415 | 146356 | 122963 | 132651 | 123969 | 130087 | 3795 | 3775 | 3963 | 3644 | 3822 | 4220 | 4921 | 4462 | 3749 | 4044 | 3779 | 3966 | 722.788 | 718.998 | 754.897 | 694.132 | 727.95 | 803.713 | 937.347 | 849.899 | 714.057 | 770.314 | 719.894 | 755.421 | 1548047 | 47197 | 1579010 | 48140 | 9169.41 | 2020
Vintage2015 | hydro | TRUE | 6201.10323.OR.HY | 10323 | N | . | Copper Dam Plant | Farmer's Irrigation District | 6201 | OR | PACC | WECC |  | 22 | 2 | NAICS-22 Non-Cogen | HY | WAT | HYC | PACW | A |  | 0 | 0 | 0 | 0 | 0 | 0 | 0 | 0 | 0 | 0 | 0 | 0 | 0 | 0 | 0 | 0 | 0 | 0 | 0 | 0 | 0 | 0 | 0 | 0 | 0 | 0 | 0 | 0 | 0 | 0 | 0 | 0 | 0 | 0 | 0 | 0 | 12275 | 13294 | 10668 | 9487 | 16268 | 16336 | 14977 | 12044 | 9152 | 9014 | 10876 | 11157 | 12275 | 13294 | 10668 | 9487 | 16268 | 16336 | 14977 | 12044 | 9152 | 9014 | 10876 | 11157 | 1400.19 | 1516.399 | 1216.888 | 1082.153 | 1855.622 | 1863.359 | 1708.357 | 1373.756 | 1043.926 | 1028.158 | 1240.585 | 1272.607 | 0 | 0 | 145548 | 145548 | 16602 | 2020
Vintage1987 | hydro | TRUE | 6201.10324.OR.HY | 10324 | N | . | Peters Drive Plant | Farmer's Irrigation District | 6201 | OR | PACC | WECC |  | 22 | 2 | NAICS-22 Non-Cogen | HY | WAT | HYC | PACW | A |  | 0 | 0 | 0 | 0 | 0 | 0 | 0 | 0 | 0 | 0 | 0 | 0 | 0 | 0 | 0 | 0 | 0 | 0 | 0 | 0 | 0 | 0 | 0 | 0 | 0 | 0 | 0 | 0 | 0 | 0 | 0 | 0 | 0 | 0 | 0 | 0 | 7379 | 7992 | 6413 | 5703 | 9779 | 9820 | 9003 | 7240 | 5502 | 5419 | 6538 | 6707 | 7379 | 7992 | 6413 | 5703 | 9779 | 9820 | 9003 | 7240 | 5502 | 5419 | 6538 | 6707 | 841.699 | 911.557 | 731.511 | 650.517 | 1115.475 | 1120.125 | 1026.949 | 825.809 | 627.538 | 618.059 | 745.756 | 765.005 | 0 | 0 | 87495 | 87495 | 9980 | 2020
Vintage1986 | hydro | TRUE | 6288.10325.ID.HY | 10325 | N | . | Mink Creek Hydro | Mink Creek Hydro Entity | 6288 | ID | MTN | WECC |  | 22 | 2 | NAICS-22 Non-Cogen | HY | WAT | HYC | PACE | A |  | 0 | 0 | 0 | 0 | 0 | 0 | 0 | 0 | 0 | 0 | 0 | 0 | 0 | 0 | 0 | 0 | 0 | 0 | 0 | 0 | 0 | 0 | 0 | 0 | 0 | 0 | 0 | 0 | 0 | 0 | 0 | 0 | 0 | 0 | 0 | 0 | 5984 | 6303 | 6557 | 7377 | 8392 | 8174 | 8282 | 8338 | 6057 | 6626 | 6459 | 5998 | 5984 | 6303 | 6557 | 7377 | 8392 | 8174 | 8282 | 8338 | 6057 | 6626 | 6459 | 5998 | 682.592 | 718.94 | 747.964 | 841.468 | 957.178 | 932.367 | 944.71 | 951.12 | 690.877 | 755.827 | 736.758 | 684.199 | 0 | 0 | 84547 | 84547 | 9644 | 2020
Vintage2006 | natural gas peaker | FALSE | 12436.10328.MI.GT | 10328 | Y | . | T B Simon Power Plant | Michigan State University | 12436 | MI | ENC | RFC |  | 611 | 5 | Commercial NAICS Cogen | GT | NG | NG | MISO | M | mcf | 38715 | 50720 | 38835 | 887 | 3899 | 38089 | 54093 | 39279 | 18544 | 0 | 11679 | 2821 | 20182 | 26254 | 19758 | 427 | 2039 | 20897 | 30127 | 21513 | 10234 | 0 | 6435 | 1482 | 1.055 | 1.057 | 1.054 | 1.052 | 1.057 | 1.059 | 1.059 | 1.064 | 1.057 | 0 | 1.053 | 1.054 | 40844 | 53611 | 40932 | 933 | 4121 | 40336 | 57284 | 41793 | 19601 | 0 | 12298 | 2973 | 21292 | 27751 | 20825 | 449 | 2155 | 22130 | 31905 | 22890 | 10817 | 0 | 6776 | 1562 | 3485.86 | 4543.28 | 3409.42 | 73.5 | 352.8 | 3623.06 | 5223.4 | 3747.52 | 1770.86 | 0 | 1109.36 | 255.78 | 297561 | 159348 | 314726 | 168552 | 27594.84 | 2020
Vintage2006 | hard coal | FALSE | 12436.10328.MI.ST | 10328 | Y | . | T B Simon Power Plant | Michigan State University | 12436 | MI | ENC | RFC |  | 611 | 5 | Commercial NAICS Cogen | ST | BIT | COL | MISO | M | short tons | 0 | 0 | 0 | 0 | 0 | 0 | 0 | 0 | 0 | 0 | 0 | 0 | 0 | 0 | 0 | 0 | 0 | 0 | 0 | 0 | 0 | 0 | 0 | 0 | 0 | 0 | 0 | 0 | 0 | 0 | 0 | 0 | 0 | 0 | 0 | 0 | 0 | 0 | 0 | 0 | 0 | 0 | 0 | 0 | 0 | 0 | 0 | 0 | 0 | 0 | 0 | 0 | 0 | 0 | 0 | 0 | 0 | 0 | 0 | 0 | 0 | 0 | 0 | 0 | 0 | 0 | 0 | 0 | 0 | 0 | 0 | 0 | 0 | 0 | 0 | 0 | 0 | 2020
Vintage2006 | natural gas steam turbine | FALSE | 12436.10328.MI.ST | 10328 | Y | . | T B Simon Power Plant | Michigan State University | 12436 | MI | ENC | RFC |  | 611 | 5 | Commercial NAICS Cogen | ST | NG | NG | MISO | M | mcf | 504718 | 483119 | 462171 | 430870 | 427769 | 413467 | 443326 | 476094 | 450288 | 469264 | 412760 | 466067 | 130664 | 123061 | 127137 | 125608 | 131176 | 131822 | 137519 | 154352 | 149774 | 143409 | 119003 | 119038 | 1.055 | 1.057 | 1.054 | 1.052 | 1.057 | 1.059 | 1.059 | 1.064 | 1.057 | 1.059 | 1.053 | 1.054 | 532477 | 510657 | 487128 | 453275 | 452152 | 437862 | 469482 | 506564 | 475954 | 496951 | 434636 | 491235 | 137851 | 130075 | 134002 | 132140 | 138653 | 139599 | 145633 | 164231 | 158311 | 151870 | 125310 | 125466 | 21451.307 | 20241.3 | 20852.357 | 20562.664 | 21576.126 | 21723.302 | 22662.245 | 25556.388 | 24635.142 | 23632.858 | 19499.833 | 19524.051 | 5439913 | 1592563 | 5748373 | 1683141 | 261917.57 | 2020
Vintage2006 | biomass | FALSE | 12436.10328.MI.ST | 10328 | Y | . | T B Simon Power Plant | Michigan State University | 12436 | MI | ENC | RFC |  | 611 | 5 | Commercial NAICS Cogen | ST | WDS | WWW | MISO | M | short tons | 0 | 0 | 0 | 0 | 0 | 0 | 0 | 0 | 0 | 0 | 0 | 0 | 0 | 0 | 0 | 0 | 0 | 0 | 0 | 0 | 0 | 0 | 0 | 0 | 0 | 0 | 0 | 0 | 0 | 0 | 0 | 0 | 0 | 0 | 0 | 0 | 0 | 0 | 0 | 0 | 0 | 0 | 0 | 0 | 0 | 0 | 0 | 0 | 0 | 0 | 0 | 0 | 0 | 0 | 0 | 0 | 0 | 0 | 0 | 0 | 0 | 0 | 0 | 0 | 0 | 0 | 0 | 0 | 0 | 0 | 0 | 0 | 0 | 0 | 0 | 0 | 0 | 2020
Vintage2020 | solar pv | FALSE | 49846.10334.HI.PV | 10334 | N | . | H Power | Covanta Honolulu Resource Recovery | 49846 | HI | PACN |  |  | 562212 | 4 | Commercial NAICS Non-Cogen | PV | SUN | SUN |  | M |  | . | . | . | . | . | 0 | 0 | 0 | 0 | 0 | 0 | 0 | . | . | . | . | . | 0 | 0 | 0 | 0 | 0 | 0 | 0 | . | . | . | . | . | 0 | 0 | 0 | 0 | 0 | 0 | 0 | . | . | . | . | . | 0 | 0 | 0 | 0 | 0 | 0 | 0 | . | . | . | . | . | 0 | 0 | 0 | 0 | 0 | 0 | 0 | . | . | . | . | . | 0 | 0 | 0 | 0 | 0 | 0 | 0 | 0 | 0 | 0 | 0 | 0 | 2020
Vintage2013 | petroleum | FALSE | 49846.10334.HI.ST | 10334 | N | . | H Power | Covanta Honolulu Resource Recovery | 49846 | HI | PACN |  |  | 562212 | 4 | Commercial NAICS Non-Cogen | ST | DFO | DFO |  | M | barrels | 2878 | 2177 | 1574 | 2109 | 1180 | 1658 | 2529 | 1360 | 1387 | 1419 | 451 | 933 | 2878 | 2177 | 1574 | 2109 | 1180 | 1658 | 2529 | 1360 | 1387 | 1419 | 451 | 933 | 5.85 | 5.85 | 5.85 | 5.85 | 5.85 | 5.85 | 5.85 | 5.85 | 5.85 | 5.85 | 5.85 | 5.85 | 16836 | 12735 | 9208 | 12338 | 6903 | 9699 | 14795 | 7956 | 8114 | 8301 | 2638 | 5458 | 16836 | 12735 | 9208 | 12338 | 6903 | 9699 | 14795 | 7956 | 8114 | 8301 | 2638 | 5458 | 821.234 | 603.796 | 383.258 | 628.56 | 357.34 | 444.809 | 742.299 | 408.067 | 434.396 | 425.815 | 142.418 | 288.915 | 19655 | 19655 | 114981 | 114981 | 5680.907 | 2020
Vintage2013 | municipal solid waste | FALSE | 49846.10334.HI.ST | 10334 | N | . | H Power | Covanta Honolulu Resource Recovery | 49846 | HI | PACN |  |  | 562212 | 4 | Commercial NAICS Non-Cogen | ST | MSB | MLG |  | M | short tons | 41274 | 27473 | 43702 | 30882 | 33573 | 37738 | 38815 | 34371 | 32979 | 34692 | 32149 | 34652 | 41274 | 27473 | 43702 | 30882 | 33573 | 37738 | 38815 | 34371 | 32979 | 34692 | 32149 | 34652 | 7.746 | 7.746 | 7.746 | 7.746 | 7.746 | 7.746 | 7.746 | 7.746 | 7.746 | 7.746 | 7.746 | 7.746 | 319708 | 212806 | 338516 | 239212 | 260056 | 292319 | 300661 | 266238 | 255455 | 268724 | 249026 | 268414 | 319708 | 212806 | 338516 | 239212 | 260056 | 292319 | 300661 | 266238 | 255455 | 268724 | 249026 | 268414 | 15594.601 | 10089.27 | 14089.944 | 12187.011 | 13462.041 | 13405.702 | 15085.198 | 13655.467 | 13676.289 | 13784.467 | 13442.392 | 14208.197 | 422300 | 422300 | 3271135 | 3271135 | 162680.58 | 2020
Vintage2013 | municipal solid waste | FALSE | 49846.10334.HI.ST | 10334 | N | . | H Power | Covanta Honolulu Resource Recovery | 49846 | HI | PACN |  |  | 562212 | 4 | Commercial NAICS Non-Cogen | ST | MSN | OTH |  | M | short tons | 26390 | 17564 | 27940 | 19743 | 21466 | 24127 | 24816 | 21974 | 21086 | 22180 | 20555 | 22155 | 26390 | 17564 | 27940 | 19743 | 21466 | 24127 | 24816 | 21974 | 21086 | 22180 | 20555 | 22155 | 14.807 | 14.808 | 14.808 | 14.808 | 14.807 | 14.808 | 14.808 | 14.808 | 14.807 | 14.808 | 14.807 | 14.807 | 390757 | 260088 | 413736 | 292354 | 317847 | 357273 | 367475 | 325391 | 312220 | 328441 | 304358 | 328049 | 390757 | 260088 | 413736 | 292354 | 317847 | 357273 | 367475 | 325391 | 312220 | 328441 | 304358 | 328049 | 19060.165 | 12330.934 | 17220.798 | 14894.429 | 16453.619 | 16384.489 | 18437.503 | 16689.466 | 16715.315 | 16847.718 | 16429.19 | 17364.888 | 269996 | 269996 | 3997989 | 3997989 | 198828.51 | 2020
Vintage2002 | natural gas peaker | TRUE | 194.10339.NM.IC | 10339 | Y | . | Southside Water Reclamation Plant | Albuquerque City of | 194 | NM | MTN | WECC |  | 22 | 3 | NAICS-22 Cogen | IC | NG | NG | PNM | M | mcf | 26691 | 8669 | 1982 | 26 | 4114 | 7623 | 12730 | 6192 | 6448 | 11089 | 2631 | 2873 | 26691 | 8669 | 1982 | 26 | 4114 | 7623 | 10965 | 6192 | 6448 | 11089 | 2631 | 2873 | 1.1 | 1.1 | 1.1 | 1.1 | 1.1 | 1.1 | 1.1 | 1.1 | 1.1 | 1.1 | 1.1 | 1.1 | 29360 | 9536 | 2180 | 29 | 4525 | 8385 | 14003 | 6811 | 7093 | 12198 | 2894 | 3160 | 29360 | 9536 | 2180 | 29 | 4525 | 8385 | 12061 | 6811 | 7093 | 12198 | 2894 | 3160 | 2052.213 | 674.78 | 197.823 | 3.249 | 330.797 | 565.375 | 762.132 | 583.026 | 593.862 | 828.891 | 255.722 | 309.744 | 91068 | 89303 | 100174 | 98232 | 7157.614 | 2020
Vintage2002 | biomass | TRUE | 194.10339.NM.IC | 10339 | Y | . | Southside Water Reclamation Plant | Albuquerque City of | 194 | NM | MTN | WECC |  | 22 | 3 | NAICS-22 Cogen | IC | OBG | ORW | PNM | M | Mcf | 13878 | 12567 | 10227 | 9453 | 11292 | 12730 | 7623 | 10933 | 11089 | 6448 | 13672 | 14913 | 13878 | 12567 | 10227 | 9453 | 11292 | 12730 | 6567 | 10932 | 11089 | 6448 | 13672 | 14912 | 0.6 | 0.6 | 0.6 | 0.497 | 0.517 | 0.555 | 0.57 | 0.531 | 0.551 | 0.573 | 0.546 | 0.535 | 8327 | 7540 | 6136 | 4698 | 5838 | 7065 | 4345 | 5805 | 6110 | 3695 | 7465 | 7978 | 8327 | 7540 | 6136 | 4698 | 5838 | 7065 | 3743 | 5805 | 6110 | 3695 | 7465 | 7978 | 582.027 | 533.56 | 556.777 | 533.791 | 426.743 | 476.365 | 236.488 | 496.934 | 511.578 | 251.069 | 659.598 | 781.976 | 134825 | 133767 | 75002 | 74400 | 6046.906 | 2020
Vintage1987 | natural gas combined cycle | TRUE | 6659.10342.CA.CA | 10342 | Y | . | Foster Wheeler Martinez | Foster Wheeler Power Sys Inc | 6659 | CA | PACC | WECC |  | 22 | 3 | NAICS-22 Cogen | CA | NG | NG | CISO | M | mcf | 0 | 0 | 0 | 0 | 0 | 0 | 0 | 0 | 0 | 0 | 0 | 0 | 0 | 0 | 0 | 0 | 0 | 0 | 0 | 0 | 0 | 0 | 0 | 0 | 0 | 0 | 0 | 0 | 0 | 0 | 0 | 0 | 0 | 0 | 0 | 0 | 0 | 0 | 0 | 0 | 0 | 0 | 0 | 0 | 0 | 0 | 0 | 0 | 0 | 0 | 0 | 0 | 0 | 0 | 0 | 0 | 0 | 0 | 0 | 0 | 10122 | 8899 | 8877 | 10782 | 7933 | 2876 | 6138 | 13086 | 11762 | 11338 | 4856 | 5779 | 0 | 0 | 0 | 0 | 102448 | 2020
Vintage1987 | natural gas combined cycle | TRUE | 6659.10342.CA.CT | 10342 | Y | . | Foster Wheeler Martinez | Foster Wheeler Power Sys Inc | 6659 | CA | PACC | WECC |  | 22 | 3 | NAICS-22 Cogen | CT | NG | NG | CISO | M | mcf | 630979 | 584232 | 621102 | 576768 | 486134 | 310572 | 357406 | 534111 | 576593 | 556731 | 278082 | 288989 | 368917 | 336443 | 356392 | 339189 | 282958 | 170074 | 211726 | 336454 | 345664 | 333734 | 162845 | 175719 | 1.044 | 1.042 | 1.043 | 1.045 | 1.04 | 1.034 | 1.034 | 1.038 | 1.038 | 1.047 | 1.046 | 1.039 | 658742 | 608770 | 647809 | 602723 | 505579 | 321131 | 369558 | 554407 | 598504 | 582897 | 290874 | 300260 | 385149 | 350574 | 371717 | 354453 | 294276 | 175856 | 218925 | 349239 | 358799 | 349419 | 170336 | 182572 | 52926 | 48438 | 51932 | 47163 | 40129 | 25817 | 29644 | 44127 | 46900 | 45750 | 22919 | 23661 | 5801699 | 3420115 | 6041254 | 3561315 | 479406 | 2020
Vintage1990 | natural gas steam turbine | TRUE | 49889.10343.PA.ST | 10343 | Y | . | Foster Wheeler Mt Carmel Cogen | Mount Carmel Cogen Inc | 49889 | PA | MAT | RFC |  | 22 | 3 | NAICS-22 Cogen | ST | NG | NG | PJM | AM | mcf | 15207 | 13742 | 3950 | 0 | 0 | 0 | 4420 | 1729 | 0 | 0 | 0 | 0 | 15207 | 13742 | 3950 | 0 | 0 | 0 | 4420 | 841 | 0 | 0 | 0 | 0 | 1 | 1 | 1 | 0 | 0 | 0 | 1 | 1 | 0 | 0 | 0 | 0 | 15207 | 13742 | 3950 | 0 | 0 | 0 | 4420 | 1729 | 0 | 0 | 0 | 0 | 15207 | 13742 | 3950 | 0 | 0 | 0 | 4420 | 841 | 0 | 0 | 0 | 0 | 886.956 | 796.039 | 239.398 | 0 | 0 | 0 | 286.47 | 49.875 | 0 | 0 | 0 | 0 | 39048 | 38160 | 39048 | 38160 | 2258.738 | 2020
Vintage1990 | other | TRUE | 49889.10343.PA.ST | 10343 | Y | . | Foster Wheeler Mt Carmel Cogen | Mount Carmel Cogen Inc | 49889 | PA | MAT | RFC |  | 22 | 3 | NAICS-22 Cogen | ST | PG | WOO | PJM | AM | mcf | 0 | 0 | 0 | 0 | 0 | 0 | 0 | 0 | 0 | 0 | 0 | 0 | 0 | 0 | 0 | 0 | 0 | 0 | 0 | 0 | 0 | 0 | 0 | 0 | 0 | 0 | 0 | 0 | 0 | 0 | 0 | 0 | 0 | 0 | 0 | 0 | 0 | 0 | 0 | 0 | 0 | 0 | 0 | 0 | 0 | 0 | 0 | 0 | 0 | 0 | 0 | 0 | 0 | 0 | 0 | 0 | 0 | 0 | 0 | 0 | 0 | 0 | 0 | 0 | 0 | 0 | 0 | 0 | 0 | 0 | 0 | 0 | 0 | 0 | 0 | 0 | 0 | 2020
Vintage1990 | hard coal | TRUE | 49889.10343.PA.ST | 10343 | Y | . | Foster Wheeler Mt Carmel Cogen | Mount Carmel Cogen Inc | 49889 | PA | MAT | RFC |  | 22 | 3 | NAICS-22 Cogen | ST | WC | WOC | PJM | AM | short tons | 38047 | 30827 | 25093 | 0 | 0 | 0 | 3747 | 390 | 0 | 0 | 0 | 0 | 38047 | 30827 | 25093 | 0 | 0 | 0 | 3747 | 190 | 0 | 0 | 0 | 0 | 6.7 | 6.8 | 6.9 | 0 | 0 | 0 | 7.76 | 7.3 | 0 | 0 | 0 | 0 | 254915 | 209624 | 173142 | 0 | 0 | 0 | 29077 | 2847 | 0 | 0 | 0 | 0 | 254915 | 209624 | 173142 | 0 | 0 | 0 | 29077 | 1384 | 0 | 0 | 0 | 0 | 14868.044 | 12142.961 | 10493.602 | 0 | 0 | 0 | 1884.53 | 82.125 | 0 | 0 | 0 | 0 | 98104 | 97904 | 669605 | 668142 | 39471.262 | 2020
Vintage1987 | natural gas steam turbine | TRUE | 8641.10346.MI.ST | 10346 | N | . | Hillman Power LLC | Hillman Power Co | 8641 | MI | ENC | RFC |  | 22 | 2 | NAICS-22 Non-Cogen | ST | NG | NG | MISO | AM | mcf | 0 | 0 | 0 | 0 | 0 | 0 | 0 | 0 | 0 | 0 | 0 | 0 | 0 | 0 | 0 | 0 | 0 | 0 | 0 | 0 | 0 | 0 | 0 | 0 | 0 | 0 | 0 | 0 | 0 | 0 | 0 | 0 | 0 | 0 | 0 | 0 | 0 | 0 | 0 | 0 | 0 | 0 | 0 | 0 | 0 | 0 | 0 | 0 | 0 | 0 | 0 | 0 | 0 | 0 | 0 | 0 | 0 | 0 | 0 | 0 | 0 | 0 | 0 | 0 | 0 | 0 | 0 | 0 | 0 | 0 | 0 | 0 | 0 | 0 | 0 | 0 | 0 | 2020
Vintage1987 | other | TRUE | 8641.10346.MI.ST | 10346 | N | . | Hillman Power LLC | Hillman Power Co | 8641 | MI | ENC | RFC |  | 22 | 2 | NAICS-22 Non-Cogen | ST | TDF | OTH | MISO | AM | short tons | 0 | 0 | 0 | 0 | 0 | 0 | 0 | 0 | 0 | 0 | 0 | 0 | 0 | 0 | 0 | 0 | 0 | 0 | 0 | 0 | 0 | 0 | 0 | 0 | 0 | 0 | 0 | 0 | 0 | 0 | 0 | 0 | 0 | 0 | 0 | 0 | 0 | 0 | 0 | 0 | 0 | 0 | 0 | 0 | 0 | 0 | 0 | 0 | 0 | 0 | 0 | 0 | 0 | 0 | 0 | 0 | 0 | 0 | 0 | 0 | 0 | 0 | 0 | 0 | 0 | 0 | 0 | 0 | 0 | 0 | 0 | 0 | 0 | 0 | 0 | 0 | 0 | 2020
Vintage1987 | biomass | TRUE | 8641.10346.MI.ST | 10346 | N | . | Hillman Power LLC | Hillman Power Co | 8641 | MI | ENC | RFC |  | 22 | 2 | NAICS-22 Non-Cogen | ST | WDS | WWW | MISO | AM | short tons | 0 | 0 | 0 | 0 | 0 | 0 | 134 | 653 | 0 | 0 | 0 | 0 | 0 | 0 | 0 | 0 | 0 | 0 | 134 | 653 | 0 | 0 | 0 | 0 | 0 | 0 | 0 | 0 | 0 | 0 | 7 | 7 | 0 | 0 | 0 | 0 | 0 | 0 | 0 | 0 | 0 | 0 | 938 | 4571 | 0 | 0 | 0 | 0 | 0 | 0 | 0 | 0 | 0 | 0 | 938 | 4571 | 0 | 0 | 0 | 0 | 0 | 0 | 0 | 0 | 0 | 0 | 78 | 303 | 0 | 0 | 0 | 0 | 787 | 787 | 5509 | 5509 | 381 | 2020
Vintage1989 | natural gas peaker | TRUE | 59879.10349.CA.GT | 10349 | Y | . | Greenleaf 2 Power Plant | Greenleaf Energy LLC | 59879 | CA | PACC | WECC |  | 22 | 3 | NAICS-22 Cogen | GT | NG | NG | CISO | M | mcf | 0 | 0 | 0 | 0 | 0 | 55709 | 95125 | 141628 | 53499 | 98577 | 142957 | 147709 | 0 | 0 | 0 | 0 | 0 | 45616 | 77701 | 112124 | 42833 | 79414 | 114028 | 119743 | 0 | 0 | 0 | 0 | 0 | 0.985 | 0.985 | 1.003 | 1.003 | 0.992 | 1.003 | 1.003 | 0 | 0 | 0 | 0 | 0 | 54873 | 93698 | 142053 | 53659 | 97788 | 143386 | 148152 | 0 | 0 | 0 | 0 | 0 | 44932 | 76535 | 112460 | 42961 | 78779 | 114370 | 120102 | 0 | 0 | 0 | 0 | 0 | 5760 | 10039 | 14332 | 5436 | 10188 | 14838 | 15624 | 735204 | 591459 | 733609 | 590139 | 76217 | 2020
Vintage1992 | biomass | TRUE | 57432.10354.ME.ST | 10354 | N | . | ReEnergy Livermore Falls | ReEnergy Livermore Falls | 57432 | ME | NEW | NPCC |  | 22 | 2 | NAICS-22 Non-Cogen | ST | WDS | WWW | ISNE | AM | short tons | 31696 | 26378 | 27853 | 32576 | 23533 | 42851 | 46124 | 45466 | 37067 | 35694 | 41332 | 44388 | 31696 | 26378 | 27853 | 32576 | 23533 | 42851 | 46124 | 45466 | 37067 | 35694 | 41332 | 44388 | 9.9 | 9.9 | 9.9 | 9.9 | 9.9 | 9.9 | 9.9 | 9.9 | 9.9 | 9.9 | 9.9 | 9.9 | 313790 | 261142 | 275745 | 322502 | 232977 | 424225 | 456628 | 450113 | 366963 | 353371 | 409187 | 439441 | 313790 | 261142 | 275745 | 322502 | 232977 | 424225 | 456628 | 450113 | 366963 | 353371 | 409187 | 439441 | 19213 | 15590 | 16534 | 19847 | 14503 | 26285 | 28316 | 27886 | 22724 | 21858 | 26034 | 27955 | 434958 | 434958 | 4306084 | 4306084 | 266745 | 2020
Vintage1985 | hard coal | FALSE | 55919.10360.WI.ST | 10360 | Y | . | Consumer Operations LLC | Georgia-Pacific Consumer Oper. Green Bay LLC | 55919 | WI | ENC | MRO |  | 322 | 7 | Industrial NAICS Cogen | ST | BIT | COL | MISO | M | short tons | 5517 | 5899 | 6168 | 6015 | 2857 | 5208 | 5665 | 3717 | 5261 | 5870 | 5632 | 5741 | 873 | 1121 | 1228 | 1252 | 514 | 1017 | 948 | 738 | 1245 | 1688 | 2051 | 1749 | 22.1 | 21.95 | 21.78 | 22.14 | 22.19 | 21.9 | 21.96 | 21.82 | 22.04 | 21.71 | 21.52 | 21.74 | 121926 | 129483 | 134339 | 133172 | 63397 | 114055 | 124403 | 81105 | 115952 | 127438 | 121201 | 124809 | 19293 | 24612 | 26755 | 27718 | 11403 | 22267 | 20815 | 16107 | 27437 | 36654 | 44133 | 38032 | 3819.53 | 5019.296 | 5493.102 | 5743.416 | 2287.74 | 4572.867 | 4224.043 | 3290.618 | 5655.982 | 7608.152 | 9268.659 | 7969.501 | 63550 | 14424 | 1391280 | 315226 | 64952.906 | 2020
Vintage1985 | petroleum | FALSE | 55919.10360.WI.ST | 10360 | Y | . | Consumer Operations LLC | Georgia-Pacific Consumer Oper. Green Bay LLC | 55919 | WI | ENC | MRO |  | 322 | 7 | Industrial NAICS Cogen | ST | DFO | DFO | MISO | M | barrels | 0 | 0 | 0 | 0 | 0 | 0 | 0 | 0 | 0 | 0 | 0 | 0 | 0 | 0 | 0 | 0 | 0 | 0 | 0 | 0 | 0 | 0 | 0 | 0 | 0 | 0 | 0 | 0 | 0 | 0 | 0 | 0 | 0 | 0 | 0 | 0 | 0 | 0 | 0 | 0 | 0 | 0 | 0 | 0 | 0 | 0 | 0 | 0 | 0 | 0 | 0 | 0 | 0 | 0 | 0 | 0 | 0 | 0 | 0 | 0 | 0 | 0 | 0 | 0 | 0 | 0 | 0 | 0 | 0 | 0 | 0 | 0 | 0 | 0 | 0 | 0 | 0 | 2020
Vintage1985 | natural gas steam turbine | FALSE | 55919.10360.WI.ST | 10360 | Y | . | Consumer Operations LLC | Georgia-Pacific Consumer Oper. Green Bay LLC | 55919 | WI | ENC | MRO |  | 322 | 7 | Industrial NAICS Cogen | ST | NG | NG | MISO | M | mcf | 241659 | 244082 | 264052 | 265828 | 238986 | 256407 | 126170 | 155582 | 194670 | 171351 | 116051 | 156841 | 38238 | 46395 | 52589 | 55328 | 42984 | 50058 | 21110 | 30899 | 46063 | 49284 | 42258 | 47793 | 1.051 | 1.05 | 1.05 | 1.056 | 1.05 | 1.046 | 1.042 | 1.045 | 1.043 | 1.048 | 1.044 | 1.045 | 253984 | 256286 | 277255 | 280714 | 250935 | 268202 | 131469 | 162583 | 203041 | 179576 | 121157 | 163899 | 40188 | 48715 | 55218 | 58426 | 45133 | 52361 | 21997 | 32289 | 48044 | 51650 | 44117 | 49944 | 7956.47 | 9934.704 | 11336.898 | 12106.584 | 9055.26 | 10753.133 | 4463.957 | 6596.382 | 9904.018 | 10720.848 | 9265.341 | 10465.499 | 2431679 | 522999 | 2549101 | 548082 | 112559.09 | 2020
Vintage1985 | petroleum | FALSE | 55919.10360.WI.ST | 10360 | Y | . | Consumer Operations LLC | Georgia-Pacific Consumer Oper. Green Bay LLC | 55919 | WI | ENC | MRO |  | 322 | 7 | Industrial NAICS Cogen | ST | PC | PC | MISO | M | short tons | 0 | 0 | 0 | 0 | 0 | 0 | 0 | 0 | 0 | 0 | 0 | 0 | 0 | 0 | 0 | 0 | 0 | 0 | 0 | 0 | 0 | 0 | 0 | 0 | 0 | 0 | 0 | 0 | 0 | 0 | 0 | 0 | 0 | 0 | 0 | 0 | 0 | 0 | 0 | 0 | 0 | 0 | 0 | 0 | 0 | 0 | 0 | 0 | 0 | 0 | 0 | 0 | 0 | 0 | 0 | 0 | 0 | 0 | 0 | 0 | 0 | 0 | 0 | 0 | 0 | 0 | 0 | 0 | 0 | 0 | 0 | 0 | 0 | 0 | 0 | 0 | 0 | 2020
Vintage1985 | hard coal | FALSE | 55919.10360.WI.ST | 10360 | Y | . | Consumer Operations LLC | Georgia-Pacific Consumer Oper. Green Bay LLC | 55919 | WI | ENC | MRO |  | 322 | 7 | Industrial NAICS Cogen | ST | SUB | COL | MISO | M | short tons | 0 | 0 | 0 | 0 | 0 | 0 | 0 | 0 | 0 | 0 | 0 | 0 | 0 | 0 | 0 | 0 | 0 | 0 | 0 | 0 | 0 | 0 | 0 | 0 | 0 | 0 | 0 | 0 | 0 | 0 | 0 | 0 | 0 | 0 | 0 | 0 | 0 | 0 | 0 | 0 | 0 | 0 | 0 | 0 | 0 | 0 | 0 | 0 | 0 | 0 | 0 | 0 | 0 | 0 | 0 | 0 | 0 | 0 | 0 | 0 | 0 | 0 | 0 | 0 | 0 | 0 | 0 | 0 | 0 | 0 | 0 | 0 | 0 | 0 | 0 | 0 | 0 | 2020
Vintage1986 | petroleum | FALSE | 7127.10361.GA.GT | 10361 | Y | . | Savannah River Mill | Georgia-Pacific Consr Prods LP-Savannah | 7127 | GA | SAT | SERC |  | 322 | 7 | Industrial NAICS Cogen | GT | DFO | DFO | SOCO | A | barrels | 0 | 0 | 0 | 0 | 0 | 0 | 0 | 0 | 0 | 0 | 0 | 0 | 0 | 0 | 0 | 0 | 0 | 0 | 0 | 0 | 0 | 0 | 0 | 0 | 0 | 0 | 0 | 0 | 0 | 0 | 0 | 0 | 0 | 0 | 0 | 0 | 0 | 0 | 0 | 0 | 0 | 0 | 0 | 0 | 0 | 0 | 0 | 0 | 0 | 0 | 0 | 0 | 0 | 0 | 0 | 0 | 0 | 0 | 0 | 0 | 0 | 0 | 0 | 0 | 0 | 0 | 0 | 0 | 0 | 0 | 0 | 0 | 0 | 0 | 0 | 0 | 0 | 2020
Vintage1986 | natural gas peaker | FALSE | 7127.10361.GA.GT | 10361 | Y | . | Savannah River Mill | Georgia-Pacific Consr Prods LP-Savannah | 7127 | GA | SAT | SERC |  | 322 | 7 | Industrial NAICS Cogen | GT | NG | NG | SOCO | A | mcf | 28228 | 31416 | 25111 | 23551 | 30871 | 34855 | 36991 | 36093 | 27878 | 26965 | 28472 | 31329 | 6009 | 6687 | 5345 | 5013 | 6570 | 7419 | 7874 | 7682 | 5934 | 5740 | 6060 | 6669 | 1.029 | 1.029 | 1.029 | 1.029 | 1.029 | 1.029 | 1.029 | 1.029 | 1.029 | 1.029 | 1.029 | 1.029 | 29047 | 32327 | 25839 | 24234 | 31766 | 35866 | 38064 | 37140 | 28686 | 27747 | 29298 | 32238 | 6183 | 6881 | 5500 | 5158 | 6761 | 7634 | 8102 | 7905 | 6106 | 5906 | 6236 | 6862 | 959.783 | 1068.156 | 853.798 | 800.741 | 1049.611 | 1185.095 | 1257.699 | 1227.178 | 947.856 | 916.823 | 968.053 | 1065.207 | 361760 | 77002 | 372252 | 79234 | 12300 | 2020
Vintage1989 | hard coal | FALSE | 7127.10361.GA.ST | 10361 | Y | . | Savannah River Mill | Georgia-Pacific Consr Prods LP-Savannah | 7127 | GA | SAT | SERC |  | 322 | 7 | Industrial NAICS Cogen | ST | BIT | COL | SOCO | AM | short tons | 5004 | 5073 | 4620 | 4866 | 4842 | 5031 | 5440 | 3791 | 4044 | 3530 | 3690 | 4963 | 1160 | 1107 | 1077 | 1174 | 1184 | 1212 | 1292 | 866 | 947 | 899 | 842 | 1074 | 23.098 | 23.098 | 23.098 | 21.649 | 21.649 | 21.649 | 23.628 | 23.628 | 23.628 | 22.582 | 22.582 | 22.582 | 115582 | 117176 | 106713 | 105344 | 104824 | 108916 | 128536 | 89574 | 95552 | 79714 | 83328 | 112074 | 26783 | 25565 | 24872 | 25418 | 25633 | 26247 | 30516 | 20461 | 22369 | 20305 | 19025 | 24252 | 4114.094 | 3968.005 | 3772.002 | 3854.965 | 4058.003 | 4059.626 | 4825.119 | 3094.637 | 3490.645 | 3208.594 | 2971.893 | 3848.84 | 54894 | 12834 | 1247333 | 291446 | 45266.423 | 2020
Vintage1989 | petroleum | FALSE | 7127.10361.GA.ST | 10361 | Y | . | Savannah River Mill | Georgia-Pacific Consr Prods LP-Savannah | 7127 | GA | SAT | SERC |  | 322 | 7 | Industrial NAICS Cogen | ST | DFO | DFO | SOCO | AM | barrels | 0 | 0 | 0 | 0 | 160 | 0 | 0 | 0 | 143 | 0 | 477 | 333 | 0 | 0 | 0 | 0 | 39 | 0 | 0 | 0 | 33 | 0 | 109 | 72 | 0 | 0 | 0 | 0 | 5.3 | 0 | 0 | 0 | 5.3 | 0 | 5.3 | 5.3 | 0 | 0 | 0 | 0 | 848 | 0 | 0 | 0 | 758 | 0 | 2528 | 1765 | 0 | 0 | 0 | 0 | 207 | 0 | 0 | 0 | 177 | 0 | 577 | 382 | 0 | 0 | 0 | 0 | 32.828 | 0 | 0 | 0 | 27.687 | 0 | 90.165 | 60.61 | 1113 | 253 | 5899 | 1343 | 211.29 | 2020
Vintage1989 | petroleum | FALSE | 7127.10361.GA.ST | 10361 | Y | . | Savannah River Mill | Georgia-Pacific Consr Prods LP-Savannah | 7127 | GA | SAT | SERC |  | 322 | 7 | Industrial NAICS Cogen | ST | PC | PC | SOCO | AM | short tons | 12641 | 12867 | 11887 | 12281 | 12163 | 12785 | 13289 | 9998 | 10447 | 8787 | 9567 | 13358 | 2929 | 2807 | 2771 | 2963 | 2974 | 3081 | 3155 | 2284 | 2446 | 2238 | 2184 | 2891 | 27.674 | 27.926 | 26.858 | 26.962 | 27.172 | 26.811 | 27.182 | 27.646 | 27.378 | 26.912 | 28.774 | 28.754 | 349827 | 359324 | 319261 | 331120 | 330493 | 342779 | 361222 | 276405 | 286018 | 236476 | 275281 | 384096 | 81063 | 78396 | 74413 | 79895 | 80816 | 82604 | 85759 | 63138 | 66957 | 60236 | 62850 | 83115 | 12451.906 | 12167.995 | 11284.998 | 12117.035 | 12794.169 | 12776.374 | 13559.881 | 9549.363 | 10448.668 | 9518.406 | 9817.942 | 13190.55 | 140070 | 32723 | 3852302 | 899242 | 139677.29 | 2020
Vintage1982 | hard coal | FALSE | 6589.10362.OK.ST | 10362 | Y | . | Muskogee Mill | Georgia-Pacific Consumer Operations LLC | 6589 | OK | WSC | MRO |  | 322 | 7 | Industrial NAICS Cogen | ST | BIT | COL | SWPP | M | short tons | 396 | 270 | 324 | 702 | 360 | 0 | 0 | 200 | 275 | 0 | 0 | 0 | 174 | 112 | 136 | 296 | 154 | 0 | 0 | 87 | 112 | 0 | 0 | 0 | 24.93 | 24.93 | 24.93 | 24.93 | 24.93 | 0 | 0 | 24.93 | 24.93 | 0 | 0 | 0 | 9872 | 6731 | 8077 | 17501 | 8975 | 0 | 0 | 4986 | 6856 | 0 | 0 | 0 | 4330 | 2782 | 3396 | 7384 | 3847 | 0 | 0 | 2163 | 2797 | 0 | 0 | 0 | 526.339 | 334.319 | 405.87 | 882.704 | 457.524 | 0 | 0 | 254.245 | 331.366 | 0 | 0 | 0 | 2527 | 1071 | 62998 | 26699 | 3192.367 | 2020
Vintage1982 | natural gas steam turbine | FALSE | 6589.10362.OK.ST | 10362 | Y | . | Muskogee Mill | Georgia-Pacific Consumer Operations LLC | 6589 | OK | WSC | MRO |  | 322 | 7 | Industrial NAICS Cogen | ST | NG | NG | SWPP | M | mcf | 460294 | 403260 | 481970 | 471098 | 554982 | 623684 | 581757 | 547733 | 454859 | 599813 | 661955 | 667883 | 201899 | 166648 | 202642 | 198767 | 237895 | 268140 | 251083 | 237630 | 185597 | 261791 | 279638 | 273519 | 1.027 | 1.023 | 1.019 | 1.045 | 1.027 | 1.025 | 1.032 | 1.028 | 1.037 | 1.032 | 1.029 | 1.029 | 472722 | 412535 | 491127 | 492297 | 569967 | 639276 | 600373 | 563070 | 471689 | 619007 | 681152 | 687252 | 207350 | 170481 | 206492 | 207711 | 244318 | 274844 | 259118 | 244284 | 192464 | 270168 | 287748 | 281451 | 25203.07 | 20489.72 | 24678.231 | 24830.377 | 29056.191 | 32278 | 30074 | 28711.962 | 22798.61 | 31957 | 34330 | 33500 | 6509288 | 2765249 | 6700467 | 2846429 | 337907.16 | 2020
Vintage1982 | hard coal | FALSE | 6589.10362.OK.ST | 10362 | Y | . | Muskogee Mill | Georgia-Pacific Consumer Operations LLC | 6589 | OK | WSC | MRO |  | 322 | 7 | Industrial NAICS Cogen | ST | SUB | COL | SWPP | M | short tons | 12928 | 11896 | 11989 | 11921 | 7891 | 0 | 0 | 4242 | 11991 | 0 | 0 | 0 | 5671 | 4916 | 5041 | 5030 | 3383 | 0 | 0 | 1840 | 4893 | 0 | 0 | 0 | 17.16 | 17.16 | 17.28 | 17.28 | 17.28 | 0 | 0 | 17.28 | 17.28 | 0 | 0 | 0 | 221844 | 204135 | 207170 | 205995 | 136356 | 0 | 0 | 73302 | 207204 | 0 | 0 | 0 | 97308 | 84359 | 87103 | 86914 | 58450 | 0 | 0 | 31801 | 84546 | 0 | 0 | 0 | 11827.591 | 10138.961 | 10409.899 | 10389.919 | 6951.285 | 0 | 0 | 3737.793 | 10015.024 | 0 | 0 | 0 | 72858 | 30774 | 1256006 | 530481 | 63470.472 | 2020
Vintage1987 | hard coal | TRUE | 58209.10378.NC.ST | 10378 | Y | . | CPI USA NC Southport | CPI USA NC Southport LLC | 58209 | NC | SAT | SERC |  | 22 | 3 | NAICS-22 Cogen | ST | BIT | COL | CPLE | M | short tons | 3571 | 2872 | 2690 | 3548 | 3090 | 3376 | 3276 | 2998 | 3309 | 3322 | 3280 | 3256 | 1051 | 860 | 726 | 1082 | 945 | 923 | 926 | 870 | 877 | 958 | 888 | 870 | 26.444 | 26.019 | 27.126 | 26.03 | 25.662 | 26.327 | 27.07 | 26.188 | 26.076 | 26.152 | 27.132 | 26.166 | 94432 | 74727 | 72969 | 92354 | 79296 | 88880 | 88681 | 78512 | 86285 | 86877 | 88993 | 85196 | 27796 | 22383 | 19702 | 28158 | 24249 | 24303 | 25077 | 22793 | 22866 | 25049 | 24105 | 22755 | 4874.606 | 3933.941 | 3405.11 | 4939.415 | 4243.374 | 4243.006 | 4371.566 | 3334.535 | 3969.818 | 4333.55 | 4154.459 | 3918.94 | 38588 | 10976 | 1017202 | 289236 | 49722.32 | 2020
Vintage1987 | other | TRUE | 58209.10378.NC.ST | 10378 | Y | . | CPI USA NC Southport | CPI USA NC Southport LLC | 58209 | NC | SAT | SERC |  | 22 | 3 | NAICS-22 Cogen | ST | TDF | OTH | CPLE | M | short tons | 11644 | 10533 | 9920 | 11524 | 10948 | 10388 | 11045 | 9470 | 10615 | 10644 | 9891 | 9781 | 3427 | 3155 | 2678 | 3514 | 3348 | 2841 | 3123 | 2749 | 2813 | 3069 | 2679 | 2612 | 27.58 | 28.129 | 28.615 | 28.851 | 28.676 | 28.076 | 27.95 | 27.923 | 27.949 | 28.522 | 28.888 | 28.262 | 321142 | 296283 | 283861 | 332479 | 313945 | 291653 | 308708 | 264431 | 296679 | 303588 | 285731 | 276431 | 94529 | 88748 | 76643 | 101368 | 96005 | 79750 | 87295 | 76767 | 78621 | 87533 | 77394 | 73830 | 16577.499 | 15597.652 | 13246.422 | 17782.052 | 16800.249 | 13923.135 | 15217.821 | 11230.869 | 13649.574 | 15143.424 | 13338.79 | 12715.487 | 126403 | 36008 | 3574931 | 1018483 | 175222.97 | 2020
Vintage1987 | biomass | TRUE | 58209.10378.NC.ST | 10378 | Y | . | CPI USA NC Southport | CPI USA NC Southport LLC | 58209 | NC | SAT | SERC |  | 22 | 3 | NAICS-22 Cogen | ST | WDS | WWW | CPLE | M | short tons | 34852 | 30006 | 26549 | 31575 | 33737 | 31609 | 32595 | 29933 | 33703 | 32550 | 29013 | 29805 | 10259 | 8988 | 7168 | 9627 | 10317 | 8643 | 9217 | 8690 | 8931 | 9385 | 7859 | 7960 | 10.323 | 10.388 | 9.813 | 10.009 | 9.92 | 10.352 | 9.68 | 11.513 | 10.248 | 9.552 | 9.776 | 9.096 | 359777 | 311702 | 260525 | 316034 | 334671 | 327216 | 315520 | 344619 | 345388 | 310918 | 283631 | 271106 | 105901 | 93367 | 70342 | 96354 | 102343 | 89474 | 89221 | 100047 | 91529 | 89646 | 76825 | 72408 | 18571.895 | 16409.407 | 12157.468 | 16902.533 | 17909.377 | 15620.859 | 15553.613 | 14636.596 | 15890.608 | 15509.026 | 13240.751 | 12470.573 | 375927 | 107044 | 3781107 | 1077457 | 184872.71 | 2020
Vintage1987 | hard coal | TRUE | 58210.10379.NC.ST | 10379 | N | . | CPI USA NC Roxboro | CPI USA NC Roxboro LLC | 58210 | NC | SAT | SERC |  | 22 | 2 | NAICS-22 Non-Cogen | ST | BIT | COL | CPLE | M | short tons | 2187 | 2144 | 1602 | 1842 | 1989 | 1926 | 2136 | 2142 | 2978 | 3219 | 2861 | 2158 | 2187 | 2144 | 1602 | 1842 | 1989 | 1926 | 2136 | 2142 | 2978 | 3219 | 2861 | 2158 | 27.372 | 26.488 | 26.048 | 26.236 | 26.566 | 26.19 | 26.688 | 27.224 | 25.822 | 25.663 | 26.078 | 25.26 | 59863 | 56790 | 41729 | 48327 | 52840 | 50442 | 57006 | 58314 | 76898 | 82609 | 74609 | 54511 | 59863 | 56790 | 41729 | 48327 | 52840 | 50442 | 57006 | 58314 | 76898 | 82609 | 74609 | 54511 | 3997.296 | 3672.081 | 2898.964 | 3416.464 | 3651.941 | 3436.539 | 3722.635 | 3803.549 | 4835.849 | 5755.23 | 4653.616 | 3276.836 | 27184 | 27184 | 713938 | 713938 | 47121 | 2020
Vintage1987 | other | TRUE | 58210.10379.NC.ST | 10379 | N | . | CPI USA NC Roxboro | CPI USA NC Roxboro LLC | 58210 | NC | SAT | SERC |  | 22 | 2 | NAICS-22 Non-Cogen | ST | TDF | OTH | CPLE | M | short tons | 5946 | 5073 | 4479 | 5469 | 6070 | 5375 | 5605 | 5783 | 4314 | 4743 | 4600 | 4692 | 5946 | 5073 | 4479 | 5469 | 6070 | 5375 | 5605 | 5783 | 4314 | 4743 | 4600 | 4692 | 28.614 | 28.162 | 25.632 | 26.296 | 25.674 | 26.97 | 25.646 | 27.824 | 29.098 | 29.158 | 27.374 | 26.53 | 170139 | 142866 | 114806 | 143813 | 155841 | 144964 | 143746 | 160906 | 125529 | 138296 | 125920 | 124479 | 170139 | 142866 | 114806 | 143813 | 155841 | 144964 | 143746 | 160906 | 125529 | 138296 | 125920 | 124479 | 11360.945 | 9237.76 | 7975.712 | 10166.868 | 10770.727 | 9876.179 | 9387.035 | 10495.192 | 7894.079 | 9634.854 | 7854.065 | 7482.817 | 62149 | 62149 | 1691305 | 1691305 | 112136.23 | 2020
Vintage1987 | biomass | TRUE | 58210.10379.NC.ST | 10379 | N | . | CPI USA NC Roxboro | CPI USA NC Roxboro LLC | 58210 | NC | SAT | SERC |  | 22 | 2 | NAICS-22 Non-Cogen | ST | WDS | WWW | CPLE | M | short tons | 22546 | 20515 | 16447 | 19671 | 21201 | 18437 | 19794 | 21413 | 20071 | 21714 | 21014 | 18391 | 22546 | 20515 | 16447 | 19671 | 21201 | 18437 | 19794 | 21413 | 20071 | 21714 | 21014 | 18391 | 9.958 | 11.014 | 10.788 | 10.382 | 10.156 | 10.56 | 12.482 | 10.687 | 10.992 | 9.544 | 11.494 | 11.25 | 224513 | 225952 | 177430 | 204224 | 215317 | 194695 | 247069 | 228841 | 220620 | 207238 | 241535 | 206899 | 224513 | 225952 | 177430 | 204224 | 215317 | 194695 | 247069 | 228841 | 220620 | 207238 | 241535 | 206899 | 14991.759 | 14610.159 | 12326.324 | 14437.668 | 14881.332 | 13264.282 | 16134.33 | 14926.259 | 13874.072 | 14437.916 | 15065.319 | 12437.347 | 241214 | 241214 | 2594333 | 2594333 | 171386.77 | 2020
Vintage1985 | hard coal | TRUE | 59593.10382.NC.ST | 10382 | Y | . | Lumberton | NC Renewable Power - Lumberton LLC | 59593 | NC | SAT | SERC |  | 22 | 3 | NAICS-22 Cogen | ST | BIT | COL | CPLE | A | short tons | 0 | 0 | 0 | 0 | 0 | 0 | 0 | 0 | 0 | 0 | 0 | 0 | 0 | 0 | 0 | 0 | 0 | 0 | 0 | 0 | 0 | 0 | 0 | 0 | 0 | 0 | 0 | 0 | 0 | 0 | 0 | 0 | 0 | 0 | 0 | 0 | 0 | 0 | 0 | 0 | 0 | 0 | 0 | 0 | 0 | 0 | 0 | 0 | 0 | 0 | 0 | 0 | 0 | 0 | 0 | 0 | 0 | 0 | 0 | 0 | 0 | 0 | 0 | 0 | 0 | 0 | 0 | 0 | 0 | 0 | 0 | 0 | 0 | 0 | 0 | 0 | 0 | 2020
Vintage1985 | petroleum | TRUE | 59593.10382.NC.ST | 10382 | Y | . | Lumberton | NC Renewable Power - Lumberton LLC | 59593 | NC | SAT | SERC |  | 22 | 3 | NAICS-22 Cogen | ST | DFO | DFO | CPLE | AM | barrels | 0 | 0 | 0 | 0 | 0 | 0 | 0 | 0 | 0 | 0 | 0 | 0 | 0 | 0 | 0 | 0 | 0 | 0 | 0 | 0 | 0 | 0 | 0 | 0 | 0 | 0 | 0 | 0 | 0 | 0 | 0 | 0 | 0 | 0 | 0 | 0 | 0 | 0 | 0 | 0 | 0 | 0 | 0 | 0 | 0 | 0 | 0 | 0 | 0 | 0 | 0 | 0 | 0 | 0 | 0 | 0 | 0 | 0 | 0 | 0 | 0 | 0 | 0 | 0 | 0 | 0 | 0 | 0 | 0 | 0 | 0 | 0 | 0 | 0 | 0 | 0 | 0 | 2020
Vintage1985 | biomass | TRUE | 59593.10382.NC.ST | 10382 | Y | . | Lumberton | NC Renewable Power - Lumberton LLC | 59593 | NC | SAT | SERC |  | 22 | 3 | NAICS-22 Cogen | ST | OBS | ORW | CPLE | AM | short tons | 4745 | 5706 | 5714 | 4872 | 7043 | 6381 | 5568 | 5988 | 6557 | 5943 | 258 | 0 | 4745 | 5706 | 5714 | 4872 | 7043 | 6381 | 5568 | 5988 | 6557 | 5943 | 258 | 0 | 10.04 | 9.92 | 10.51 | 11.98 | 11.46 | 11.39 | 11.25 | 12.7 | 11.21 | 9.3 | 10.68 | 0 | 47640 | 56604 | 60054 | 58367 | 80713 | 72680 | 62640 | 76048 | 73504 | 55270 | 2755 | 0 | 47640 | 56604 | 60054 | 58367 | 80713 | 72680 | 62640 | 76048 | 73504 | 55270 | 2755 | 0 | 2590.892 | 3113.076 | 3075.001 | 3146.598 | 4135.707 | 4197.412 | 3167.583 | 3605.313 | 3808.977 | 3199.449 | 148.787 | 0 | 58775 | 58775 | 646275 | 646275 | 34188.795 | 2020
Vintage1985 | biomass | TRUE | 59593.10382.NC.ST | 10382 | Y | . | Lumberton | NC Renewable Power - Lumberton LLC | 59593 | NC | SAT | SERC |  | 22 | 3 | NAICS-22 Cogen | ST | WDS | WWW | CPLE | AM | short tons | 11520 | 13302 | 14075 | 11312 | 16923 | 14878 | 12342 | 13531 | 14512 | 15702 | 710 | 0 | 11520 | 13302 | 14075 | 11312 | 16923 | 14878 | 12342 | 13531 | 14512 | 15702 | 710 | 0 | 7.66 | 8.61 | 8.07 | 8.78 | 9.24 | 7.37 | 8.81 | 8.67 | 8.46 | 7.88 | 9.5 | 0 | 88243 | 114530 | 113585 | 99319 | 156369 | 109651 | 108733 | 117314 | 122772 | 123732 | 6745 | 0 | 88243 | 114530 | 113585 | 99319 | 156369 | 109651 | 108733 | 117314 | 122772 | 123732 | 6745 | 0 | 4799.108 | 6298.924 | 5815.999 | 5354.402 | 8012.293 | 6332.588 | 5498.417 | 5561.687 | 6362.023 | 7162.551 | 364.213 | 0 | 138807 | 138807 | 1160993 | 1160993 | 61562.205 | 2020
Vintage2011 | biomass | TRUE | 57223.10387.CA.GT | 10387 | N | . | Sycamore Energy LLC | Sycamore Energy LLC | 57223 | CA | PACC | WECC |  | 22 | 2 | NAICS-22 Non-Cogen | GT | LFG | MLG | CISO | A | mcf | 96731 | 87011 | 91684 | 85808 | 91152 | 84013 | 94356 | 90087 | 89356 | 85997 | 86577 | 77325 | 96731 | 87011 | 91684 | 85808 | 91152 | 84013 | 94356 | 90087 | 89356 | 85997 | 86577 | 77325 | 0.461 | 0.461 | 0.461 | 0.461 | 0.461 | 0.461 | 0.461 | 0.461 | 0.461 | 0.461 | 0.461 | 0.461 | 44593 | 40112 | 42266 | 39557 | 42021 | 38730 | 43498 | 41530 | 41193 | 39645 | 39912 | 35647 | 44593 | 40112 | 42266 | 39557 | 42021 | 38730 | 43498 | 41530 | 41193 | 39645 | 39912 | 35647 | 2303.261 | 2071.822 | 2183.093 | 2043.176 | 2170.424 | 2000.43 | 2246.72 | 2145.067 | 2127.66 | 2047.676 | 2061.478 | 1841.193 | 1060097 | 1060097 | 488704 | 488704 | 25242 | 2020
Vintage2011 | natural gas peaker | TRUE | 57223.10387.CA.GT | 10387 | N | . | Sycamore Energy LLC | Sycamore Energy LLC | 57223 | CA | PACC | WECC |  | 22 | 2 | NAICS-22 Non-Cogen | GT | NG | NG | CISO | A | mcf | 0 | 0 | 0 | 0 | 0 | 0 | 0 | 0 | 0 | 0 | 0 | 0 | 0 | 0 | 0 | 0 | 0 | 0 | 0 | 0 | 0 | 0 | 0 | 0 | 0 | 0 | 0 | 0 | 0 | 0 | 0 | 0 | 0 | 0 | 0 | 0 | 0 | 0 | 0 | 0 | 0 | 0 | 0 | 0 | 0 | 0 | 0 | 0 | 0 | 0 | 0 | 0 | 0 | 0 | 0 | 0 | 0 | 0 | 0 | 0 | 0 | 0 | 0 | 0 | 0 | 0 | 0 | 0 | 0 | 0 | 0 | 0 | 0 | 0 | 0 | 0 | 0 | 2020
Vintage2011 | other | TRUE | 57223.10387.CA.GT | 10387 | N | . | Sycamore Energy LLC | Sycamore Energy LLC | 57223 | CA | PACC | WECC |  | 22 | 2 | NAICS-22 Non-Cogen | GT | PG | WOO | CISO | A | mcf | 0 | 0 | 0 | 0 | 0 | 0 | 0 | 0 | 0 | 0 | 0 | 0 | 0 | 0 | 0 | 0 | 0 | 0 | 0 | 0 | 0 | 0 | 0 | 0 | 0 | 0 | 0 | 0 | 0 | 0 | 0 | 0 | 0 | 0 | 0 | 0 | 0 | 0 | 0 | 0 | 0 | 0 | 0 | 0 | 0 | 0 | 0 | 0 | 0 | 0 | 0 | 0 | 0 | 0 | 0 | 0 | 0 | 0 | 0 | 0 | 0 | 0 | 0 | 0 | 0 | 0 | 0 | 0 | 0 | 0 | 0 | 0 | 0 | 0 | 0 | 0 | 0 | 2020
Vintage2002 | other | FALSE | 56165.10397.IN.ST | 10397 | Y | . | ArcelorMittal Indiana Harbor West | ArcelorMittal Indiana Harbor West | 56165 | IN | ENC | RFC |  | 3311 | 7 | Industrial NAICS Cogen | ST | BFG | OOG | MISO | AM | mcf | 5693449 | 5586534 | 6400923 | 39843 | 0 | 0 | 0 | 2052131 | 5985194 | 4972397 | 5170346 | 6428349 | 551819 | 612750 | 724519 | 4955 | 0 | 0 | 0 | 249864 | 793220 | 617647 | 687350 | 870390 | 0.105 | 0.104 | 0.104 | 0.088 | 0 | 0 | 0 | 0.103 | 0.1 | 0.102 | 0.1 | 0.1 | 597812 | 581000 | 665696 | 3506 | 0 | 0 | 0 | 211369 | 598519 | 507184 | 517035 | 642835 | 57941 | 63726 | 75350 | 436 | 0 | 0 | 0 | 25736 | 79322 | 63000 | 68735 | 87039 | 11547.395 | 12700.356 | 15016.924 | 86.877 | 0 | 0 | 0 | 5129.061 | 15808.674 | 12555.725 | 13698.75 | 17346.607 | 42329166 | 5112514 | 4324956 | 521285 | 103890.37 | 2020
Vintage2002 | natural gas steam turbine | FALSE | 56165.10397.IN.ST | 10397 | Y | . | ArcelorMittal Indiana Harbor West | ArcelorMittal Indiana Harbor West | 56165 | IN | ENC | RFC |  | 3311 | 7 | Industrial NAICS Cogen | ST | NG | NG | MISO | AM | mcf | 148715 | 143260 | 123146 | 489127 | 427349 | 476024 | 494703 | 395756 | 129664 | 222277 | 242526 | 230395 | 14414 | 15713 | 13939 | 60812 | 40856 | 66348 | 65392 | 48186 | 17184 | 27610 | 32242 | 31195 | 1.047 | 1.046 | 1.049 | 1.054 | 1.052 | 1.045 | 1.048 | 1.054 | 1.053 | 1.055 | 1.053 | 1.052 | 155705 | 149850 | 129180 | 515540 | 449571 | 497445 | 518449 | 417127 | 136536 | 234502 | 255380 | 242376 | 15091 | 16436 | 14622 | 64096 | 42981 | 69334 | 68531 | 50788 | 18095 | 29129 | 33951 | 32817 | 3007.605 | 3275.644 | 2914.076 | 12774.123 | 8566 | 13818 | 13658 | 10121.939 | 3606.326 | 5805.275 | 6766.25 | 6540.393 | 3522942 | 433891 | 3701661 | 455871 | 90853.631 | 2020
Vintage2010 | other | FALSE | 9454.10398.OH.ST | 10398 | Y | . | Arcelormittal Cleveland Inc | ArcelorMittal Cleveland Inc | 9454 | OH | ENC | RFC |  | 3311 | 7 | Industrial NAICS Cogen | ST | BFG | OOG | PJM | M | mcf | 2880945 | 3136674 | 3999282 | 3185444 | 2826733 | 2130499 | 2455384 | 2494405 | 2805530 | 2443870 | 204255 | 1879328 | 422248 | 507208 | 663842 | 656469 | 566413 | 456837 | 639298 | 654692 | 711430 | 599396 | 97402 | 331336 | 0.101 | 0.101 | 0.101 | 0.098 | 0.104 | 0.104 | 0.104 | 0.104 | 0.107 | 0.106 | 0.107 | 0.107 | 290975 | 316804 | 403927 | 312174 | 293980 | 221572 | 255360 | 259418 | 300192 | 259050 | 21855 | 201088 | 42647 | 51228 | 67048 | 64334 | 58907 | 47511 | 66487 | 68088 | 76123 | 63536 | 10422 | 35453 | 6749.595 | 8107.692 | 10611.532 | 10182.149 | 9323.006 | 7519.365 | 10522.861 | 10775.866 | 12047.819 | 10055.474 | 1649.397 | 5610.895 | 30442349 | 6306571 | 3136395 | 651784 | 103155.65 | 2020
Vintage2010 | natural gas steam turbine | FALSE | 9454.10398.OH.ST | 10398 | Y | . | Arcelormittal Cleveland Inc | ArcelorMittal Cleveland Inc | 9454 | OH | ENC | RFC |  | 3311 | 7 | Industrial NAICS Cogen | ST | NG | NG | PJM | M | mcf | 75713 | 103498 | 131827 | 215446 | 173118 | 165904 | 154023 | 122642 | 123390 | 156795 | 141529 | 143663 | 11097 | 16736 | 21882 | 44400 | 34689 | 35574 | 40103 | 32189 | 31289 | 38456 | 67491 | 25328 | 1.061 | 1.061 | 1.061 | 1.061 | 1.061 | 1.061 | 1.061 | 1.061 | 1.061 | 1.061 | 1.061 | 1.061 | 80331 | 109811 | 139868 | 228588 | 183678 | 176024 | 163418 | 130123 | 130917 | 166359 | 150162 | 152426 | 11774 | 17757 | 23217 | 47108 | 36805 | 37744 | 42549 | 34153 | 33198 | 40802 | 71608 | 26873 | 1863.405 | 2810.308 | 3674.468 | 7455.851 | 5824.994 | 5973.635 | 6734.139 | 5405.134 | 5254.181 | 6457.526 | 11332.603 | 4253.105 | 1707548 | 399234 | 1811705 | 423588 | 67039.349 | 2020
Vintage2010 | petroleum | FALSE | 9454.10398.OH.ST | 10398 | Y | . | Arcelormittal Cleveland Inc | ArcelorMittal Cleveland Inc | 9454 | OH | ENC | RFC |  | 3311 | 7 | Industrial NAICS Cogen | ST | RFO | RFO | PJM | M | barrels | 0 | 0 | 0 | 0 | 0 | 0 | 0 | 0 | 0 | 0 | 0 | 0 | 0 | 0 | 0 | 0 | 0 | 0 | 0 | 0 | 0 | 0 | 0 | 0 | 0 | 0 | 0 | 0 | 0 | 0 | 0 | 0 | 0 | 0 | 0 | 0 | 0 | 0 | 0 | 0 | 0 | 0 | 0 | 0 | 0 | 0 | 0 | 0 | 0 | 0 | 0 | 0 | 0 | 0 | 0 | 0 | 0 | 0 | 0 | 0 | 0 | 0 | 0 | 0 | 0 | 0 | 0 | 0 | 0 | 0 | 0 | 0 | 0 | 0 | 0 | 0 | 0 | 2020
Vintage1990 | natural gas combined cycle | TRUE | 10337.10405.CA.CA | 10405 | Y | . | Kingsburg Cogen | KES Kingsburg LP | 10337 | CA | PACC | WECC |  | 22 | 3 | NAICS-22 Cogen | CA | NG | NG | CISO | AM | mcf | 0 | 0 | 1044 | 0 | 406 | 858 | 0 | 3751 | 737 | 949 | 0 | 0 | 0 | 0 | 1044 | 0 | 406 | 858 | 0 | 3751 | 737 | 949 | 0 | 0 | 0 | 0 | 1.044 | 0 | 1.038 | 1.034 | 0 | 1.032 | 1.024 | 1.02 | 0 | 0 | 0 | 0 | 1090 | 0 | 421 | 887 | 0 | 3871 | 755 | 968 | 0 | 0 | 0 | 0 | 1090 | 0 | 421 | 887 | 0 | 3871 | 755 | 968 | 0 | 0 | 0 | 0 | 133 | 0 | 60 | 88 | 0 | 364 | 79 | 114 | 0 | 0 | 7745 | 7745 | 7992 | 7992 | 838 | 2020
Vintage1990 | natural gas combined cycle | TRUE | 10337.10405.CA.CT | 10405 | Y | . | Kingsburg Cogen | KES Kingsburg LP | 10337 | CA | PACC | WECC |  | 22 | 3 | NAICS-22 Cogen | CT | NG | NG | CISO | AM | mcf | 0 | 0 | 4381 | 0 | 1537 | 2754 | 0 | 11815 | 2647 | 3947 | 0 | 0 | 0 | 0 | 4156 | 0 | 1537 | 2481 | 0 | 10544 | 2389 | 3694 | 0 | 0 | 0 | 0 | 1.044 | 0 | 1.038 | 1.034 | 0 | 1.032 | 1.024 | 1.02 | 0 | 0 | 0 | 0 | 4574 | 0 | 1595 | 2848 | 0 | 12193 | 2711 | 4026 | 0 | 0 | 0 | 0 | 4339 | 0 | 1595 | 2565 | 0 | 10881 | 2446 | 3768 | 0 | 0 | 0 | 0 | 390 | 0 | 175 | 245 | 0 | 1063 | 229 | 342 | 0 | 0 | 27081 | 24801 | 27947 | 25594 | 2444 | 2020
Vintage2013 | petroleum | FALSE | 3692.10408.MA.IC | 10408 | Y | . | Clark University | Clark University | 3692 | MA | NEW | NPCC |  | 611 | 5 | Commercial NAICS Cogen | IC | DFO | DFO | ISNE | A | barrels | 0 | 0 | 0 | 0 | 0 | 0 | 0 | 0 | 0 | 0 | 0 | 0 | 0 | 0 | 0 | 0 | 0 | 0 | 0 | 0 | 0 | 0 | 0 | 0 | 0 | 0 | 0 | 0 | 0 | 0 | 0 | 0 | 0 | 0 | 0 | 0 | 0 | 0 | 0 | 0 | 0 | 0 | 0 | 0 | 0 | 0 | 0 | 0 | 0 | 0 | 0 | 0 | 0 | 0 | 0 | 0 | 0 | 0 | 0 | 0 | 0 | 0 | 0 | 0 | 0 | 0 | 0 | 0 | 0 | 0 | 0 | 0 | 0 | 0 | 0 | 0 | 0 | 2020
Vintage2013 | natural gas peaker | FALSE | 3692.10408.MA.IC | 10408 | Y | . | Clark University | Clark University | 3692 | MA | NEW | NPCC |  | 611 | 5 | Commercial NAICS Cogen | IC | NG | NG | ISNE | A | mcf | 10924 | 8606 | 3812 | 4406 | 3106 | 8274 | 16473 | 13886 | 8083 | 8800 | 6427 | 9397 | 6071 | 4783 | 2118 | 2448 | 1726 | 4598 | 9154 | 7717 | 4492 | 4891 | 3572 | 5222 | 1 | 1 | 1 | 1 | 1 | 1 | 1 | 1 | 1 | 1 | 1 | 1 | 10924 | 8606 | 3812 | 4406 | 3106 | 8274 | 16473 | 13886 | 8083 | 8800 | 6427 | 9397 | 6071 | 4783 | 2118 | 2448 | 1726 | 4598 | 9154 | 7717 | 4492 | 4891 | 3572 | 5222 | 1011.357 | 796.719 | 352.904 | 407.881 | 287.572 | 765.979 | 1525.012 | 1285.554 | 748.298 | 814.718 | 595 | 869.926 | 102194 | 56792 | 102194 | 56792 | 9460.92 | 2020
Vintage2013 | petroleum | FALSE | 3692.10408.MA.IC | 10408 | Y | . | Clark University | Clark University | 3692 | MA | NEW | NPCC |  | 611 | 5 | Commercial NAICS Cogen | IC | RFO | RFO | ISNE | A | barrels | 0 | 0 | 0 | 0 | 0 | 0 | 0 | 0 | 0 | 0 | 0 | 0 | 0 | 0 | 0 | 0 | 0 | 0 | 0 | 0 | 0 | 0 | 0 | 0 | 0 | 0 | 0 | 0 | 0 | 0 | 0 | 0 | 0 | 0 | 0 | 0 | 0 | 0 | 0 | 0 | 0 | 0 | 0 | 0 | 0 | 0 | 0 | 0 | 0 | 0 | 0 | 0 | 0 | 0 | 0 | 0 | 0 | 0 | 0 | 0 | 0 | 0 | 0 | 0 | 0 | 0 | 0 | 0 | 0 | 0 | 0 | 0 | 0 | 0 | 0 | 0 | 0 | 2020
Vintage2016 | hydro | FALSE | 11936.10412.HI.HY | 10412 | N | . | Kalaheo Hydro | McBryde Sugar Co Ltd | 11936 | HI | PACN |  |  | 111 | 6 | Industrial NAICS Non-Cogen | HY | WAT | HYC |  | A |  | 0 | 0 | 0 | 0 | 0 | 0 | 0 | 0 | 0 | 0 | 0 | 0 | 0 | 0 | 0 | 0 | 0 | 0 | 0 | 0 | 0 | 0 | 0 | 0 | 0 | 0 | 0 | 0 | 0 | 0 | 0 | 0 | 0 | 0 | 0 | 0 | 3969 | 4144 | 3636 | 3360 | 4929 | 4801 | 4519 | 3828 | 3067 | 3051 | 3510 | 3651 | 3969 | 4144 | 3636 | 3360 | 4929 | 4801 | 4519 | 3828 | 3067 | 3051 | 3510 | 3651 | 452.682 | 472.707 | 414.699 | 383.253 | 562.2 | 547.654 | 515.428 | 436.684 | 349.871 | 347.956 | 400.408 | 416.458 | 0 | 0 | 46465 | 46465 | 5300 | 2020
Vintage1910 | hydro | FALSE | 11936.10413.HI.HY | 10413 | N | . | Wainiha Hydro | McBryde Sugar Co Ltd | 11936 | HI | PACN |  |  | 111 | 6 | Industrial NAICS Non-Cogen | HY | WAT | HYC |  | M |  | 0 | 0 | 0 | 0 | 0 | 0 | 0 | 0 | 0 | 0 | 0 | 0 | 0 | 0 | 0 | 0 | 0 | 0 | 0 | 0 | 0 | 0 | 0 | 0 | 0 | 0 | 0 | 0 | 0 | 0 | 0 | 0 | 0 | 0 | 0 | 0 | 15851 | 13422 | 13107 | 15027 | 13615 | 15176 | 18183 | 16929 | 17806 | 14509 | 15693 | 14492 | 15851 | 13422 | 13107 | 15027 | 13615 | 15176 | 18183 | 16929 | 17806 | 14509 | 15693 | 14492 | 1808 | 1531 | 1495 | 1714 | 1553 | 1731 | 2074 | 1931 | 2031 | 1655 | 1790 | 1653 | 0 | 0 | 183810 | 183810 | 20966 | 2020
Vintage1993 | natural gas peaker | FALSE | 56600.10416.FL.GT | 10416 | Y | . | Pensacola Florida Plant | Ascend Performance Materials LLC | 56600 | FL | SAT | SERC |  | 325 | 7 | Industrial NAICS Cogen | GT | NG | NG | SOCO | M | mcf | 534508 | 585284 | 630409 | 575884 | 597422 | 583100 | 578077 | 619221 | 519577 | 597570 | 275371 | 275722 | 237227 | 261801 | 276684 | 260403 | 256331 | 259879 | 244731 | 270010 | 179522 | 267648 | 120378 | 112521 | 1.02 | 1.02 | 1.02 | 1.02 | 1.04 | 1.02 | 1.02 | 1.02 | 1.02 | 1.02 | 1.02 | 1.02 | 545198 | 596990 | 643017 | 587402 | 621319 | 594762 | 589639 | 631605 | 529969 | 609521 | 280878 | 281236 | 241972 | 267037 | 282218 | 265611 | 266584 | 265077 | 249626 | 275410 | 183112 | 273001 | 122786 | 114771 | 47515 | 52437 | 55418 | 52157 | 52348 | 52052 | 49018 | 54081 | 35957 | 53608 | 24111 | 22537 | 6372145 | 2747135 | 6511536 | 2807205 | 551239 | 2020
Vintage1958 | natural gas steam turbine | FALSE | 56600.10416.FL.ST | 10416 | Y | . | Pensacola Florida Plant | Ascend Performance Materials LLC | 56600 | FL | SAT | SERC |  | 325 | 7 | Industrial NAICS Cogen | ST | NG | NG | SOCO | M | mcf | 415717 | 460686 | 520437 | 350220 | 280034 | 203051 | 216536 | 244936 | 281590 | 338838 | 526163 | 571583 | 41937 | 21212 | 26159 | 23479 | 19423 | 19176 | 19815 | 19101 | 22524 | 15175 | 9646 | 6498 | 1.02 | 1.02 | 1.02 | 1.02 | 1.02 | 1.02 | 1.02 | 1.02 | 1.02 | 1.02 | 1.02 | 1.02 | 424031 | 469900 | 530846 | 357224 | 285635 | 207112 | 220867 | 249835 | 287222 | 345615 | 536686 | 583015 | 42776 | 21636 | 26682 | 23949 | 19811 | 19560 | 20211 | 19483 | 22974 | 15479 | 9839 | 6628 | 8399.79 | 4248.64 | 5239.405 | 4702.71 | 3890.143 | 3840.898 | 3849.718 | 3825.819 | 4511.212 | 3039.526 | 1932.081 | 1301.54 | 4409791 | 244145 | 4497988 | 249028 | 48781.482 | 2020
Vintage1958 | other | FALSE | 56600.10416.FL.ST | 10416 | Y | . | Pensacola Florida Plant | Ascend Performance Materials LLC | 56600 | FL | SAT | SERC |  | 325 | 7 | Industrial NAICS Cogen | ST | OG | OOG | SOCO | M | mcf | 58036 | 38912 | 28319 | 30968 | 25670 | 44500 | 46720 | 37603 | 42147 | 63334 | 62057 | 59682 | 5867 | 1800 | 1400 | 2067 | 1800 | 4200 | 4267 | 2933 | 3400 | 2867 | 1133 | 667 | 0.015 | 0.015 | 0.015 | 0.015 | 0.015 | 0.015 | 0.015 | 0.015 | 0.015 | 0.015 | 0.015 | 0.015 | 871 | 584 | 425 | 465 | 385 | 668 | 701 | 564 | 632 | 950 | 931 | 895 | 88 | 27 | 21 | 31 | 27 | 63 | 64 | 44 | 51 | 43 | 17 | 10 | 17.245 | 5.277 | 4.193 | 6.115 | 5.244 | 12.379 | 12.215 | 8.637 | 9.93 | 8.355 | 3.351 | 1.999 | 537948 | 32401 | 8071 | 486 | 94.94 | 2020
Vintage1958 | petroleum | FALSE | 56600.10416.FL.ST | 10416 | Y | . | Pensacola Florida Plant | Ascend Performance Materials LLC | 56600 | FL | SAT | SERC |  | 325 | 7 | Industrial NAICS Cogen | ST | RFO | RFO | SOCO | M | barrels | 0 | 0 | 0 | 0 | 0 | 0 | 0 | 0 | 0 | 0 | 0 | 0 | 0 | 0 | 0 | 0 | 0 | 0 | 0 | 0 | 0 | 0 | 0 | 0 | 0 | 0 | 0 | 0 | 0 | 0 | 0 | 0 | 0 | 0 | 0 | 0 | 0 | 0 | 0 | 0 | 0 | 0 | 0 | 0 | 0 | 0 | 0 | 0 | 0 | 0 | 0 | 0 | 0 | 0 | 0 | 0 | 0 | 0 | 0 | 0 | 0 | 0 | 0 | 0 | 0 | 0 | 0 | 0 | 0 | 0 | 0 | 0 | 0 | 0 | 0 | 0 | 0 | 2020
Vintage1958 | petroleum | FALSE | 56600.10416.FL.ST | 10416 | Y | . | Pensacola Florida Plant | Ascend Performance Materials LLC | 56600 | FL | SAT | SERC |  | 325 | 7 | Industrial NAICS Cogen | ST | WO | WOO | SOCO | M | barrels | 871 | 275 | 85 | 303 | 1514 | 741 | 983 | 1748 | 1615 | 2499 | 2094 | 3144 | 88 | 13 | 4 | 20 | 105 | 70 | 90 | 136 | 129 | 112 | 38 | 36 | 4.055 | 4.055 | 4.055 | 4.055 | 4.055 | 4.055 | 4.055 | 4.055 | 4.055 | 4.055 | 4.055 | 4.055 | 3532 | 1115 | 345 | 1229 | 6139 | 3005 | 3986 | 7088 | 6549 | 10133 | 8491 | 12749 | 356 | 51 | 17 | 82 | 426 | 284 | 365 | 553 | 524 | 454 | 156 | 145 | 69.965 | 10.083 | 3.402 | 16.175 | 83.613 | 55.723 | 69.477 | 108.544 | 102.858 | 89.119 | 30.568 | 28.461 | 15872 | 841 | 64361 | 3413 | 667.988 | 2020
Vintage1985 | hard coal | FALSE | 39878.10417.MA.ST | 10417 | Y | . | Indian Orchard Plant 1 | Solutia Inc-Indian | 39878 | MA | NEW | NPCC |  | 325211 | 7 | Industrial NAICS Cogen | ST | BIT | COL | ISNE | M | short tons | 0 | 0 | 0 | 0 | 0 | 0 | 0 | 0 | 0 | 0 | 0 | 0 | 0 | 0 | 0 | 0 | 0 | 0 | 0 | 0 | 0 | 0 | 0 | 0 | 0 | 0 | 0 | 0 | 0 | 0 | 0 | 0 | 0 | 0 | 0 | 0 | 0 | 0 | 0 | 0 | 0 | 0 | 0 | 0 | 0 | 0 | 0 | 0 | 0 | 0 | 0 | 0 | 0 | 0 | 0 | 0 | 0 | 0 | 0 | 0 | 0 | 0 | 0 | 0 | 0 | 0 | 0 | 0 | 0 | 0 | 0 | 0 | 0 | 0 | 0 | 0 | 0 | 2020
Vintage1985 | natural gas steam turbine | FALSE | 39878.10417.MA.ST | 10417 | Y | . | Indian Orchard Plant 1 | Solutia Inc-Indian | 39878 | MA | NEW | NPCC |  | 325211 | 7 | Industrial NAICS Cogen | ST | NG | NG | ISNE | M | mcf | 156293 | 155366 | 165905 | 51258 | 92317 | 51738 | 81979 | 113329 | 118373 | 113547 | 115877 | 172477 | 14394 | 14685 | 14951 | 0 | 4069 | 287 | 1496 | 5365 | 8154 | 5449 | 10319 | 16213 | 1.031 | 1.031 | 1.03 | 1.03 | 1.03 | 1.028 | 1.028 | 1.028 | 1.028 | 1.028 | 1.028 | 1.029 | 161138 | 160182 | 170882 | 52796 | 95087 | 53187 | 84274 | 116502 | 121687 | 116726 | 119122 | 177479 | 14840 | 15140 | 15400 | 0 | 4191 | 295 | 1538 | 5515 | 8382 | 5602 | 10608 | 16683 | 2495 | 2554 | 2389 | 0 | 387 | 42 | 59 | 719 | 1209 | 639 | 1646 | 2654 | 1388459 | 95382 | 1429062 | 98194 | 14793 | 2020
Vintage2000 | natural gas steam turbine | FALSE | 56488.10418.TX.ST | 10418 | Y | . | Ascend Performance Materials Texas Inc. | Ascend Performance Materials | 56488 | TX | WSC | TRE |  | 325 | 7 | Industrial NAICS Cogen | ST | NG | NG | ERCO | AM | mcf | 312559 | 264833 | 282122 | 301889 | 325999 | 345210 | 380736 | 358186 | 283653 | 280806 | 255076 | 329534 | 115198 | 94755 | 81731 | 85489 | 30839 | 33077 | 64639 | 57137 | 63975 | 60975 | 95264 | 93672 | 1.04 | 1.04 | 1.04 | 1.04 | 1.04 | 1.04 | 1.04 | 1.04 | 1.04 | 1.04 | 1.04 | 1.04 | 325061 | 275426 | 293407 | 313965 | 339039 | 359018 | 395965 | 372513 | 294999 | 292038 | 265279 | 342715 | 119806 | 98545 | 85000 | 88909 | 32073 | 34400 | 67225 | 59422 | 66534 | 63414 | 99075 | 97419 | 28269.68 | 23252.84 | 20056.69 | 20979.16 | 7567.94 | 8116.96 | 15862.41 | 14021.35 | 15699.45 | 14963.22 | 23377.97 | 22987.06 | 3720603 | 876751 | 3869425 | 911822 | 215154.73 | 2020
Vintage2000 | other | FALSE | 56488.10418.TX.ST | 10418 | Y | . | Ascend Performance Materials Texas Inc. | Ascend Performance Materials | 56488 | TX | WSC | TRE |  | 325 | 7 | Industrial NAICS Cogen | ST | OG | OOG | ERCO | AM | mcf | 0 | 0 | 0 | 0 | 0 | 0 | 0 | 0 | 0 | 0 | 0 | 0 | 0 | 0 | 0 | 0 | 0 | 0 | 0 | 0 | 0 | 0 | 0 | 0 | 0 | 0 | 0 | 0 | 0 | 0 | 0 | 0 | 0 | 0 | 0 | 0 | 0 | 0 | 0 | 0 | 0 | 0 | 0 | 0 | 0 | 0 | 0 | 0 | 0 | 0 | 0 | 0 | 0 | 0 | 0 | 0 | 0 | 0 | 0 | 0 | 0 | 0 | 0 | 0 | 0 | 0 | 0 | 0 | 0 | 0 | 0 | 0 | 0 | 0 | 0 | 0 | 0 | 2020
Vintage1987 | hydro | TRUE | 5068.10421.CO.HY | 10421 | N | . | Dillon Hydro Plant | Denver City & County of | 5068 | CO | MTN | WECC |  | 22 | 2 | NAICS-22 Non-Cogen | HY | WAT | HYC | PSCO | A |  | 0 | 0 | 0 | 0 | 0 | 0 | 0 | 0 | 0 | 0 | 0 | 0 | 0 | 0 | 0 | 0 | 0 | 0 | 0 | 0 | 0 | 0 | 0 | 0 | 0 | 0 | 0 | 0 | 0 | 0 | 0 | 0 | 0 | 0 | 0 | 0 | 7504 | 7904 | 8223 | 9251 | 10523 | 10250 | 10385 | 10456 | 7595 | 8309 | 8099 | 7522 | 7504 | 7904 | 8223 | 9251 | 10523 | 10250 | 10385 | 10456 | 7595 | 8309 | 8099 | 7522 | 855.931 | 901.508 | 937.902 | 1055.15 | 1200.244 | 1169.132 | 1184.61 | 1192.648 | 866.318 | 947.762 | 923.851 | 857.944 | 0 | 0 | 106021 | 106021 | 12093 | 2020
Vintage2012 | hydro | TRUE | 5068.10422.CO.HY | 10422 | N | . | Williams Fork Hydro Plant | Denver City & County of | 5068 | CO | MTN | WECC |  | 22 | 2 | NAICS-22 Non-Cogen | HY | WAT | HYC | WACM | A |  | 0 | 0 | 0 | 0 | 0 | 0 | 0 | 0 | 0 | 0 | 0 | 0 | 0 | 0 | 0 | 0 | 0 | 0 | 0 | 0 | 0 | 0 | 0 | 0 | 0 | 0 | 0 | 0 | 0 | 0 | 0 | 0 | 0 | 0 | 0 | 0 | 6723 | 7081 | 7367 | 8288 | 9428 | 9184 | 9305 | 9368 | 6805 | 7445 | 7257 | 6739 | 6723 | 7081 | 7367 | 8288 | 9428 | 9184 | 9305 | 9368 | 6805 | 7445 | 7257 | 6739 | 766.889 | 807.727 | 840.335 | 945.386 | 1075.386 | 1047.511 | 1061.378 | 1068.58 | 776.198 | 849.169 | 827.746 | 768.695 | 0 | 0 | 94990 | 94990 | 10835 | 2020
Vintage1988 | hydro | TRUE | 5068.10423.CO.HY | 10423 | N | . | North Fork Hydro Plant | Denver City & County of | 5068 | CO | MTN | WECC |  | 22 | 2 | NAICS-22 Non-Cogen | HY | WAT | HYC | WACM | A |  | 0 | 0 | 0 | 0 | 0 | 0 | 0 | 0 | 0 | 0 | 0 | 0 | 0 | 0 | 0 | 0 | 0 | 0 | 0 | 0 | 0 | 0 | 0 | 0 | 0 | 0 | 0 | 0 | 0 | 0 | 0 | 0 | 0 | 0 | 0 | 0 | 5544 | 5840 | 6075 | 6835 | 7775 | 7573 | 7673 | 7725 | 5612 | 6139 | 5984 | 5557 | 5544 | 5840 | 6075 | 6835 | 7775 | 7573 | 7673 | 7725 | 5612 | 6139 | 5984 | 5557 | 632.411 | 666.086 | 692.976 | 779.605 | 886.809 | 863.822 | 875.257 | 881.196 | 640.085 | 700.261 | 682.594 | 633.898 | 0 | 0 | 78332 | 78332 | 8935 | 2020
Vintage2007 | hydro | TRUE | 5068.10424.CO.HY | 10424 | N | . | Gross Hydro Plant | Denver City & County of | 5068 | CO | MTN | WECC |  | 22 | 2 | NAICS-22 Non-Cogen | HY | WAT | HYC | PSCO | A |  | 0 | 0 | 0 | 0 | 0 | 0 | 0 | 0 | 0 | 0 | 0 | 0 | 0 | 0 | 0 | 0 | 0 | 0 | 0 | 0 | 0 | 0 | 0 | 0 | 0 | 0 | 0 | 0 | 0 | 0 | 0 | 0 | 0 | 0 | 0 | 0 | 11109 | 11700 | 12172 | 13694 | 15577 | 15173 | 15374 | 15479 | 11243 | 12300 | 11990 | 11135 | 11109 | 11700 | 12172 | 13694 | 15577 | 15173 | 15374 | 15479 | 11243 | 12300 | 11990 | 11135 | 1267.086 | 1334.557 | 1388.433 | 1562.003 | 1776.794 | 1730.737 | 1753.649 | 1765.548 | 1282.463 | 1403.03 | 1367.633 | 1270.067 | 0 | 0 | 156946 | 156946 | 17902 | 2020
Vintage1967 | biomass | FALSE | 54745.10425.TX.ST | 10425 | Y | . | International Paper - Orange | International Paper - Orange | 54745 | TX | WSC | SERC |  | 32213 | 7 | Industrial NAICS Cogen | ST | BLQ | WWW | MISO | AM | short tons | 67418 | 59165 | 64303 | 62230 | 63116 | 62464 | 65830 | 49597 | 62478 | 64270 | 56370 | 61887 | 8510 | 7792 | 8574 | 8060 | 7866 | 7981 | 8660 | 6724 | 8533 | 8199 | 8403 | 8822 | 11 | 11 | 11 | 11 | 11 | 11 | 11 | 11 | 11 | 11 | 11 | 11 | 741598 | 650815 | 707333 | 684530 | 694276 | 687104 | 724130 | 545567 | 687258 | 706970 | 620070 | 680757 | 93606 | 85712 | 94314 | 88664 | 86524 | 87789 | 95258 | 73966 | 93863 | 90191 | 92428 | 97044 | 15637.509 | 14318.81 | 15755.884 | 14812.022 | 14454.56 | 14665.782 | 15913.518 | 12356.497 | 15680.564 | 15067.092 | 15440.79 | 16211.951 | 739128 | 98124 | 8130408 | 1079359 | 180314.98 | 2020
Vintage1967 | natural gas steam turbine | FALSE | 54745.10425.TX.ST | 10425 | Y | . | International Paper - Orange | International Paper - Orange | 54745 | TX | WSC | SERC |  | 32213 | 7 | Industrial NAICS Cogen | ST | NG | NG | MISO | AM | mcf | 292763 | 275437 | 272020 | 250517 | 260459 | 246361 | 216140 | 228797 | 268765 | 313573 | 283335 | 348228 | 36953 | 36275 | 36271 | 32448 | 32460 | 31477 | 28433 | 31019 | 36707 | 40004 | 42234 | 49641 | 1 | 1 | 1 | 1 | 1 | 1 | 1 | 1 | 1 | 1 | 1 | 1 | 292763 | 275437 | 272020 | 250517 | 260459 | 246361 | 216140 | 228797 | 268765 | 313573 | 283335 | 348228 | 36953 | 36275 | 36271 | 32448 | 32460 | 31477 | 28433 | 31019 | 36707 | 40004 | 42234 | 49641 | 6173.27 | 6059.987 | 6059.261 | 5420.746 | 5422.656 | 5258.413 | 4749.903 | 5182.002 | 6132.176 | 6682.933 | 7055.52 | 8292.909 | 3256395 | 433922 | 3256395 | 433922 | 72489.776 | 2020
Vintage1967 | other | FALSE | 54745.10425.TX.ST | 10425 | Y | . | International Paper - Orange | International Paper - Orange | 54745 | TX | WSC | SERC |  | 32213 | 7 | Industrial NAICS Cogen | ST | TDF | OTH | MISO | AM | short tons | 297 | 292 | 313 | 312 | 272 | 287 | 303 | 250 | 276 | 258 | 256 | 279 | 38 | 38 | 42 | 40 | 34 | 37 | 40 | 34 | 38 | 33 | 38 | 40 | 32 | 32 | 32 | 32 | 32 | 32 | 32 | 32 | 32 | 32 | 32 | 32 | 9504 | 9344 | 10016 | 9984 | 8704 | 9184 | 9696 | 8000 | 8832 | 8256 | 8192 | 8928 | 1200 | 1231 | 1336 | 1293 | 1085 | 1173 | 1275 | 1085 | 1206 | 1053 | 1221 | 1273 | 200.404 | 205.581 | 223.107 | 216.036 | 181.214 | 196.026 | 213.08 | 181.191 | 201.512 | 175.954 | 203.995 | 212.617 | 3395 | 452 | 108640 | 14431 | 2410.717 | 2020
Vintage1967 | biomass | FALSE | 54745.10425.TX.ST | 10425 | Y | . | International Paper - Orange | International Paper - Orange | 54745 | TX | WSC | SERC |  | 32213 | 7 | Industrial NAICS Cogen | ST | WDS | WWW | MISO | AM | short tons | 15022 | 13270 | 14190 | 12520 | 12598 | 16178 | 10246 | 9872 | 10542 | 9692 | 6589 | 2060 | 1896 | 1748 | 1892 | 1622 | 1570 | 2067 | 1348 | 1338 | 1440 | 1236 | 982 | 294 | 9 | 9 | 9 | 9 | 9 | 9 | 9 | 9 | 9 | 9 | 9 | 9 | 135198 | 119430 | 127710 | 112680 | 113382 | 145602 | 92214 | 88848 | 94878 | 87228 | 59301 | 18540 | 17065 | 15729 | 17029 | 14595 | 14130 | 18603 | 12131 | 12046 | 12958 | 11128 | 8839 | 2643 | 2850.817 | 2627.622 | 2844.748 | 2438.196 | 2360.57 | 3107.779 | 2026.499 | 2012.31 | 2164.748 | 1859.021 | 1476.695 | 441.523 | 132779 | 17433 | 1195011 | 156896 | 26210.528 | 2020
Vintage1989 | hard coal | FALSE | 23632.10426.GA.ST | 10426 | Y | . | Inland Paperboard Packaging Rome | Inland Paperboard - Rome Mill | 23632 | GA | SAT | SERC |  | 32213 | 7 | Industrial NAICS Cogen | ST | BIT | COL | SOCO | AM | short tons | 7521 | 9266 | 0 | 0 | 67 | 4246 | 5807 | 7627 | 7034 | 6327 | 0 | 8724 | 781 | 1010 | 0 | 0 | 1 | 413 | 530 | 801 | 743 | 1333 | 0 | 985 | 26.1 | 26.052 | 0 | 0 | 26.056 | 26.208 | 26.208 | 26.048 | 26.208 | 26.31 | 0 | 26.058 | 196298 | 241398 | 0 | 0 | 1746 | 111279 | 152190 | 198668 | 184347 | 166463 | 0 | 227330 | 20376 | 26317 | 0 | 0 | 14 | 10831 | 13891 | 20859 | 19482 | 35076 | 0 | 25669 | 4645.152 | 5999.484 | 0 | 0 | 3.182 | 2469.248 | 3166.736 | 4755.276 | 4441.321 | 7996.397 | 0 | 5851.802 | 56619 | 6597 | 1479719 | 172515 | 39328.598 | 2020
Vintage1989 | biomass | FALSE | 23632.10426.GA.ST | 10426 | Y | . | Inland Paperboard Packaging Rome | Inland Paperboard - Rome Mill | 23632 | GA | SAT | SERC |  | 32213 | 7 | Industrial NAICS Cogen | ST | BLQ | WWW | SOCO | AM | short tons | 70477 | 67001 | 1281 | 0 | 404 | 50398 | 68696 | 70032 | 68504 | 0 | 67450 | 67627 | 7316 | 7304 | 54 | 0 | 3 | 4905 | 6270 | 7353 | 7240 | 0 | 8662 | 7636 | 12.104 | 12.12 | 12.183 | 0 | 12.183 | 12.183 | 11.946 | 12.183 | 12.183 | 0 | 12.183 | 12.183 | 853054 | 812052 | 15606 | 0 | 4922 | 613999 | 820642 | 853200 | 834584 | 0 | 821743 | 823900 | 88548 | 88528 | 663 | 0 | 39 | 59763 | 74903 | 89581 | 88199 | 0 | 105528 | 93030 | 20186.461 | 20182.013 | 151.084 | 0 | 8.971 | 13624.434 | 17075.765 | 20422.002 | 20106.946 | 0 | 24057.585 | 21208.368 | 531870 | 56743 | 6453702 | 688782 | 157023.63 | 2020
Vintage1989 | petroleum | FALSE | 23632.10426.GA.ST | 10426 | Y | . | Inland Paperboard Packaging Rome | Inland Paperboard - Rome Mill | 23632 | GA | SAT | SERC |  | 32213 | 7 | Industrial NAICS Cogen | ST | DFO | DFO | SOCO | AM | barrels | 0 | 0 | 70 | 0 | 0 | 113 | 0 | 48 | 0 | 0 | 0 | 0 | 0 | 0 | 3 | 0 | 0 | 11 | 0 | 5 | 0 | 0 | 0 | 0 | 0 | 0 | 5.733 | 0 | 0 | 5.739 | 0 | 5.739 | 0 | 0 | 0 | 0 | 0 | 0 | 401 | 0 | 0 | 649 | 0 | 275 | 0 | 0 | 0 | 0 | 0 | 0 | 17 | 0 | 0 | 63 | 0 | 29 | 0 | 0 | 0 | 0 | 0 | 0 | 3.885 | 0 | 0 | 14.39 | 0 | 6.594 | 0 | 0 | 0 | 0 | 231 | 19 | 1325 | 109 | 24.869 | 2020
Vintage1989 | natural gas steam turbine | FALSE | 23632.10426.GA.ST | 10426 | Y | . | Inland Paperboard Packaging Rome | Inland Paperboard - Rome Mill | 23632 | GA | SAT | SERC |  | 32213 | 7 | Industrial NAICS Cogen | ST | NG | NG | SOCO | AM | mcf | 89826 | 54272 | 81326 | 64822 | 90682 | 67305 | 72765 | 34987 | 49084 | 45693 | 70426 | 76305 | 9324 | 5917 | 3454 | 0 | 725 | 6551 | 6641 | 3674 | 5188 | 9629 | 9044 | 8616 | 1.023 | 1.023 | 1.023 | 1.023 | 1.023 | 1.023 | 1.023 | 1.023 | 1.023 | 1.023 | 1.023 | 1.023 | 91892 | 55520 | 83196 | 66313 | 92768 | 68853 | 74439 | 35792 | 50213 | 46744 | 72046 | 78060 | 9538 | 6053 | 3533 | 0 | 742 | 6702 | 6794 | 3758 | 5307 | 9850 | 9252 | 8814 | 2174.511 | 1379.85 | 805.415 | 0 | 169.077 | 1527.826 | 1548.903 | 856.702 | 1209.739 | 2245.437 | 2109.233 | 2009.377 | 797493 | 68763 | 815836 | 70343 | 16036.07 | 2020
Vintage1989 | other | FALSE | 23632.10426.GA.ST | 10426 | Y | . | Inland Paperboard Packaging Rome | Inland Paperboard - Rome Mill | 23632 | GA | SAT | SERC |  | 32213 | 7 | Industrial NAICS Cogen | ST | OTH | OTH | SOCO | AM |  | 632 | 259 | 0 | 0 | 0 | 0 | 0 | 0 | 356 | 446 | 498 | 615 | 66 | 28 | 0 | 0 | 0 | 0 | 0 | 0 | 38 | 94 | 64 | 69 | 5.94 | 5.94 | 0 | 0 | 0 | 0 | 0 | 0 | 5.94 | 5.94 | 5.94 | 5.94 | 3754 | 1538 | 0 | 0 | 0 | 0 | 0 | 0 | 2115 | 2649 | 2958 | 3653 | 390 | 168 | 0 | 0 | 0 | 0 | 0 | 0 | 223 | 558 | 380 | 412 | 88.836 | 38.235 | 0 | 0 | 0 | 0 | 0 | 0 | 50.946 | 127.261 | 86.603 | 94.036 | 2806 | 359 | 16667 | 2131 | 485.917 | 2020
Vintage1989 | petroleum | FALSE | 23632.10426.GA.ST | 10426 | Y | . | Inland Paperboard Packaging Rome | Inland Paperboard - Rome Mill | 23632 | GA | SAT | SERC |  | 32213 | 7 | Industrial NAICS Cogen | ST | RFO | RFO | SOCO | AM | barrels | 7785 | 5063 | 1812 | 0 | 509 | 5278 | 620 | 275 | 2124 | 5802 | 3779 | 15670 | 808 | 552 | 77 | 0 | 4 | 514 | 57 | 29 | 224 | 1223 | 485 | 1769 | 5.672 | 5.674 | 5.664 | 0 | 5.664 | 5.616 | 5.62 | 5.704 | 5.94 | 5.94 | 5.94 | 5.94 | 44157 | 28727 | 10263 | 0 | 2883 | 29641 | 3484 | 1569 | 12617 | 34464 | 22447 | 93080 | 4583 | 3132 | 436 | 0 | 23 | 2885 | 318 | 165 | 1333 | 7262 | 2883 | 10510 | 1044.91 | 713.966 | 99.356 | 0 | 5.254 | 657.73 | 72.503 | 37.546 | 303.96 | 1655.541 | 657.172 | 2396.008 | 48717 | 5742 | 283332 | 33530 | 7643.946 | 2020
Vintage1989 | biomass | FALSE | 23632.10426.GA.ST | 10426 | Y | . | Inland Paperboard Packaging Rome | Inland Paperboard - Rome Mill | 23632 | GA | SAT | SERC |  | 32213 | 7 | Industrial NAICS Cogen | ST | WDS | WWW | SOCO | AM | short tons | 47763 | 35270 | 15747 | 3348 | 5836 | 32265 | 53946 | 51200 | 51952 | 62082 | 42296 | 45188 | 4958 | 3845 | 669 | 0 | 47 | 3141 | 4924 | 5376 | 5490 | 13082 | 5432 | 5102 | 8.74 | 8.74 | 8.74 | 8.74 | 8.74 | 8.74 | 8.74 | 8.74 | 8.74 | 8.74 | 8.74 | 8.74 | 417449 | 308260 | 137629 | 29262 | 51007 | 281996 | 471488 | 447488 | 454060 | 542597 | 369667 | 394943 | 43332 | 33606 | 5844 | 0 | 408 | 27448 | 43034 | 46984 | 47985 | 114333 | 47473 | 44595 | 9878.407 | 7661.211 | 1332.367 | 0 | 92.964 | 6257.402 | 9810.629 | 10710.974 | 10939.303 | 26064.704 | 10822.474 | 10166.406 | 446893 | 52066 | 3905846 | 455042 | 103736.84 | 2020
Vintage2019 | natural gas peaker | FALSE | 22091.10427.CA.GT | 10427 | N | . | New-Indy Ontario Mill | New-Indy Ontario LLC | 22091 | CA | PACC | WECC |  | 32213 | 6 | Industrial NAICS Non-Cogen | GT | NG | NG | CISO | M | mcf | 240807 | 218323 | 239306 | 232138 | 237252 | 231148 | 238467 | 229126 | 227070 | 226565 | 237508 | 244186 | 240807 | 218323 | 239306 | 232138 | 237252 | 231148 | 238467 | 229126 | 227070 | 226565 | 237508 | 244186 | 1.046 | 1.045 | 1.04 | 1.042 | 1.033 | 1.026 | 1.024 | 1.024 | 1.036 | 1.033 | 1.043 | 1.049 | 251884 | 228148 | 248878 | 241888 | 245081 | 237158 | 244190 | 234625 | 235245 | 234042 | 247721 | 256151 | 251884 | 228148 | 248878 | 241888 | 245081 | 237158 | 244190 | 234625 | 235245 | 234042 | 247721 | 256151 | 21777 | 19540 | 21365 | 20578 | 21063 | 20231 | 21335 | 20482 | 20380 | 20316 | 21779 | 22510 | 2801896 | 2801896 | 2905011 | 2905011 | 251356 | 2020
Vintage1948 | hard coal | FALSE | 623.10430.MO.ST | 10430 | Y | . | Anheuser-Busch St Louis | Anheuser-Busch Inc | 623 | MO | WNC | SERC |  | 311 | 7 | Industrial NAICS Cogen | ST | BIT | COL | MISO | M | short tons | 0 | 0 | 0 | 0 | 0 | 0 | 0 | 0 | 0 | 0 | 0 | 0 | 0 | 0 | 0 | 0 | 0 | 0 | 0 | 0 | 0 | 0 | 0 | 0 | 0 | 0 | 0 | 0 | 0 | 0 | 0 | 0 | 0 | 0 | 0 | 0 | 0 | 0 | 0 | 0 | 0 | 0 | 0 | 0 | 0 | 0 | 0 | 0 | 0 | 0 | 0 | 0 | 0 | 0 | 0 | 0 | 0 | 0 | 0 | 0 | 0 | 0 | 0 | 0 | 0 | 0 | 0 | 0 | 0 | 0 | 0 | 0 | 0 | 0 | 0 | 0 | 0 | 2020
Vintage1948 | lignite | FALSE | 623.10430.MO.ST | 10430 | Y | . | Anheuser-Busch St Louis | Anheuser-Busch Inc | 623 | MO | WNC | SERC |  | 311 | 7 | Industrial NAICS Cogen | ST | LIG | COL | MISO | M | short tons | 0 | 0 | 0 | 0 | 0 | 0 | 0 | 0 | 0 | 0 | 0 | 0 | 0 | 0 | 0 | 0 | 0 | 0 | 0 | 0 | 0 | 0 | 0 | 0 | 0 | 0 | 0 | 0 | 0 | 0 | 0 | 0 | 0 | 0 | 0 | 0 | 0 | 0 | 0 | 0 | 0 | 0 | 0 | 0 | 0 | 0 | 0 | 0 | 0 | 0 | 0 | 0 | 0 | 0 | 0 | 0 | 0 | 0 | 0 | 0 | 0 | 0 | 0 | 0 | 0 | 0 | 0 | 0 | 0 | 0 | 0 | 0 | 0 | 0 | 0 | 0 | 0 | 2020
Vintage1948 | natural gas steam turbine | FALSE | 623.10430.MO.ST | 10430 | Y | . | Anheuser-Busch St Louis | Anheuser-Busch Inc | 623 | MO | WNC | SERC |  | 311 | 7 | Industrial NAICS Cogen | ST | NG | NG | MISO | M | mcf | 136994 | 134367 | 129380 | 114943 | 106502 | 103356 | 106411 | 107458 | 104394 | 112947 | 117966 | 146139 | 14852 | 15350 | 13386 | 11483 | 10439 | 9206 | 9404 | 9576 | 9339 | 10687 | 11378 | 15769 | 1.05 | 1.05 | 1.05 | 1.05 | 1.05 | 1.05 | 1.05 | 1.05 | 1.05 | 1.05 | 1.05 | 1.05 | 143844 | 141085 | 135849 | 120690 | 111827 | 108524 | 111732 | 112831 | 109614 | 118594 | 123864 | 153446 | 15595 | 16117 | 14055 | 12057 | 10961 | 9666 | 9874 | 10055 | 9806 | 11221 | 11947 | 16557 | 4022.268 | 4156.791 | 3624.919 | 3109.61 | 2827 | 2492.934 | 2445.579 | 2490.28 | 2428.591 | 2779.171 | 2958.872 | 4100.747 | 1420857 | 140869 | 1491900 | 147911 | 37436.762 | 2020
Vintage1948 | biomass | FALSE | 623.10430.MO.ST | 10430 | Y | . | Anheuser-Busch St Louis | Anheuser-Busch Inc | 623 | MO | WNC | SERC |  | 311 | 7 | Industrial NAICS Cogen | ST | OBG | ORW | MISO | M | Mcf | 11431 | 12726 | 11197 | 11819 | 0 | 14979 | 16515 | 15128 | 12252 | 10323 | 9852 | 10096 | 1240 | 1453 | 1159 | 1181 | 0 | 1335 | 1460 | 1348 | 1096 | 977 | 951 | 1089 | 0.75 | 0.75 | 0.75 | 0.75 | 0 | 0.75 | 0.75 | 0.75 | 0.75 | 0.75 | 0.75 | 0.75 | 8573 | 9545 | 8398 | 8864 | 0 | 11234 | 12386 | 11346 | 9189 | 7742 | 7389 | 7572 | 930 | 1090 | 869 | 886 | 0 | 1001 | 1095 | 1011 | 822 | 733 | 713 | 817 | 239.732 | 281.209 | 224.081 | 228.39 | 0 | 258.066 | 271.11 | 250.416 | 203.591 | 181.434 | 176.508 | 202.357 | 136318 | 13289 | 102238 | 9967 | 2516.894 | 2020
Vintage1948 | petroleum | FALSE | 623.10430.MO.ST | 10430 | Y | . | Anheuser-Busch St Louis | Anheuser-Busch Inc | 623 | MO | WNC | SERC |  | 311 | 7 | Industrial NAICS Cogen | ST | RFO | RFO | MISO | M | barrels | 0 | 0 | 0 | 0 | 0 | 0 | 0 | 0 | 0 | 0 | 0 | 0 | 0 | 0 | 0 | 0 | 0 | 0 | 0 | 0 | 0 | 0 | 0 | 0 | 0 | 0 | 0 | 0 | 0 | 0 | 0 | 0 | 0 | 0 | 0 | 0 | 0 | 0 | 0 | 0 | 0 | 0 | 0 | 0 | 0 | 0 | 0 | 0 | 0 | 0 | 0 | 0 | 0 | 0 | 0 | 0 | 0 | 0 | 0 | 0 | 0 | 0 | 0 | 0 | 0 | 0 | 0 | 0 | 0 | 0 | 0 | 0 | 0 | 0 | 0 | 0 | 0 | 2020
Vintage1948 | biomass | FALSE | 623.10430.MO.ST | 10430 | Y | . | Anheuser-Busch St Louis | Anheuser-Busch Inc | 623 | MO | WNC | SERC |  | 311 | 7 | Industrial NAICS Cogen | ST | WDS | WWW | MISO | M | short tons | 0 | 0 | 0 | 0 | 0 | 0 | 0 | 0 | 0 | 0 | 0 | 0 | 0 | 0 | 0 | 0 | 0 | 0 | 0 | 0 | 0 | 0 | 0 | 0 | 0 | 0 | 0 | 0 | 0 | 0 | 0 | 0 | 0 | 0 | 0 | 0 | 0 | 0 | 0 | 0 | 0 | 0 | 0 | 0 | 0 | 0 | 0 | 0 | 0 | 0 | 0 | 0 | 0 | 0 | 0 | 0 | 0 | 0 | 0 | 0 | 0 | 0 | 0 | 0 | 0 | 0 | 0 | 0 | 0 | 0 | 0 | 0 | 0 | 0 | 0 | 0 | 0 | 2020
Vintage1987 | petroleum | FALSE | 623.10431.FL.GT | 10431 | Y | . | Anheuser-Busch Jacksonville | Anheuser-Busch Inc | 623 | FL | SAT | SERC |  | 311 | 7 | Industrial NAICS Cogen | GT | DFO | DFO | JEA | A | barrels | 0 | 0 | 0 | 0 | 0 | 0 | 0 | 0 | 0 | 0 | 0 | 0 | 0 | 0 | 0 | 0 | 0 | 0 | 0 | 0 | 0 | 0 | 0 | 0 | 0 | 0 | 0 | 0 | 0 | 0 | 0 | 0 | 0 | 0 | 0 | 0 | 0 | 0 | 0 | 0 | 0 | 0 | 0 | 0 | 0 | 0 | 0 | 0 | 0 | 0 | 0 | 0 | 0 | 0 | 0 | 0 | 0 | 0 | 0 | 0 | 0 | 0 | 0 | 0 | 0 | 0 | 0 | 0 | 0 | 0 | 0 | 0 | 0 | 0 | 0 | 0 | 0 | 2020
Vintage1987 | natural gas peaker | FALSE | 623.10431.FL.GT | 10431 | Y | . | Anheuser-Busch Jacksonville | Anheuser-Busch Inc | 623 | FL | SAT | SERC |  | 311 | 7 | Industrial NAICS Cogen | GT | NG | NG | JEA | A | mcf | 62865 | 62126 | 70959 | 69703 | 70274 | 80560 | 86903 | 87573 | 78596 | 76908 | 63562 | 58050 | 20103 | 19867 | 22691 | 22290 | 22472 | 25762 | 27790 | 28005 | 25133 | 24594 | 20326 | 18564 | 1.05 | 1.05 | 1.05 | 1.05 | 1.05 | 1.05 | 1.05 | 1.05 | 1.05 | 1.05 | 1.05 | 1.05 | 66008 | 65232 | 74507 | 73188 | 73788 | 84588 | 91248 | 91952 | 82526 | 80753 | 66740 | 60953 | 21108 | 20860 | 23826 | 23404 | 23596 | 27050 | 29180 | 29405 | 26390 | 25824 | 21342 | 19492 | 5258.52 | 5196.743 | 5935.532 | 5830.53 | 5878.276 | 6738.647 | 7269.265 | 7325.311 | 6574.413 | 6433.202 | 5316.811 | 4855.75 | 868079 | 277597 | 911483 | 291477 | 72613 | 2020
Vintage2014 | other | FALSE | 9383.10434.FL.ST | 10434 | Y | . | Mosaic New Wales Operations | Mosaic Fertilizer LLC | 9383 | FL | SAT | SERC |  | 325311 | 7 | Industrial NAICS Cogen | ST | WH | OTH | TEC | M |  | 0 | 0 | 0 | 0 | 0 | 0 | 0 | 0 | 0 | 0 | 0 | 0 | 0 | 0 | 0 | 0 | 0 | 0 | 0 | 0 | 0 | 0 | 0 | 0 | 0 | 0 | 0 | 0 | 0 | 0 | 0 | 0 | 0 | 0 | 0 | 0 | 290775 | 227705 | 339379 | 343973 | 343973 | 286172 | 341615 | 323283 | 260275 | 261379 | 353705 | 352127 | 290775 | 227705 | 339379 | 343973 | 343973 | 286172 | 341615 | 323283 | 260275 | 261379 | 353705 | 352127 | 33167 | 25973 | 38711 | 39235 | 39235 | 32642 | 38966 | 36875 | 29688 | 29814 | 40345 | 40165 | 0 | 0 | 3724361 | 3724361 | 424816 | 2020
Vintage1991 | petroleum | TRUE | 49966.10435.NJ.ST | 10435 | N | . | Camden Resource Recovery Facility | Covanta Camden Energy Recovery Center | 49966 | NJ | MAT | RFC |  | 22 | 2 | NAICS-22 Non-Cogen | ST | DFO | DFO | PJM | M | barrels | 0 | 0 | 0 | 0 | 0 | 0 | 0 | 0 | 0 | 0 | 0 | 0 | 0 | 0 | 0 | 0 | 0 | 0 | 0 | 0 | 0 | 0 | 0 | 0 | 0 | 0 | 0 | 0 | 0 | 0 | 0 | 0 | 0 | 0 | 0 | 0 | 0 | 0 | 0 | 0 | 0 | 0 | 0 | 0 | 0 | 0 | 0 | 0 | 0 | 0 | 0 | 0 | 0 | 0 | 0 | 0 | 0 | 0 | 0 | 0 | 0 | 0 | 0 | 0 | 0 | 0 | 0 | 0 | 0 | 0 | 0 | 0 | 0 | 0 | 0 | 0 | 0 | 2020
Vintage1991 | municipal solid waste | TRUE | 49966.10435.NJ.ST | 10435 | N | . | Camden Resource Recovery Facility | Covanta Camden Energy Recovery Center | 49966 | NJ | MAT | RFC |  | 22 | 2 | NAICS-22 Non-Cogen | ST | MSB | MLG | PJM | M | short tons | 21168 | 18018 | 20347 | 19937 | 20154 | 19997 | 22203 | 20825 | 21137 | 19998 | 19368 | 20202 | 21168 | 18018 | 20347 | 19937 | 20154 | 19997 | 22203 | 20825 | 21137 | 19998 | 19368 | 20202 | 6.787 | 6.787 | 6.787 | 6.787 | 6.787 | 6.786 | 6.787 | 6.787 | 6.787 | 6.787 | 6.787 | 6.787 | 143667 | 122288 | 138095 | 135312 | 136785 | 135700 | 150692 | 141339 | 143457 | 135726 | 131451 | 137111 | 143667 | 122288 | 138095 | 135312 | 136785 | 135700 | 150692 | 141339 | 143457 | 135726 | 131451 | 137111 | 6600.654 | 5443.286 | 5465.773 | 5317.24 | 5532.069 | 5397.894 | 6080.398 | 5698.329 | 5806.213 | 5490.945 | 5198.046 | 6307.365 | 243354 | 243354 | 1651623 | 1651623 | 68338.212 | 2020
Vintage1991 | municipal solid waste | TRUE | 49966.10435.NJ.ST | 10435 | N | . | Camden Resource Recovery Facility | Covanta Camden Energy Recovery Center | 49966 | NJ | MAT | RFC |  | 22 | 2 | NAICS-22 Non-Cogen | ST | MSN | OTH | PJM | M | short tons | 13533 | 11519 | 13009 | 12747 | 12884 | 12783 | 14196 | 13314 | 13515 | 12785 | 12382 | 12915 | 13533 | 11519 | 13009 | 12747 | 12884 | 12783 | 14196 | 13314 | 13515 | 12785 | 12382 | 12915 | 12.975 | 12.975 | 12.974 | 12.974 | 12.975 | 12.976 | 12.974 | 12.975 | 12.974 | 12.975 | 12.975 | 12.975 | 175591 | 149459 | 168779 | 165380 | 167170 | 165872 | 184179 | 172749 | 175344 | 165885 | 160656 | 167572 | 175591 | 149459 | 168779 | 165380 | 167170 | 165872 | 184179 | 172749 | 175344 | 165885 | 160656 | 167572 | 8067.346 | 6652.714 | 6680.227 | 6498.76 | 6760.931 | 6598.106 | 7431.602 | 6964.671 | 7096.787 | 6711.055 | 6352.954 | 7708.635 | 155582 | 155582 | 2018636 | 2018636 | 83523.788 | 2020
Vintage1991 | natural gas steam turbine | TRUE | 49966.10435.NJ.ST | 10435 | N | . | Camden Resource Recovery Facility | Covanta Camden Energy Recovery Center | 49966 | NJ | MAT | RFC |  | 22 | 2 | NAICS-22 Non-Cogen | ST | NG | NG | PJM | M | mcf | 0 | 0 | 0 | 0 | 0 | 0 | 0 | 0 | 0 | 0 | 0 | 0 | 0 | 0 | 0 | 0 | 0 | 0 | 0 | 0 | 0 | 0 | 0 | 0 | 0 | 0 | 0 | 0 | 0 | 0 | 0 | 0 | 0 | 0 | 0 | 0 | 0 | 0 | 0 | 0 | 0 | 0 | 0 | 0 | 0 | 0 | 0 | 0 | 0 | 0 | 0 | 0 | 0 | 0 | 0 | 0 | 0 | 0 | 0 | 0 | 0 | 0 | 0 | 0 | 0 | 0 | 0 | 0 | 0 | 0 | 0 | 0 | 0 | 0 | 0 | 0 | 0 | 2020
Vintage1989 | natural gas peaker | FALSE | 6091.10436.TX.GT | 10436 | Y | . | ExxonMobil Baytown Refinery | Exxon Mobil Refining and Supply Co. | 6091 | TX | WSC | TRE |  | 324 | 7 | Industrial NAICS Cogen | GT | NG | NG | ERCO | A | mcf | 1109121 | 1055235 | 1028286 | 915589 | 1096127 | 1296469 | 1577358 | 1526675 | 1259783 | 1089417 | 853315 | 937818 | 379860 | 361404 | 352175 | 313577 | 375409 | 444024 | 540224 | 522867 | 431459 | 373112 | 292249 | 321191 | 1.012 | 1.012 | 1.012 | 1.012 | 1.012 | 1.012 | 1.012 | 1.012 | 1.012 | 1.012 | 1.012 | 1.012 | 1122430 | 1067898 | 1040625 | 926576 | 1109281 | 1312027 | 1596286 | 1544995 | 1274900 | 1102490 | 863555 | 949072 | 384418 | 365741 | 356401 | 317340 | 379914 | 449352 | 546707 | 529141 | 436637 | 377589 | 295756 | 325045 | 80601.58 | 76685.627 | 74727.161 | 66537.273 | 79657.285 | 94216.485 | 114629.11 | 110945.93 | 91550.443 | 79169.68 | 62011.735 | 68152.695 | 13745193 | 4707551 | 13910135 | 4764041 | 998885 | 2020
Vintage1952 | other | FALSE | 6091.10436.TX.ST | 10436 | Y | . | ExxonMobil Baytown Refinery | Exxon Mobil Refining and Supply Co. | 6091 | TX | WSC | TRE |  | 324 | 7 | Industrial NAICS Cogen | ST | WH | OTH | ERCO | A |  | 0 | 0 | 0 | 0 | 0 | 0 | 0 | 0 | 0 | 0 | 0 | 0 | 0 | 0 | 0 | 0 | 0 | 0 | 0 | 0 | 0 | 0 | 0 | 0 | 0 | 0 | 0 | 0 | 0 | 0 | 0 | 0 | 0 | 0 | 0 | 0 | 0 | 0 | 0 | 0 | 0 | 0 | 0 | 0 | 0 | 0 | 0 | 0 | 0 | 0 | 0 | 0 | 0 | 0 | 0 | 0 | 0 | 0 | 0 | 0 | 0 | 0 | 0 | 0 | 0 | 0 | 0 | 0 | 0 | 0 | 0 | 0 | 0 | 0 | 0 | 0 | 0 | 2020
Vintage2017 | solar pv | TRUE | 60246.10437.CA.PV | 10437 | N | . | Sunray 2 | Sunray Energy 2, LLC | 60246 | CA | PACC | WECC |  | 22 | 2 | NAICS-22 Non-Cogen | PV | SUN | SUN | CISO | A |  | 0 | 0 | 0 | 0 | 0 | 0 | 0 | 0 | 0 | 0 | 0 | 0 | 0 | 0 | 0 | 0 | 0 | 0 | 0 | 0 | 0 | 0 | 0 | 0 | 0 | 0 | 0 | 0 | 0 | 0 | 0 | 0 | 0 | 0 | 0 | 0 | 26395 | 35780 | 35013 | 44126 | 57750 | 57507 | 64955 | 53814 | 42254 | 39057 | 30877 | 24447 | 26395 | 35780 | 35013 | 44126 | 57750 | 57507 | 64955 | 53814 | 42254 | 39057 | 30877 | 24447 | 3010.732 | 4081.194 | 3993.695 | 5033.18 | 6587.172 | 6559.509 | 7409.074 | 6138.214 | 4819.709 | 4454.988 | 3521.995 | 2788.538 | 0 | 0 | 511975 | 511975 | 58398 | 2020
Vintage2017 | solar pv | TRUE | 60247.10438.CA.PV | 10438 | N | . | Sunray 3 | Sunray Energy 3 LLC | 60247 | CA | PACC | WECC |  | 22 | 2 | NAICS-22 Non-Cogen | PV | SUN | SUN | CISO | A |  | 0 | 0 | 0 | 0 | 0 | 0 | 0 | 0 | 0 | 0 | 0 | 0 | 0 | 0 | 0 | 0 | 0 | 0 | 0 | 0 | 0 | 0 | 0 | 0 | 0 | 0 | 0 | 0 | 0 | 0 | 0 | 0 | 0 | 0 | 0 | 0 | 15272 | 20702 | 20258 | 25531 | 33414 | 33274 | 37583 | 31137 | 24448 | 22598 | 17866 | 14145 | 15272 | 20702 | 20258 | 25531 | 33414 | 33274 | 37583 | 31137 | 24448 | 22598 | 17866 | 14145 | 1742.005 | 2361.373 | 2310.747 | 2912.191 | 3811.328 | 3795.323 | 4286.88 | 3551.562 | 2788.677 | 2577.649 | 2037.821 | 1613.444 | 0 | 0 | 296228 | 296228 | 33789 | 2020
Vintage1986 | natural gas steam turbine | TRUE | 55711.10439.CA.ST | 10439 | N | . | SEGS III | FPL Energy Operating Services Inc - SEGS | 55711 | CA | PACC | WECC |  | 22 | 2 | NAICS-22 Non-Cogen | ST | NG | NG | CISO | M | mcf | 0 | 0 | 0 | 0 | 0 | 0 | 0 | 0 | 0 | 0 | 0 | 0 | 0 | 0 | 0 | 0 | 0 | 0 | 0 | 0 | 0 | 0 | 0 | 0 | 0 | 0 | 0 | 0 | 0 | 0 | 0 | 0 | 0 | 0 | 0 | 0 | 0 | 0 | 0 | 0 | 0 | 0 | 0 | 0 | 0 | 0 | 0 | 0 | 0 | 0 | 0 | 0 | 0 | 0 | 0 | 0 | 0 | 0 | 0 | 0 | 0 | 0 | 0 | 0 | 0 | 0 | 0 | 0 | 0 | 0 | 0 | 0 | 0 | 0 | 0 | 0 | 0 | 2020
Vintage1986 | solar thermal | TRUE | 55711.10439.CA.ST | 10439 | N | . | SEGS III | FPL Energy Operating Services Inc - SEGS | 55711 | CA | PACC | WECC |  | 22 | 2 | NAICS-22 Non-Cogen | ST | SUN | SUN | CISO | M |  | 0 | 0 | 0 | 0 | 0 | 0 | 0 | 0 | 0 | 0 | 0 | 0 | 0 | 0 | 0 | 0 | 0 | 0 | 0 | 0 | 0 | 0 | 0 | 0 | 0 | 0 | 0 | 0 | 0 | 0 | 0 | 0 | 0 | 0 | 0 | 0 | 0 | 0 | 0 | 0 | 0 | 0 | 0 | 0 | 0 | 0 | 0 | 0 | 0 | 0 | 0 | 0 | 0 | 0 | 0 | 0 | 0 | 0 | 0 | 0 | 0 | 0 | 0 | 0 | 0 | 0 | 0 | 0 | 0 | 0 | 0 | 0 | 0 | 0 | 0 | 0 | 0 | 2020
Vintage1986 | natural gas steam turbine | TRUE | 55711.10440.CA.ST | 10440 | N | . | SEGS IV | FPL Energy Operating Services Inc - SEGS | 55711 | CA | PACC | WECC |  | 22 | 2 | NAICS-22 Non-Cogen | ST | NG | NG | CISO | M | mcf | 0 | 0 | 0 | 0 | 0 | 0 | 0 | 0 | 0 | 0 | 0 | 0 | 0 | 0 | 0 | 0 | 0 | 0 | 0 | 0 | 0 | 0 | 0 | 0 | 0 | 0 | 0 | 0 | 0 | 0 | 0 | 0 | 0 | 0 | 0 | 0 | 0 | 0 | 0 | 0 | 0 | 0 | 0 | 0 | 0 | 0 | 0 | 0 | 0 | 0 | 0 | 0 | 0 | 0 | 0 | 0 | 0 | 0 | 0 | 0 | 0 | 0 | 0 | 0 | 0 | 0 | 0 | 0 | 0 | 0 | 0 | 0 | 0 | 0 | 0 | 0 | 0 | 2020
Vintage1986 | solar thermal | TRUE | 55711.10440.CA.ST | 10440 | N | . | SEGS IV | FPL Energy Operating Services Inc - SEGS | 55711 | CA | PACC | WECC |  | 22 | 2 | NAICS-22 Non-Cogen | ST | SUN | SUN | CISO | M |  | 0 | 0 | 0 | 0 | 0 | 0 | 0 | 0 | 0 | 0 | 0 | 0 | 0 | 0 | 0 | 0 | 0 | 0 | 0 | 0 | 0 | 0 | 0 | 0 | 0 | 0 | 0 | 0 | 0 | 0 | 0 | 0 | 0 | 0 | 0 | 0 | 0 | 0 | 0 | 0 | 0 | 0 | 0 | 0 | 0 | 0 | 0 | 0 | 0 | 0 | 0 | 0 | 0 | 0 | 0 | 0 | 0 | 0 | 0 | 0 | 0 | 0 | 0 | 0 | 0 | 0 | 0 | 0 | 0 | 0 | 0 | 0 | 0 | 0 | 0 | 0 | 0 | 2020
Vintage1987 | natural gas steam turbine | TRUE | 55711.10441.CA.ST | 10441 | N | . | SEGS V | FPL Energy Operating Services Inc - SEGS | 55711 | CA | PACC | WECC |  | 22 | 2 | NAICS-22 Non-Cogen | ST | NG | NG | CISO | M | mcf | 0 | 0 | 0 | 0 | 0 | 0 | 0 | 0 | 0 | 0 | 0 | 0 | 0 | 0 | 0 | 0 | 0 | 0 | 0 | 0 | 0 | 0 | 0 | 0 | 0 | 0 | 0 | 0 | 0 | 0 | 0 | 0 | 0 | 0 | 0 | 0 | 0 | 0 | 0 | 0 | 0 | 0 | 0 | 0 | 0 | 0 | 0 | 0 | 0 | 0 | 0 | 0 | 0 | 0 | 0 | 0 | 0 | 0 | 0 | 0 | 0 | 0 | 0 | 0 | 0 | 0 | 0 | 0 | 0 | 0 | 0 | 0 | 0 | 0 | 0 | 0 | 0 | 2020
Vintage1987 | solar thermal | TRUE | 55711.10441.CA.ST | 10441 | N | . | SEGS V | FPL Energy Operating Services Inc - SEGS | 55711 | CA | PACC | WECC |  | 22 | 2 | NAICS-22 Non-Cogen | ST | SUN | SUN | CISO | M |  | 0 | 0 | 0 | 0 | 0 | 0 | 0 | 0 | 0 | 0 | 0 | 0 | 0 | 0 | 0 | 0 | 0 | 0 | 0 | 0 | 0 | 0 | 0 | 0 | 0 | 0 | 0 | 0 | 0 | 0 | 0 | 0 | 0 | 0 | 0 | 0 | 0 | 0 | 0 | 0 | 0 | 0 | 0 | 0 | 0 | 0 | 0 | 0 | 0 | 0 | 0 | 0 | 0 | 0 | 0 | 0 | 0 | 0 | 0 | 0 | 0 | 0 | 0 | 0 | 0 | 0 | 0 | 0 | 0 | 0 | 0 | 0 | 0 | 0 | 0 | 0 | 0 | 2020
Vintage1988 | natural gas steam turbine | TRUE | 55711.10442.CA.ST | 10442 | N | . | SEGS VI | FPL Energy Operating Services Inc - SEGS | 55711 | CA | PACC | WECC |  | 22 | 2 | NAICS-22 Non-Cogen | ST | NG | NG | CISO | M | mcf | 0 | 0 | 0 | 0 | 0 | 0 | 0 | 0 | 0 | 0 | 0 | 0 | 0 | 0 | 0 | 0 | 0 | 0 | 0 | 0 | 0 | 0 | 0 | 0 | 0 | 0 | 0 | 0 | 0 | 0 | 0 | 0 | 0 | 0 | 0 | 0 | 0 | 0 | 0 | 0 | 0 | 0 | 0 | 0 | 0 | 0 | 0 | 0 | 0 | 0 | 0 | 0 | 0 | 0 | 0 | 0 | 0 | 0 | 0 | 0 | 0 | 0 | 0 | 0 | 0 | 0 | 0 | 0 | 0 | 0 | 0 | 0 | 0 | 0 | 0 | 0 | 0 | 2020
Vintage1988 | solar thermal | TRUE | 55711.10442.CA.ST | 10442 | N | . | SEGS VI | FPL Energy Operating Services Inc - SEGS | 55711 | CA | PACC | WECC |  | 22 | 2 | NAICS-22 Non-Cogen | ST | SUN | SUN | CISO | M |  | 0 | 0 | 0 | 0 | 0 | 0 | 0 | 0 | 0 | 0 | 0 | 0 | 0 | 0 | 0 | 0 | 0 | 0 | 0 | 0 | 0 | 0 | 0 | 0 | 0 | 0 | 0 | 0 | 0 | 0 | 0 | 0 | 0 | 0 | 0 | 0 | 0 | 0 | 0 | 0 | 0 | 0 | 0 | 0 | 0 | 0 | 0 | 0 | 0 | 0 | 0 | 0 | 0 | 0 | 0 | 0 | 0 | 0 | 0 | 0 | 0 | 0 | 0 | 0 | 0 | 0 | 0 | 0 | 0 | 0 | 0 | 0 | 0 | 0 | 0 | 0 | 0 | 2020
Vintage1988 | natural gas steam turbine | TRUE | 55711.10443.CA.ST | 10443 | N | . | SEGS VII | FPL Energy Operating Services Inc - SEGS | 55711 | CA | PACC | WECC |  | 22 | 2 | NAICS-22 Non-Cogen | ST | NG | NG | CISO | M | mcf | 0 | 0 | 0 | 0 | 0 | 0 | 0 | 0 | 0 | 0 | 0 | 0 | 0 | 0 | 0 | 0 | 0 | 0 | 0 | 0 | 0 | 0 | 0 | 0 | 0 | 0 | 0 | 0 | 0 | 0 | 0 | 0 | 0 | 0 | 0 | 0 | 0 | 0 | 0 | 0 | 0 | 0 | 0 | 0 | 0 | 0 | 0 | 0 | 0 | 0 | 0 | 0 | 0 | 0 | 0 | 0 | 0 | 0 | 0 | 0 | 0 | 0 | 0 | 0 | 0 | 0 | 0 | 0 | 0 | 0 | 0 | 0 | 0 | 0 | 0 | 0 | 0 | 2020
Vintage1988 | solar thermal | TRUE | 55711.10443.CA.ST | 10443 | N | . | SEGS VII | FPL Energy Operating Services Inc - SEGS | 55711 | CA | PACC | WECC |  | 22 | 2 | NAICS-22 Non-Cogen | ST | SUN | SUN | CISO | M |  | 0 | 0 | 0 | 0 | 0 | 0 | 0 | 0 | 0 | 0 | 0 | 0 | 0 | 0 | 0 | 0 | 0 | 0 | 0 | 0 | 0 | 0 | 0 | 0 | 0 | 0 | 0 | 0 | 0 | 0 | 0 | 0 | 0 | 0 | 0 | 0 | 0 | 0 | 0 | 0 | 0 | 0 | 0 | 0 | 0 | 0 | 0 | 0 | 0 | 0 | 0 | 0 | 0 | 0 | 0 | 0 | 0 | 0 | 0 | 0 | 0 | 0 | 0 | 0 | 0 | 0 | 0 | 0 | 0 | 0 | 0 | 0 | 0 | 0 | 0 | 0 | 0 | 2020
Vintage1989 | natural gas steam turbine | TRUE | 61950.10444.CA.ST | 10444 | N | . | SEGS VIII | Terra-Gen Operating Co-Solar | 61950 | CA | PACC | WECC |  | 22 | 2 | NAICS-22 Non-Cogen | ST | NG | NG | CISO | M | mcf | 5548 | 0 | 0 | 0 | 0 | 0 | 0 | 0 | 0 | 0 | 0 | 0 | 5548 | 0 | 0 | 0 | 0 | 0 | 0 | 0 | 0 | 0 | 0 | 0 | 1.025 | 0 | 0 | 0 | 0 | 0 | 0 | 0 | 0 | 0 | 0 | 0 | 5687 | 0 | 0 | 0 | 0 | 0 | 0 | 0 | 0 | 0 | 0 | 0 | 5687 | 0 | 0 | 0 | 0 | 0 | 0 | 0 | 0 | 0 | 0 | 0 | 342 | 0 | 0 | 0 | 0 | 0 | 0 | 0 | 0 | 0 | 0 | 0 | 5548 | 5548 | 5687 | 5687 | 342 | 2020
Vintage1989 | solar thermal | TRUE | 61950.10444.CA.ST | 10444 | N | . | SEGS VIII | Terra-Gen Operating Co-Solar | 61950 | CA | PACC | WECC |  | 22 | 2 | NAICS-22 Non-Cogen | ST | SUN | SUN | CISO | M |  | 0 | 0 | 0 | 0 | 0 | 0 | 0 | 0 | 0 | 0 | 0 | 0 | 0 | 0 | 0 | 0 | 0 | 0 | 0 | 0 | 0 | 0 | 0 | 0 | 0 | 0 | 0 | 0 | 0 | 0 | 0 | 0 | 0 | 0 | 0 | 0 | 2113 | 55627 | 60299 | 101005 | 149512 | 117609 | 188920 | 135608 | 76106 | 67085 | 32727 | 17709 | 2113 | 55627 | 60299 | 101005 | 149512 | 117609 | 188920 | 135608 | 76106 | 67085 | 32727 | 17709 | 241 | 6345 | 6878 | 11521 | 17054 | 13415 | 21549 | 15468 | 8681 | 7652 | 3733 | 2020 | 0 | 0 | 1004320 | 1004320 | 114557 | 2020
Vintage1990 | natural gas steam turbine | TRUE | 61950.10446.CA.ST | 10446 | N | . | SEGS IX | Terra-Gen Operating Co-Solar | 61950 | CA | PACC | WECC |  | 22 | 2 | NAICS-22 Non-Cogen | ST | NG | NG | CISO | M | mcf | 5100 | 0 | 0 | 0 | 2036 | 63791 | 37956 | 92641 | 108572 | 0 | 0 | 0 | 5100 | 0 | 0 | 0 | 2036 | 63791 | 37956 | 92641 | 108572 | 0 | 0 | 0 | 1.025 | 0 | 0 | 0 | 1.03 | 1.019 | 1.019 | 1.016 | 1.019 | 0 | 0 | 0 | 5228 | 0 | 0 | 0 | 2097 | 65003 | 38677 | 94123 | 110635 | 0 | 0 | 0 | 5228 | 0 | 0 | 0 | 2097 | 65003 | 38677 | 94123 | 110635 | 0 | 0 | 0 | 321 | 0 | 0 | 0 | 136 | 4892 | 2984 | 6991 | 8105 | 0 | 0 | 0 | 310096 | 310096 | 315763 | 315763 | 23429 | 2020
Vintage1990 | solar thermal | TRUE | 61950.10446.CA.ST | 10446 | N | . | SEGS IX | Terra-Gen Operating Co-Solar | 61950 | CA | PACC | WECC |  | 22 | 2 | NAICS-22 Non-Cogen | ST | SUN | SUN | CISO | M |  | 0 | 0 | 0 | 0 | 0 | 0 | 0 | 0 | 0 | 0 | 0 | 0 | 0 | 0 | 0 | 0 | 0 | 0 | 0 | 0 | 0 | 0 | 0 | 0 | 0 | 0 | 0 | 0 | 0 | 0 | 0 | 0 | 0 | 0 | 0 | 0 | 2130 | 51585 | 66051 | 106019 | 168283 | 150941 | 191007 | 130584 | 72924 | 72705 | 36523 | 21216 | 2130 | 51585 | 66051 | 106019 | 168283 | 150941 | 191007 | 130584 | 72924 | 72705 | 36523 | 21216 | 243 | 5884 | 7534 | 12093 | 19195 | 17217 | 21787 | 14895 | 8318 | 8293 | 4166 | 2420 | 0 | 0 | 1069968 | 1069968 | 122045 | 2020
Vintage1986 | hydro | TRUE | 58149.10453.WI.HY | 10453 | N | . | LAC Courte Oreilles Hydroelect | Renewable World Energies LLC | 58149 | WI | ENC | MRO |  | 22 | 2 | NAICS-22 Non-Cogen | HY | WAT | HYC | MISO | A |  | 0 | 0 | 0 | 0 | 0 | 0 | 0 | 0 | 0 | 0 | 0 | 0 | 0 | 0 | 0 | 0 | 0 | 0 | 0 | 0 | 0 | 0 | 0 | 0 | 0 | 0 | 0 | 0 | 0 | 0 | 0 | 0 | 0 | 0 | 0 | 0 | 9869 | 8750 | 9679 | 9377 | 9873 | 9635 | 9568 | 9027 | 9539 | 9514 | 10038 | 10751 | 9869 | 8750 | 9679 | 9377 | 9873 | 9635 | 9568 | 9027 | 9539 | 9514 | 10038 | 10751 | 1125.675 | 998.066 | 1104.083 | 1069.541 | 1126.132 | 1099.031 | 1091.405 | 1029.669 | 1088.006 | 1085.158 | 1144.965 | 1226.269 | 0 | 0 | 115620 | 115620 | 13188 | 2020
Vintage1988 | hydro | TRUE | 63235.10458.CA.HY | 10458 | N | . | Muck Valley Hydroelectric | Brookfield Renewable Trading and Marketing LP | 63235 | CA | PACC | WECC |  | 22 | 2 | NAICS-22 Non-Cogen | HY | WAT | HYC | CISO | A |  | 0 | 0 | 0 | 0 | 0 | 0 | 0 | 0 | 0 | 0 | 0 | 0 | 0 | 0 | 0 | 0 | 0 | 0 | 0 | 0 | 0 | 0 | 0 | 0 | 0 | 0 | 0 | 0 | 0 | 0 | 0 | 0 | 0 | 0 | 0 | 0 | 12092 | 9021 | 9551 | 14020 | 19201 | 17941 | 18969 | 19114 | 13312 | 10948 | 8280 | 6821 | 12092 | 9021 | 9551 | 14020 | 19201 | 17941 | 18969 | 19114 | 13312 | 10948 | 8280 | 6821 | 1379.27 | 1029.015 | 1089.401 | 1599.131 | 2190.199 | 2046.443 | 2163.671 | 2180.232 | 1518.451 | 1248.751 | 944.452 | 777.984 | 0 | 0 | 159270 | 159270 | 18167 | 2020
Vintage1989 | hard coal | TRUE | 1746.10464.NY.ST | 10464 | N | . | ReEnergy Black River | Black River Generation LLC | 1746 | NY | MAT | NPCC |  | 22 | 2 | NAICS-22 Non-Cogen | ST | BIT | COL | NYIS | M | short tons | . | 0 | . | . | . | 0 | 0 | 0 | 0 | . | . | 0 | . | 0 | . | . | . | 0 | 0 | 0 | 0 | . | . | 0 | . | 0 | . | . | . | 0 | 0 | 0 | 0 | . | . | 0 | . | 0 | . | . | . | 0 | 0 | 0 | 0 | . | . | 0 | . | 0 | . | . | . | 0 | 0 | 0 | 0 | . | . | 0 | . | 0 | . | . | . | 0 | 0 | 0 | 0 | . | . | 0 | 0 | 0 | 0 | 0 | 0 | 2020
Vintage1989 | petroleum | TRUE | 1746.10464.NY.ST | 10464 | N | . | ReEnergy Black River | Black River Generation LLC | 1746 | NY | MAT | NPCC |  | 22 | 2 | NAICS-22 Non-Cogen | ST | DFO | DFO | NYIS | M | barrels | 44 | 87 | 160 | 339 | 164 | 154 | 50 | 65 | 107 | 144 | 230 | 12 | 44 | 87 | 160 | 339 | 164 | 154 | 50 | 65 | 107 | 144 | 230 | 12 | 5.796 | 5.796 | 5.796 | 5.796 | 5.796 | 5.796 | 5.796 | 5.796 | 5.796 | 5.796 | 5.796 | 5.796 | 255 | 504 | 927 | 1965 | 951 | 893 | 290 | 377 | 620 | 835 | 1333 | 70 | 255 | 504 | 927 | 1965 | 951 | 893 | 290 | 377 | 620 | 835 | 1333 | 70 | 11.761 | 25.152 | 46.46 | 97.19 | 50.507 | 49.82 | 16.885 | 21.173 | 35.552 | 48.432 | 73.138 | 3.964 | 1556 | 1556 | 9020 | 9020 | 480.034 | 2020
Vintage1989 | petroleum | TRUE | 1746.10464.NY.ST | 10464 | N | . | ReEnergy Black River | Black River Generation LLC | 1746 | NY | MAT | NPCC |  | 22 | 2 | NAICS-22 Non-Cogen | ST | JF | WOO | NYIS | M | barrels | 0 | 0 | 0 | 0 | 0 | 0 | 0 | 0 | 0 | 0 | 0 | 0 | 0 | 0 | 0 | 0 | 0 | 0 | 0 | 0 | 0 | 0 | 0 | 0 | 0 | 0 | 0 | 0 | 0 | 0 | 0 | 0 | 0 | 0 | 0 | 0 | 0 | 0 | 0 | 0 | 0 | 0 | 0 | 0 | 0 | 0 | 0 | 0 | 0 | 0 | 0 | 0 | 0 | 0 | 0 | 0 | 0 | 0 | 0 | 0 | 0 | 0 | 0 | 0 | 0 | 0 | 0 | 0 | 0 | 0 | 0 | 0 | 0 | 0 | 0 | 0 | 0 | 2020
Vintage1989 | petroleum | TRUE | 1746.10464.NY.ST | 10464 | N | . | ReEnergy Black River | Black River Generation LLC | 1746 | NY | MAT | NPCC |  | 22 | 2 | NAICS-22 Non-Cogen | ST | PC | PC | NYIS | M | short tons | . | 0 | . | . | . | 0 | 0 | 0 | 0 | . | . | 0 | . | 0 | . | . | . | 0 | 0 | 0 | 0 | . | . | 0 | . | 0 | . | . | . | 0 | 0 | 0 | 0 | . | . | 0 | . | 0 | . | . | . | 0 | 0 | 0 | 0 | . | . | 0 | . | 0 | . | . | . | 0 | 0 | 0 | 0 | . | . | 0 | . | 0 | . | . | . | 0 | 0 | 0 | 0 | . | . | 0 | 0 | 0 | 0 | 0 | 0 | 2020
Vintage1989 | other | TRUE | 1746.10464.NY.ST | 10464 | N | . | ReEnergy Black River | Black River Generation LLC | 1746 | NY | MAT | NPCC |  | 22 | 2 | NAICS-22 Non-Cogen | ST | TDF | OTH | NYIS | M | short tons | 504 | 693 | 669 | 588 | 204 | 390 | 105 | 186 | 345 | 255 | 123 | 264 | 504 | 693 | 669 | 588 | 204 | 390 | 105 | 186 | 345 | 255 | 123 | 264 | 26.55 | 26.55 | 26.55 | 26.55 | 26.55 | 26.55 | 26.55 | 26.55 | 26.55 | 26.55 | 26.55 | 26.55 | 13381 | 18399 | 17762 | 15611 | 5416 | 10355 | 2788 | 4938 | 9160 | 6770 | 3266 | 7009 | 13381 | 18399 | 17762 | 15611 | 5416 | 10355 | 2788 | 4938 | 9160 | 6770 | 3266 | 7009 | 617.099 | 917.758 | 889.863 | 772.208 | 287.789 | 577.944 | 162.429 | 277.542 | 525.086 | 392.869 | 179.167 | 399.469 | 4326 | 4326 | 114855 | 114855 | 5999.223 | 2020
Vintage1989 | biomass | TRUE | 1746.10464.NY.ST | 10464 | N | . | ReEnergy Black River | Black River Generation LLC | 1746 | NY | MAT | NPCC |  | 22 | 2 | NAICS-22 Non-Cogen | ST | WDS | WWW | NYIS | M | short tons | 42945 | 44772 | 46851 | 41010 | 47754 | 42726 | 49641 | 48633 | 46203 | 45399 | 41088 | 51582 | 42945 | 44772 | 46851 | 41010 | 47754 | 42726 | 49641 | 48633 | 46203 | 45399 | 41088 | 51582 | 10.5 | 10.5 | 10.5 | 10.5 | 10.5 | 10.5 | 10.5 | 10.5 | 10.5 | 10.5 | 10.5 | 10.5 | 450923 | 470106 | 491936 | 430605 | 501417 | 448623 | 521231 | 510647 | 485132 | 476690 | 431424 | 541611 | 450923 | 470106 | 491936 | 430605 | 501417 | 448623 | 521231 | 510647 | 485132 | 476690 | 431424 | 541611 | 20795.14 | 23449.09 | 24645.677 | 21299.602 | 26642.704 | 25040.236 | 30369.686 | 28699.285 | 27810.362 | 27661.699 | 23669.695 | 30867.567 | 548604 | 548604 | 5760345 | 5760345 | 310950.74 | 2020
Vintage1995 | other | FALSE | 55965.10466.WI.ST | 10466 | Y | . | Wisconsin Rapids Paper Mill | Verso Corporation | 55965 | WI | ENC | MRO |  | 322122 | 7 | Industrial NAICS Cogen | ST | PUR | OTH | MISO | A |  | 0 | 0 | 0 | 0 | 0 | 0 | 0 | 0 | 0 | 0 | 0 | 0 | 0 | 0 | 0 | 0 | 0 | 0 | 0 | 0 | 0 | 0 | 0 | 0 | 0 | 0 | 0 | 0 | 0 | 0 | 0 | 0 | 0 | 0 | 0 | 0 | 4397 | 3971 | 4244 | 4363 | 4686 | 4351 | 4670 | 4951 | 4528 | 4805 | 4728 | 5325 | 4397 | 3971 | 4244 | 4363 | 4686 | 4351 | 4670 | 4951 | 4528 | 4805 | 4728 | 5325 | 501.537 | 452.981 | 484.066 | 497.673 | 534.553 | 496.347 | 532.685 | 564.753 | 516.475 | 548.066 | 539.326 | 607.438 | 0 | 0 | 55019 | 55019 | 6275.9 | 2020
Vintage1987 | hydro | TRUE | 55754.10467.NY.HY | 10467 | N | . | Fourth Branch Hydroelectric Facility | Boralex Hydro Operations Inc | 55754 | NY | MAT | NPCC |  | 22 | 2 | NAICS-22 Non-Cogen | HY | WAT | HYC | NYIS | A |  | 0 | 0 | 0 | 0 | 0 | 0 | 0 | 0 | 0 | 0 | 0 | 0 | 0 | 0 | 0 | 0 | 0 | 0 | 0 | 0 | 0 | 0 | 0 | 0 | 0 | 0 | 0 | 0 | 0 | 0 | 0 | 0 | 0 | 0 | 0 | 0 | 8722 | 8139 | 8643 | 8476 | 8853 | 8283 | 8692 | 8524 | 8096 | 8136 | 8047 | 8500 | 8722 | 8139 | 8643 | 8476 | 8853 | 8283 | 8692 | 8524 | 8096 | 8136 | 8047 | 8500 | 994.854 | 928.316 | 985.87 | 966.772 | 1009.847 | 944.75 | 991.389 | 972.244 | 923.502 | 928.062 | 917.833 | 969.561 | 0 | 0 | 101111 | 101111 | 11533 | 2020
Vintage0 | biomass | FALSE | 11217.10472.CA.IC | 10472 | N | . | Puente Hills Energy Recovery | Los Angeles County Sanitation | 11217 | CA | PACC | WECC |  | 562212 | 4 | Commercial NAICS Non-Cogen | IC | LFG | MLG | CISO | M | mcf | 0 | 0 | 0 | 0 | 0 | 0 | 0 | 0 | 0 | 0 | 0 | 0 | 0 | 0 | 0 | 0 | 0 | 0 | 0 | 0 | 0 | 0 | 0 | 0 | 0 | 0 | 0 | 0 | 0 | 0 | 0 | 0 | 0 | 0 | 0 | 0 | 0 | 0 | 0 | 0 | 0 | 0 | 0 | 0 | 0 | 0 | 0 | 0 | 0 | 0 | 0 | 0 | 0 | 0 | 0 | 0 | 0 | 0 | 0 | 0 | 0 | 0 | 0 | 0 | 0 | 0 | 0 | 0 | 0 | 0 | 0 | 0 | 0 | 0 | 0 | 0 | 0 | 2020
Vintage1986 | biomass | FALSE | 11217.10472.CA.ST | 10472 | N | . | Puente Hills Energy Recovery | Los Angeles County Sanitation | 11217 | CA | PACC | WECC |  | 562212 | 4 | Commercial NAICS Non-Cogen | ST | LFG | MLG | CISO | M | mcf | 649132 | 624736 | 683043 | 643954 | 701099 | 635060 | 698164 | 692590 | 674434 | 550000 | 667110 | 639660 | 649132 | 624736 | 683043 | 643954 | 701099 | 635060 | 698164 | 692590 | 674434 | 550000 | 667110 | 639660 | 0.334 | 0.339 | 0.332 | 0.33 | 0.319 | 0.328 | 0.32 | 0.315 | 0.315 | 0.304 | 0.312 | 0.311 | 216810 | 211786 | 226770 | 212505 | 223651 | 208300 | 223412 | 218166 | 212447 | 167200 | 208138 | 198934 | 216810 | 211786 | 226770 | 212505 | 223651 | 208300 | 223412 | 218166 | 212447 | 167200 | 208138 | 198934 | 18159 | 17645 | 18705 | 17488 | 18387 | 15933 | 18078 | 18060 | 17362 | 13402 | 16713 | 16092 | 7858982 | 7858982 | 2528119 | 2528119 | 206024 | 2020
Vintage1986 | natural gas steam turbine | FALSE | 11217.10472.CA.ST | 10472 | N | . | Puente Hills Energy Recovery | Los Angeles County Sanitation | 11217 | CA | PACC | WECC |  | 562212 | 4 | Commercial NAICS Non-Cogen | ST | NG | NG | CISO | M | mcf | 0 | 0 | 0 | 0 | 0 | 0 | 0 | 0 | 0 | 0 | 0 | 0 | 0 | 0 | 0 | 0 | 0 | 0 | 0 | 0 | 0 | 0 | 0 | 0 | 0 | 0 | 0 | 0 | 0 | 0 | 0 | 0 | 0 | 0 | 0 | 0 | 0 | 0 | 0 | 0 | 0 | 0 | 0 | 0 | 0 | 0 | 0 | 0 | 0 | 0 | 0 | 0 | 0 | 0 | 0 | 0 | 0 | 0 | 0 | 0 | 0 | 0 | 0 | 0 | 0 | 0 | 0 | 0 | 0 | 0 | 0 | 0 | 0 | 0 | 0 | 0 | 0 | 2020
Vintage1981 | other | FALSE | 56150.10475.IN.OT | 10475 | N | . | Expander Turbine | ArcelorMittal USA Inc | 56150 | IN | ENC | RFC |  | 3311 | 6 | Industrial NAICS Non-Cogen | OT | BFG | OOG | MISO | M | mcf | 0 | 0 | 0 | 0 | 0 | 0 | 0 | 0 | 0 | 0 | 0 | 0 | 0 | 0 | 0 | 0 | 0 | 0 | 0 | 0 | 0 | 0 | 0 | 0 | 0 | 0 | 0 | 0 | 0 | 0 | 0 | 0 | 0 | 0 | 0 | 0 | 0 | 0 | 0 | 0 | 0 | 0 | 0 | 0 | 0 | 0 | 0 | 0 | 0 | 0 | 0 | 0 | 0 | 0 | 0 | 0 | 0 | 0 | 0 | 0 | 8953 | 6183 | 11012 | 5933 | 7100 | 7274 | 7115 | 8813 | 5437 | 6568 | 6720 | 1689 | 0 | 0 | 0 | 0 | 82797 | 2020
Vintage1991 | biomass | FALSE | 55965.10477.WI.ST | 10477 | Y | . | Wisconsin Rapids Pulp Mill | Verso Corporation | 55965 | WI | ENC | MRO |  | 322122 | 7 | Industrial NAICS Cogen | ST | BLQ | WWW | MISO | AM | short tons | 57003 | 57615 | 57650 | 43021 | 54754 | 54702 | 47228 | 0 | 0 | 0 | 0 | 0 | 5840 | 6749 | 5189 | 7074 | 5950 | 5589 | 4580 | 0 | 0 | 0 | 0 | 0 | 10.528 | 10.496 | 10.501 | 10.472 | 10.428 | 10.455 | 10.531 | 0 | 0 | 0 | 0 | 0 | 600128 | 604727 | 605383 | 450516 | 570975 | 571909 | 497358 | 0 | 0 | 0 | 0 | 0 | 61488 | 70833 | 54492 | 74081 | 62049 | 58434 | 48237 | 0 | 0 | 0 | 0 | 0 | 11940.923 | 13755.768 | 10582.326 | 14386.479 | 12049.822 | 11347.9 | 9367.582 | 0 | 0 | 0 | 0 | 0 | 371973 | 40971 | 3900996 | 429614 | 83430.8 | 2020
Vintage1991 | natural gas steam turbine | FALSE | 55965.10477.WI.ST | 10477 | Y | . | Wisconsin Rapids Pulp Mill | Verso Corporation | 55965 | WI | ENC | MRO |  | 322122 | 7 | Industrial NAICS Cogen | ST | NG | NG | MISO | AM | mcf | 237845 | 231082 | 211855 | 181606 | 118417 | 96109 | 51915 | 129028 | 107921 | 138698 | 144887 | 166690 | 24370 | 27067 | 19069 | 29862 | 12868 | 9820 | 5035 | 0 | 0 | 0 | 0 | 0 | 1.039 | 1.039 | 1.039 | 1.039 | 1.039 | 1.039 | 1.039 | 1.039 | 1.039 | 1.039 | 1.039 | 1.039 | 247121 | 240094 | 220117 | 188689 | 123035 | 99857 | 53940 | 134060 | 112130 | 144107 | 150538 | 173191 | 25320 | 28123 | 19813 | 31027 | 13370 | 10203 | 5231 | 0 | 0 | 0 | 0 | 0 | 4917.042 | 5461.44 | 3847.737 | 6025.459 | 2596.53 | 1981.38 | 1015.937 | 0 | 0 | 0 | 0 | 0 | 1816053 | 128091 | 1886879 | 133087 | 25845.525 | 2020
Vintage1991 | hard coal | FALSE | 55965.10477.WI.ST | 10477 | Y | . | Wisconsin Rapids Pulp Mill | Verso Corporation | 55965 | WI | ENC | MRO |  | 322122 | 7 | Industrial NAICS Cogen | ST | SUB | COL | MISO | AM | short tons | 17710 | 15358 | 16926 | 11948 | 10912 | 11002 | 10292 | 0 | 0 | 0 | 0 | 0 | 1815 | 1799 | 1524 | 1965 | 1186 | 1124 | 998 | 0 | 0 | 0 | 0 | 0 | 17.14 | 17.18 | 17.24 | 17.24 | 17.85 | 17.96 | 17.51 | 0 | 0 | 0 | 0 | 0 | 303549 | 263850 | 291804 | 205984 | 194779 | 197596 | 180213 | 0 | 0 | 0 | 0 | 0 | 31101 | 30906 | 26266 | 33871 | 21167 | 20189 | 17478 | 0 | 0 | 0 | 0 | 0 | 6039.816 | 6001.825 | 5100.852 | 6577.743 | 4110.61 | 3920.724 | 3394.254 | 0 | 0 | 0 | 0 | 0 | 94148 | 10411 | 1637775 | 180978 | 35145.824 | 2020
Vintage1991 | biomass | FALSE | 55965.10477.WI.ST | 10477 | Y | . | Wisconsin Rapids Pulp Mill | Verso Corporation | 55965 | WI | ENC | MRO |  | 322122 | 7 | Industrial NAICS Cogen | ST | WDS | WWW | MISO | AM | short tons | 15408 | 14413 | 14774 | 12099 | 14025 | 12924 | 14211 | 0 | 0 | 0 | 0 | 0 | 1579 | 1688 | 1330 | 1990 | 1524 | 1321 | 1378 | 0 | 0 | 0 | 0 | 0 | 8.882 | 8.882 | 8.882 | 8.882 | 8.882 | 8.882 | 8.882 | 0 | 0 | 0 | 0 | 0 | 136854 | 128016 | 131223 | 107463 | 124570 | 114791 | 126222 | 0 | 0 | 0 | 0 | 0 | 14022 | 14995 | 11812 | 17671 | 13537 | 11729 | 12242 | 0 | 0 | 0 | 0 | 0 | 2723.023 | 2911.995 | 2293.823 | 3431.663 | 2628.92 | 2277.697 | 2377.354 | 0 | 0 | 0 | 0 | 0 | 97854 | 10810 | 869139 | 96008 | 18644.475 | 2020
Vintage1990 | geothermal | TRUE | 34691.10479.CA.BT | 10479 | N | . | Mammoth G3 | Ormat Nevada Inc | 34691 | CA | PACC | WECC |  | 22 | 2 | NAICS-22 Non-Cogen | BT | GEO | GEO | CISO | A |  | 0 | 0 | 0 | 0 | 0 | 0 | 0 | 0 | 0 | 0 | 0 | 0 | 0 | 0 | 0 | 0 | 0 | 0 | 0 | 0 | 0 | 0 | 0 | 0 | 0 | 0 | 0 | 0 | 0 | 0 | 0 | 0 | 0 | 0 | 0 | 0 | 59866 | 65621 | 83258 | 80007 | 79265 | 73827 | 79791 | 80063 | 75150 | 72188 | 79433 | 77775 | 59866 | 65621 | 83258 | 80007 | 79265 | 73827 | 79791 | 80063 | 75150 | 72188 | 79433 | 77775 | 6828.615 | 7485.023 | 9496.799 | 9125.917 | 9041.241 | 8420.984 | 9101.252 | 9132.347 | 8571.934 | 8234.064 | 9060.504 | 8871.32 | 0 | 0 | 906244 | 906244 | 103370 | 2020
Vintage1984 | geothermal | TRUE | 34691.10480.CA.BT | 10480 | N | . | Mammoth G1 | Ormat Nevada Inc | 34691 | CA | PACC | WECC |  | 22 | 2 | NAICS-22 Non-Cogen | BT | GEO | GEO | CISO | A |  | 0 | 0 | 0 | 0 | 0 | 0 | 0 | 0 | 0 | 0 | 0 | 0 | 0 | 0 | 0 | 0 | 0 | 0 | 0 | 0 | 0 | 0 | 0 | 0 | 0 | 0 | 0 | 0 | 0 | 0 | 0 | 0 | 0 | 0 | 0 | 0 | 33860 | 37115 | 47090 | 45251 | 44831 | 41756 | 45129 | 45283 | 42504 | 40829 | 44927 | 43989 | 33860 | 37115 | 47090 | 45251 | 44831 | 41756 | 45129 | 45283 | 42504 | 40829 | 44927 | 43989 | 3862.195 | 4233.451 | 5371.291 | 5161.524 | 5113.632 | 4762.821 | 5147.573 | 5165.161 | 4848.197 | 4657.101 | 5124.527 | 5017.527 | 0 | 0 | 512564 | 512564 | 58465 | 2020
Vintage1990 | geothermal | TRUE | 34691.10481.CA.BT | 10481 | N | . | Mammoth G2 | Ormat Nevada Inc | 34691 | CA | PACC | WECC |  | 22 | 2 | NAICS-22 Non-Cogen | BT | GEO | GEO | CISO | A |  | 0 | 0 | 0 | 0 | 0 | 0 | 0 | 0 | 0 | 0 | 0 | 0 | 0 | 0 | 0 | 0 | 0 | 0 | 0 | 0 | 0 | 0 | 0 | 0 | 0 | 0 | 0 | 0 | 0 | 0 | 0 | 0 | 0 | 0 | 0 | 0 | 43404 | 47576 | 60364 | 58006 | 57468 | 53526 | 57850 | 58047 | 54485 | 52338 | 57591 | 56388 | 43404 | 47576 | 60364 | 58006 | 57468 | 53526 | 57850 | 58047 | 54485 | 52338 | 57591 | 56388 | 4950.863 | 5426.768 | 6885.34 | 6616.444 | 6555.053 | 6105.356 | 6598.561 | 6621.106 | 6214.797 | 5969.836 | 6569.019 | 6431.857 | 0 | 0 | 657043 | 657043 | 74945 | 2020
Vintage2015 | biomass | FALSE | 1991.10486.MN.ST | 10486 | Y | . | Boise Cascade International Falls | Boise White Paper LLC | 1991 | MN | WNC | MRO |  | 322 | 7 | Industrial NAICS Cogen | ST | BLQ | WWW | MISO | M | short tons | 47251 | 45415 | 48743 | 46127 | 46611 | 44600 | 46668 | 45479 | 44336 | 27057 | 45826 | 46716 | 6302 | 6065 | 6457 | 5998 | 5979 | 5716 | 5882 | 5880 | 5760 | 2912 | 6136 | 6277 | 11.93 | 11.93 | 11.93 | 11.93 | 11.93 | 11.93 | 11.93 | 11.93 | 11.93 | 11.93 | 11.93 | 11.93 | 563704 | 541801 | 581504 | 550295 | 556069 | 532078 | 556749 | 542564 | 528928 | 322790 | 546704 | 557322 | 75186 | 72356 | 77030 | 71556 | 71335 | 68195 | 70167 | 70154 | 68716 | 34743 | 73200 | 74887 | 18289.752 | 17601.265 | 18738.192 | 17406.718 | 17352.804 | 16588.944 | 17068.684 | 17065.613 | 16715.719 | 8451.467 | 17806.644 | 18216.974 | 534829 | 69364 | 6380508 | 827525 | 201302.78 | 2020
Vintage2015 | natural gas steam turbine | FALSE | 1991.10486.MN.ST | 10486 | Y | . | Boise Cascade International Falls | Boise White Paper LLC | 1991 | MN | WNC | MRO |  | 322 | 7 | Industrial NAICS Cogen | ST | NG | NG | MISO | M | mcf | 220067 | 189697 | 198380 | 184521 | 173102 | 143910 | 154863 | 138125 | 142901 | 102003 | 160443 | 194704 | 29352 | 25333 | 26278 | 23994 | 22206 | 18444 | 19518 | 17860 | 18565 | 10978 | 21482 | 26163 | 1.02 | 1.02 | 1.02 | 1.02 | 1.02 | 1.02 | 1.02 | 1.02 | 1.02 | 1.02 | 1.02 | 1.02 | 224468 | 193491 | 202348 | 188211 | 176564 | 146788 | 157960 | 140888 | 145759 | 104043 | 163652 | 198598 | 29939 | 25840 | 26804 | 24474 | 22650 | 18813 | 19908 | 18217 | 18936 | 11198 | 21912 | 26686 | 7283.02 | 6285.86 | 6520.382 | 5953.43 | 5509.892 | 4576.512 | 4842.708 | 4431.421 | 4606.42 | 2724.113 | 5330.287 | 6491.502 | 2002716 | 260173 | 2042770 | 265377 | 64555.547 | 2020
Vintage2015 | biomass | FALSE | 1991.10486.MN.ST | 10486 | Y | . | Boise Cascade International Falls | Boise White Paper LLC | 1991 | MN | WNC | MRO |  | 322 | 7 | Industrial NAICS Cogen | ST | SLW | ORW | MISO | M | short tons | 389 | 414 | 409 | 407 | 400 | 345 | 272 | 388 | 435 | 265 | 636 | 644 | 52 | 55 | 54 | 53 | 51 | 44 | 34 | 50 | 56 | 28 | 85 | 87 | 10.425 | 10.425 | 10.425 | 10.425 | 10.425 | 10.425 | 10.425 | 10.425 | 10.425 | 10.425 | 10.425 | 10.425 | 4055 | 4316 | 4264 | 4243 | 4170 | 3597 | 2836 | 4045 | 4535 | 2763 | 6630 | 6714 | 541 | 576 | 565 | 552 | 535 | 461 | 357 | 523 | 589 | 297 | 888 | 902 | 131.578 | 140.21 | 137.396 | 134.212 | 130.13 | 112.134 | 86.933 | 127.227 | 143.316 | 72.333 | 215.955 | 219.448 | 5004 | 649 | 52168 | 6786 | 1650.872 | 2020
Vintage2015 | biomass | FALSE | 1991.10486.MN.ST | 10486 | Y | . | Boise Cascade International Falls | Boise White Paper LLC | 1991 | MN | WNC | MRO |  | 322 | 7 | Industrial NAICS Cogen | ST | WDS | WWW | MISO | M | short tons | 11454 | 11506 | 11960 | 11414 | 11543 | 10438 | 9503 | 12068 | 11787 | 7639 | 11306 | 10570 | 1528 | 1537 | 1584 | 1484 | 1481 | 1338 | 1198 | 1560 | 1531 | 822 | 1514 | 1420 | 10.2 | 10.2 | 10.2 | 10.2 | 10.2 | 10.2 | 10.2 | 10.2 | 10.2 | 10.2 | 10.2 | 10.2 | 116831 | 117361 | 121992 | 116423 | 117739 | 106468 | 96931 | 123094 | 120227 | 77918 | 115321 | 107814 | 15583 | 15673 | 16160 | 15139 | 15104 | 13646 | 12216 | 15916 | 15619 | 8386 | 15441 | 14487 | 3790.65 | 3812.665 | 3931.03 | 3682.64 | 3674.174 | 3319.41 | 2971.675 | 3871.739 | 3799.545 | 2040.087 | 3756.114 | 3524.076 | 131188 | 16997 | 1338119 | 173370 | 42173.805 | 2020
Vintage1946 | hydro | FALSE | 1991.10487.MN.HY | 10487 | N | . | International Falls Power | Boise White Paper LLC | 1991 | MN | WNC | MRO |  | 322 | 6 | Industrial NAICS Non-Cogen | HY | WAT | HYC | MISO | M |  | 0 | 0 | 0 | 0 | 0 | 0 | 0 | 0 | 0 | 0 | 0 | 0 | 0 | 0 | 0 | 0 | 0 | 0 | 0 | 0 | 0 | 0 | 0 | 0 | 0 | 0 | 0 | 0 | 0 | 0 | 0 | 0 | 0 | 0 | 0 | 0 | 44107 | 42748 | 43230 | 51778 | 24451 | 41047 | 34858 | 29825 | 23197 | 25047 | 30290 | 22102 | 44107 | 42748 | 43230 | 51778 | 24451 | 41047 | 34858 | 29825 | 23197 | 25047 | 30290 | 22102 | 5031 | 4876 | 4931 | 5906 | 2789 | 4682 | 3976 | 3402 | 2646 | 2857 | 3455 | 2521 | 0 | 0 | 412680 | 412680 | 47072 | 2020
Vintage1969 | biomass | FALSE | 1924.10488.LA.ST | 10488 | Y | . | DeRidder Mill | Packaging Corporation of America | 1924 | LA | WSC | SERC |  | 32213 | 7 | Industrial NAICS Cogen | ST | BLQ | WWW | MISO | AM | short tons | 71265 | 53695 | 69256 | 67954 | 71691 | 67916 | 69313 | 57515 | 52730 | 62256 | 66744 | 69114 | 7535 | 5750 | 7111 | 7294 | 7656 | 7273 | 7231 | 6121 | 5647 | 6612 | 7143 | 6979 | 11.63 | 11.63 | 11.63 | 11.63 | 11.63 | 11.63 | 11.63 | 11.63 | 11.63 | 11.63 | 11.63 | 11.63 | 828812 | 624473 | 805447 | 790305 | 833766 | 789863 | 806110 | 668899 | 613250 | 724037 | 776233 | 803796 | 87630 | 66868 | 82706 | 84826 | 89039 | 84580 | 84091 | 71184 | 65673 | 76897 | 83068 | 81165 | 18899.45 | 14421.641 | 17837.564 | 18294.714 | 19203.246 | 18241.641 | 18136.204 | 15352.444 | 14163.981 | 16584.638 | 17915.635 | 17505.114 | 779449 | 82352 | 9064991 | 957727 | 206556.27 | 2020
Vintage1969 | petroleum | FALSE | 1924.10488.LA.ST | 10488 | Y | . | DeRidder Mill | Packaging Corporation of America | 1924 | LA | WSC | SERC |  | 32213 | 7 | Industrial NAICS Cogen | ST | DFO | DFO | MISO | A | barrels | 0 | 0 | 0 | 0 | 0 | 0 | 0 | 0 | 0 | 0 | 0 | 0 | 0 | 0 | 0 | 0 | 0 | 0 | 0 | 0 | 0 | 0 | 0 | 0 | 0 | 0 | 0 | 0 | 0 | 0 | 0 | 0 | 0 | 0 | 0 | 0 | 0 | 0 | 0 | 0 | 0 | 0 | 0 | 0 | 0 | 0 | 0 | 0 | 0 | 0 | 0 | 0 | 0 | 0 | 0 | 0 | 0 | 0 | 0 | 0 | 0 | 0 | 0 | 0 | 0 | 0 | 0 | 0 | 0 | 0 | 0 | 0 | 0 | 0 | 0 | 0 | 0 | 2020
Vintage1969 | lignite | FALSE | 1924.10488.LA.ST | 10488 | Y | . | DeRidder Mill | Packaging Corporation of America | 1924 | LA | WSC | SERC |  | 32213 | 7 | Industrial NAICS Cogen | ST | LIG | COL | MISO | A | short tons | 0 | 0 | 0 | 0 | 0 | 0 | 0 | 0 | 0 | 0 | 0 | 0 | 0 | 0 | 0 | 0 | 0 | 0 | 0 | 0 | 0 | 0 | 0 | 0 | 0 | 0 | 0 | 0 | 0 | 0 | 0 | 0 | 0 | 0 | 0 | 0 | 0 | 0 | 0 | 0 | 0 | 0 | 0 | 0 | 0 | 0 | 0 | 0 | 0 | 0 | 0 | 0 | 0 | 0 | 0 | 0 | 0 | 0 | 0 | 0 | 0 | 0 | 0 | 0 | 0 | 0 | 0 | 0 | 0 | 0 | 0 | 0 | 0 | 0 | 0 | 0 | 0 | 2020
Vintage1969 | natural gas steam turbine | FALSE | 1924.10488.LA.ST | 10488 | Y | . | DeRidder Mill | Packaging Corporation of America | 1924 | LA | WSC | SERC |  | 32213 | 7 | Industrial NAICS Cogen | ST | NG | NG | MISO | AM | mcf | 342177 | 323031 | 394474 | 273171 | 279467 | 254165 | 299846 | 221526 | 294435 | 392518 | 390064 | 439370 | 36178 | 34590 | 40506 | 29321 | 29844 | 27217 | 31280 | 23575 | 31531 | 41688 | 41742 | 44366 | 1.017 | 1.017 | 1.017 | 1.017 | 1.016 | 1.016 | 1.016 | 1.016 | 1.017 | 1.016 | 1.017 | 1.017 | 347994 | 328523 | 401180 | 277815 | 283938 | 258232 | 304644 | 225070 | 299440 | 398798 | 396695 | 446839 | 36793 | 35178 | 41195 | 29819 | 30322 | 27652 | 31780 | 23952 | 32067 | 42355 | 42452 | 45120 | 7935.329 | 7586.934 | 8884.598 | 6431.117 | 6539.65 | 5963.779 | 6853.997 | 5165.77 | 6916.051 | 9134.785 | 9155.817 | 9731.293 | 3904244 | 411838 | 3969168 | 418685 | 90299.12 | 2020
Vintage1969 | other | FALSE | 1924.10488.LA.ST | 10488 | Y | . | DeRidder Mill | Packaging Corporation of America | 1924 | LA | WSC | SERC |  | 32213 | 7 | Industrial NAICS Cogen | ST | TDF | OTH | MISO | AM | short tons | 0 | 0 | 0 | 0 | 0 | 0 | 0 | 0 | 0 | 0 | 0 | 0 | 0 | 0 | 0 | 0 | 0 | 0 | 0 | 0 | 0 | 0 | 0 | 0 | 0 | 0 | 0 | 0 | 0 | 0 | 0 | 0 | 0 | 0 | 0 | 0 | 0 | 0 | 0 | 0 | 0 | 0 | 0 | 0 | 0 | 0 | 0 | 0 | 0 | 0 | 0 | 0 | 0 | 0 | 0 | 0 | 0 | 0 | 0 | 0 | 0 | 0 | 0 | 0 | 0 | 0 | 0 | 0 | 0 | 0 | 0 | 0 | 0 | 0 | 0 | 0 | 0 | 2020
Vintage1969 | biomass | FALSE | 1924.10488.LA.ST | 10488 | Y | . | DeRidder Mill | Packaging Corporation of America | 1924 | LA | WSC | SERC |  | 32213 | 7 | Industrial NAICS Cogen | ST | WDS | WWW | MISO | AM | short tons | 20378 | 16726 | 17896 | 20700 | 19772 | 19855 | 19066 | 15484 | 14231 | 16220 | 17731 | 19613 | 2155 | 1791 | 1838 | 2222 | 2111 | 2126 | 1989 | 1648 | 1524 | 1723 | 1897 | 1980 | 17.86 | 17.842 | 17.8 | 17.86 | 17.826 | 17.81 | 17.854 | 17.854 | 17.867 | 17.871 | 17.86 | 17.89 | 363951 | 298425 | 318549 | 369702 | 352456 | 353618 | 340404 | 276451 | 254265 | 289868 | 316676 | 350877 | 38480 | 31955 | 32710 | 39681 | 37639 | 37866 | 35510 | 29420 | 27229 | 30786 | 33889 | 35430 | 8299.199 | 6891.865 | 7054.633 | 8558.205 | 8117.733 | 8166.687 | 7658.559 | 6345.055 | 5872.66 | 6639.643 | 7308.949 | 7641.411 | 217672 | 23004 | 3885242 | 410595 | 88554.599 | 2020
Vintage1985 | hydro | TRUE | 57280.10490.NY.HY | 10490 | N | . | Upper Beaver Falls Project | Eagle Creek Renewable Energy, LLC | 57280 | NY | MAT | NPCC |  | 22 | 2 | NAICS-22 Non-Cogen | HY | WAT | HYC | NYIS | A |  | 0 | 0 | 0 | 0 | 0 | 0 | 0 | 0 | 0 | 0 | 0 | 0 | 0 | 0 | 0 | 0 | 0 | 0 | 0 | 0 | 0 | 0 | 0 | 0 | 0 | 0 | 0 | 0 | 0 | 0 | 0 | 0 | 0 | 0 | 0 | 0 | 4374 | 4082 | 4335 | 4251 | 4440 | 4154 | 4359 | 4275 | 4060 | 4081 | 4036 | 4263 | 4374 | 4082 | 4335 | 4251 | 4440 | 4154 | 4359 | 4275 | 4060 | 4081 | 4036 | 4263 | 498.938 | 465.566 | 494.431 | 484.853 | 506.456 | 473.808 | 497.199 | 487.597 | 463.152 | 465.439 | 460.309 | 486.252 | 0 | 0 | 50710 | 50710 | 5784 | 2020
Vintage1954 | hard coal | FALSE | 61813.10491.ME.ST | 10491 | Y | . | Mead Rumford Cogen | ND Paper, Inc. | 61813 | ME | NEW | NPCC |  | 322122 | 7 | Industrial NAICS Cogen | ST | BIT | COL | ISNE | A | short tons | 0 | 0 | 0 | 0 | 0 | 0 | 0 | 0 | 0 | 0 | 0 | 0 | 0 | 0 | 0 | 0 | 0 | 0 | 0 | 0 | 0 | 0 | 0 | 0 | 0 | 0 | 0 | 0 | 0 | 0 | 0 | 0 | 0 | 0 | 0 | 0 | 0 | 0 | 0 | 0 | 0 | 0 | 0 | 0 | 0 | 0 | 0 | 0 | 0 | 0 | 0 | 0 | 0 | 0 | 0 | 0 | 0 | 0 | 0 | 0 | 0 | 0 | 0 | 0 | 0 | 0 | 0 | 0 | 0 | 0 | 0 | 0 | 0 | 0 | 0 | 0 | 0 | 2020
Vintage1954 | natural gas steam turbine | FALSE | 61813.10491.ME.ST | 10491 | Y | . | Mead Rumford Cogen | ND Paper, Inc. | 61813 | ME | NEW | NPCC |  | 322122 | 7 | Industrial NAICS Cogen | ST | NG | NG | ISNE | AM | mcf | 44259 | 62959 | 69819 | 93550 | 118204 | 99464 | 18226 | 52302 | 31995 | 145271 | 152901 | 109969 | 0 | 0 | 0 | 0 | 0 | 0 | 0 | 0 | 0 | 0 | 0 | 0 | 1 | 1 | 1 | 1 | 1 | 1 | 1 | 1 | 1 | 1 | 1 | 1 | 44259 | 62959 | 69819 | 93550 | 118204 | 99464 | 18226 | 52302 | 31995 | 145271 | 152901 | 109969 | 0 | 0 | 0 | 0 | 0 | 0 | 0 | 0 | 0 | 0 | 0 | 0 | 0 | 0 | 0 | 0 | 0 | 0 | 0 | 0 | 0 | 0 | 0 | 0 | 998919 | 0 | 998919 | 0 | 0 | 2020
Vintage1954 | petroleum | FALSE | 61813.10491.ME.ST | 10491 | Y | . | Mead Rumford Cogen | ND Paper, Inc. | 61813 | ME | NEW | NPCC |  | 322122 | 7 | Industrial NAICS Cogen | ST | RFO | RFO | ISNE | AM | barrels | 0 | 0 | 0 | 0 | 0 | 0 | 0 | 0 | 0 | 0 | 0 | 0 | 0 | 0 | 0 | 0 | 0 | 0 | 0 | 0 | 0 | 0 | 0 | 0 | 0 | 0 | 0 | 0 | 0 | 0 | 0 | 0 | 0 | 0 | 0 | 0 | 0 | 0 | 0 | 0 | 0 | 0 | 0 | 0 | 0 | 0 | 0 | 0 | 0 | 0 | 0 | 0 | 0 | 0 | 0 | 0 | 0 | 0 | 0 | 0 | 0 | 0 | 0 | 0 | 0 | 0 | 0 | 0 | 0 | 0 | 0 | 0 | 0 | 0 | 0 | 0 | 0 | 2020
Vintage1954 | biomass | FALSE | 61813.10491.ME.ST | 10491 | Y | . | Mead Rumford Cogen | ND Paper, Inc. | 61813 | ME | NEW | NPCC |  | 322122 | 7 | Industrial NAICS Cogen | ST | SLW | ORW | ISNE | AM | short tons | 0 | 0 | 0 | 0 | 0 | 0 | 0 | 0 | 0 | 0 | 0 | 0 | 0 | 0 | 0 | 0 | 0 | 0 | 0 | 0 | 0 | 0 | 0 | 0 | 0 | 0 | 0 | 0 | 0 | 0 | 0 | 0 | 0 | 0 | 0 | 0 | 0 | 0 | 0 | 0 | 0 | 0 | 0 | 0 | 0 | 0 | 0 | 0 | 0 | 0 | 0 | 0 | 0 | 0 | 0 | 0 | 0 | 0 | 0 | 0 | 0 | 0 | 0 | 0 | 0 | 0 | 0 | 0 | 0 | 0 | 0 | 0 | 0 | 0 | 0 | 0 | 0 | 2020
Vintage1954 | hydro | TRUE | 50083.10493.ME.HY | 10493 | N | . | Rumford Falls Hydro Facility | Brookfield Power New England | 50083 | ME | NEW | NPCC |  | 22 | 2 | NAICS-22 Non-Cogen | HY | WAT | HYC | ISNE | A |  | 0 | 0 | 0 | 0 | 0 | 0 | 0 | 0 | 0 | 0 | 0 | 0 | 0 | 0 | 0 | 0 | 0 | 0 | 0 | 0 | 0 | 0 | 0 | 0 | 0 | 0 | 0 | 0 | 0 | 0 | 0 | 0 | 0 | 0 | 0 | 0 | 260944 | 222392 | 303483 | 327441 | 295083 | 97669 | 124056 | 67072 | 38181 | 142006 | 167448 | 225860 | 260944 | 222392 | 303483 | 327441 | 295083 | 97669 | 124056 | 67072 | 38181 | 142006 | 167448 | 225860 | 29764.367 | 25366.972 | 34616.515 | 37349.287 | 33658.353 | 11140.486 | 14150.341 | 7650.491 | 4355.09 | 16197.805 | 19099.788 | 25762.505 | 0 | 0 | 2271635 | 2271635 | 259112 | 2020
Vintage1988 | hydro | TRUE | 64078.10494.VT.HY | 10494 | N | . | Sheldon Springs Hydroelectric | Central Rivers Power US, LLC | 64078 | VT | NEW | NPCC |  | 22 | 2 | NAICS-22 Non-Cogen | HY | WAT | HYC | ISNE | A |  | 0 | 0 | 0 | 0 | 0 | 0 | 0 | 0 | 0 | 0 | 0 | 0 | 0 | 0 | 0 | 0 | 0 | 0 | 0 | 0 | 0 | 0 | 0 | 0 | 0 | 0 | 0 | 0 | 0 | 0 | 0 | 0 | 0 | 0 | 0 | 0 | 48713 | 41516 | 56654 | 61127 | 55086 | 18233 | 23159 | 12521 | 7128 | 26510 | 31259 | 42164 | 48713 | 41516 | 56654 | 61127 | 55086 | 18233 | 23159 | 12521 | 7128 | 26510 | 31259 | 42164 | 5556.408 | 4735.504 | 6462.207 | 6972.361 | 6283.338 | 2079.705 | 2641.584 | 1428.193 | 813.008 | 3023.804 | 3565.546 | 4809.342 | 0 | 0 | 424070 | 424070 | 48371 | 2020
Vintage1990 | hard coal | TRUE | 61813.10495.ME.ST | 10495 | Y | . | Rumford Cogeneration | ND Paper, Inc. | 61813 | ME | NEW | NPCC |  | 22 | 3 | NAICS-22 Cogen | ST | BIT | COL | ISNE | M | short tons | 8649 | 6944 | 4189 | 3230 | 2943 | 2753 | 3406 | 5424 | 4632 | 5402 | 4295 | 6175 | 1576 | 1354 | 783 | 615 | 620 | 526 | 682 | 1031 | 922 | 1041 | 860 | 1151 | 24.8 | 24.8 | 24.8 | 24.8 | 24.8 | 21.65 | 21.6 | 20.694 | 20.6 | 21.6 | 21.6 | 21.6 | 214495 | 172211 | 103887 | 80104 | 72986 | 59602 | 73570 | 112244 | 95419 | 116683 | 92772 | 133380 | 39091 | 33587 | 19421 | 15249 | 15387 | 11384 | 14725 | 21329 | 18987 | 22493 | 18582 | 24855 | 7216.987 | 6198.578 | 3593.417 | 2807.335 | 2841.828 | 2099.875 | 2673.903 | 3798.022 | 3454.121 | 4202.036 | 3482.657 | 4556.924 | 58042 | 11161 | 1327353 | 255090 | 46925.683 | 2020
Vintage1990 | biomass | TRUE | 61813.10495.ME.ST | 10495 | Y | . | Rumford Cogeneration | ND Paper, Inc. | 61813 | ME | NEW | NPCC |  | 22 | 3 | NAICS-22 Cogen | ST | BLQ | WWW | ISNE | M | short tons | 64101 | 59075 | 64907 | 59001 | 63353 | 61596 | 56911 | 48667 | 52251 | 59740 | 59179 | 52615 | 11682 | 11522 | 12134 | 11231 | 13356 | 11765 | 11391 | 9248 | 10397 | 11516 | 11853 | 9805 | 11.5 | 11.5 | 11.5 | 11.5 | 11.5 | 11.5 | 11.5 | 11.5 | 11.5 | 11.5 | 11.5 | 11.5 | 737162 | 679363 | 746431 | 678512 | 728560 | 708354 | 654477 | 559671 | 600887 | 687010 | 680559 | 605073 | 134344 | 132500 | 139540 | 129161 | 153595 | 135296 | 130994 | 106348 | 119566 | 132433 | 136313 | 112753 | 24802.817 | 24453.008 | 25818.734 | 23779.205 | 28367.486 | 24956.274 | 23787.085 | 18937.636 | 21751.749 | 24740.845 | 25548.141 | 20672.284 | 701396 | 135900 | 8066059 | 1562843 | 287615.26 | 2020
Vintage1990 | petroleum | TRUE | 61813.10495.ME.ST | 10495 | Y | . | Rumford Cogeneration | ND Paper, Inc. | 61813 | ME | NEW | NPCC |  | 22 | 3 | NAICS-22 Cogen | ST | DFO | DFO | ISNE | M | barrels | 0 | 0 | 0 | 0 | 0 | 0 | 0 | 0 | 0 | 0 | 0 | 0 | 0 | 0 | 0 | 0 | 0 | 0 | 0 | 0 | 0 | 0 | 0 | 0 | 0 | 0 | 0 | 0 | 0 | 0 | 0 | 0 | 0 | 0 | 0 | 0 | 0 | 0 | 0 | 0 | 0 | 0 | 0 | 0 | 0 | 0 | 0 | 0 | 0 | 0 | 0 | 0 | 0 | 0 | 0 | 0 | 0 | 0 | 0 | 0 | 0 | 0 | 0 | 0 | 0 | 0 | 0 | 0 | 0 | 0 | 0 | 0 | 0 | 0 | 0 | 0 | 0 | 2020
Vintage1990 | petroleum | TRUE | 61813.10495.ME.ST | 10495 | Y | . | Rumford Cogeneration | ND Paper, Inc. | 61813 | ME | NEW | NPCC |  | 22 | 3 | NAICS-22 Cogen | ST | RFO | RFO | ISNE | M | barrels | 5113 | 4967 | 4288 | 3322 | 1774 | 265 | 670 | 2414 | 3699 | 5590 | 3408 | 9893 | 932 | 969 | 802 | 632 | 374 | 51 | 134 | 459 | 736 | 1078 | 683 | 1844 | 6.25 | 6.25 | 6.25 | 6.25 | 6.25 | 6.25 | 6.25 | 6.25 | 6.25 | 6.25 | 6.25 | 6.25 | 31956 | 31044 | 26800 | 20763 | 11088 | 1656 | 4188 | 15088 | 23119 | 34938 | 21300 | 61831 | 5824 | 6055 | 5010 | 3952 | 2337 | 316 | 838 | 2867 | 4600 | 6735 | 4266 | 11522 | 1075.212 | 1117.39 | 927.001 | 727.645 | 431.707 | 58.352 | 152.196 | 510.518 | 836.886 | 1258.182 | 799.601 | 2112.463 | 45403 | 8694 | 283771 | 54322 | 10007.153 | 2020
Vintage1990 | biomass | TRUE | 61813.10495.ME.ST | 10495 | Y | . | Rumford Cogeneration | ND Paper, Inc. | 61813 | ME | NEW | NPCC |  | 22 | 3 | NAICS-22 Cogen | ST | SLW | ORW | ISNE | M | short tons | 1155 | 600 | 2865 | 2158 | 3750 | 4230 | 3735 | 2250 | 3390 | 2775 | 3060 | 3060 | 210 | 117 | 535 | 411 | 790 | 808 | 748 | 428 | 675 | 535 | 613 | 570 | 4.2 | 4.2 | 4.2 | 4.2 | 4.2 | 4.5 | 4.2 | 4.2 | 4.2 | 4.2 | 4.2 | 4.2 | 4851 | 2520 | 12033 | 9064 | 15750 | 19035 | 15687 | 9450 | 14238 | 11655 | 12852 | 12852 | 884 | 491 | 2249 | 1725 | 3320 | 3636 | 3140 | 1796 | 2833 | 2247 | 2574 | 2395 | 163.219 | 90.705 | 416.217 | 317.644 | 613.248 | 670.629 | 570.147 | 319.761 | 515.408 | 419.724 | 482.464 | 439.088 | 33028 | 6440 | 139987 | 27290 | 5018.254 | 2020
Vintage1990 | other | TRUE | 61813.10495.ME.ST | 10495 | Y | . | Rumford Cogeneration | ND Paper, Inc. | 61813 | ME | NEW | NPCC |  | 22 | 3 | NAICS-22 Cogen | ST | TDF | OTH | ISNE | M | short tons | 8704 | 8903 | 11261 | 11082 | 4919 | 10629 | 9459 | 7855 | 9767 | 7363 | 6784 | 10804 | 1586 | 1736 | 2105 | 2110 | 1037 | 2030 | 1893 | 1493 | 1943 | 1419 | 1359 | 2013 | 29 | 30 | 29 | 30 | 30 | 30 | 30 | 30 | 30 | 30 | 30 | 30 | 252416 | 267090 | 326569 | 332460 | 147570 | 318870 | 283770 | 235650 | 293010 | 220890 | 203520 | 324120 | 46001 | 52092 | 61050 | 63287 | 31111 | 60904 | 56797 | 44778 | 58304 | 42580 | 40764 | 60398 | 8492.885 | 9613.65 | 11295.892 | 11651.437 | 5745.845 | 11234.223 | 10313.68 | 7973.717 | 10606.796 | 7954.768 | 7640.133 | 11073.55 | 107530 | 20724 | 3205935 | 618066 | 113596.58 | 2020
Vintage1990 | biomass | TRUE | 61813.10495.ME.ST | 10495 | Y | . | Rumford Cogeneration | ND Paper, Inc. | 61813 | ME | NEW | NPCC |  | 22 | 3 | NAICS-22 Cogen | ST | WDS | WWW | ISNE | M | short tons | 31210 | 22081 | 27981 | 26361 | 29816 | 24095 | 19687 | 14684 | 14118 | 14258 | 15375 | 21631 | 5688 | 4307 | 5231 | 5018 | 6286 | 4602 | 3940 | 2790 | 2809 | 2748 | 3080 | 4031 | 8.5 | 8.5 | 8.5 | 8.5 | 8.5 | 8.5 | 8.5 | 8.5 | 8.5 | 8.5 | 8.5 | 8.5 | 265285 | 187689 | 237839 | 224069 | 253436 | 204808 | 167340 | 124814 | 120003 | 121193 | 130688 | 183864 | 48347 | 36606 | 44462 | 42654 | 53429 | 39118 | 33493 | 23717 | 23878 | 23362 | 26176 | 34262 | 8925.88 | 6755.669 | 8226.739 | 7852.734 | 9867.886 | 7215.647 | 6081.989 | 4223.346 | 4344.04 | 4364.445 | 4906.004 | 6281.691 | 261297 | 50530 | 2221028 | 429504 | 79046.07 | 2020
Vintage1985 | natural gas peaker | TRUE | 10203.10496.CA.GT | 10496 | Y | . | Kern River Cogeneration | Kern River Cogeneration Co | 10203 | CA | PACC | WECC |  | 22 | 3 | NAICS-22 Cogen | GT | NG | NG | CISO | M | mcf | 383375 | 40938 | 255957 | 615890 | 686693 | 675944 | 809541 | 977706 | 775692 | 156856 | 47892 | 25246 | 188750 | 19858 | 122864 | 291933 | 328344 | 320576 | 383208 | 463573 | 370106 | 74225 | 22634 | 11846 | 1.03 | 1.03 | 1.03 | 1.03 | 1.03 | 1.03 | 1.03 | 1.03 | 1.03 | 1.03 | 1.03 | 1.03 | 394876 | 42166 | 263636 | 634367 | 707294 | 696222 | 833827 | 1007037 | 798963 | 161562 | 49329 | 26003 | 194413 | 20454 | 126550 | 300691 | 338194 | 330193 | 394704 | 477480 | 381209 | 76452 | 23313 | 12201 | 32677 | 3436 | 21290 | 50536 | 56770 | 55579 | 66374 | 79823 | 63761 | 12766 | 3886 | 2038 | 5451730 | 2597917 | 5615282 | 2675854 | 448936 | 2020
Vintage1989 | natural gas peaker | TRUE | 12449.10501.CA.GT | 10501 | Y | . | Mid-Set Cogeneration | Mid Set Cogeneration Co | 12449 | CA | PACC | WECC |  | 22 | 3 | NAICS-22 Cogen | GT | NG | NG | CISO | M | mcf | 0 | 0 | 0 | 0 | 0 | 0 | 0 | 0 | 0 | 0 | 0 | 0 | 0 | 0 | 0 | 0 | 0 | 0 | 0 | 0 | 0 | 0 | 0 | 0 | 0 | 0 | 0 | 0 | 0 | 0 | 0 | 0 | 0 | 0 | 0 | 0 | 0 | 0 | 0 | 0 | 0 | 0 | 0 | 0 | 0 | 0 | 0 | 0 | 0 | 0 | 0 | 0 | 0 | 0 | 0 | 0 | 0 | 0 | 0 | 0 | 0 | 0 | 0 | 0 | 0 | 0 | 0 | 0 | 0 | 0 | 0 | 0 | 0 | 0 | 0 | 0 | 0 | 2020
Vintage1991 | municipal solid waste | TRUE | 20541.10503.NY.ST | 10503 | N | . | Wheelabrator Hudson Falls | Wheelabrator Environmental Systems | 20541 | NY | MAT | NPCC |  | 22 | 2 | NAICS-22 Non-Cogen | ST | MSB | MLG | NYIS | M | short tons | 8386 | 8168 | 8985 | 6906 | 9156 | 7913 | 8040 | 7493 | 7352 | 6028 | 8375 | 7717 | 8386 | 8168 | 8985 | 6906 | 9156 | 7913 | 8040 | 7493 | 7352 | 6028 | 8375 | 7717 | 7.671 | 7.672 | 7.672 | 7.672 | 7.672 | 7.672 | 7.672 | 7.671 | 7.671 | 7.672 | 7.672 | 7.673 | 64329 | 62665 | 68933 | 52983 | 70245 | 60709 | 61683 | 57479 | 56397 | 46247 | 64253 | 59213 | 64329 | 62665 | 68933 | 52983 | 70245 | 60709 | 61683 | 57479 | 56397 | 46247 | 64253 | 59213 | 2969.873 | 2924.326 | 3119.343 | 2277.576 | 3112.736 | 2761.24 | 2782.803 | 2799.707 | 2911.765 | 2369.626 | 3008.609 | 2618.856 | 94519 | 94519 | 725136 | 725136 | 33656.46 | 2020
Vintage1991 | municipal solid waste | TRUE | 20541.10503.NY.ST | 10503 | N | . | Wheelabrator Hudson Falls | Wheelabrator Environmental Systems | 20541 | NY | MAT | NPCC |  | 22 | 2 | NAICS-22 Non-Cogen | ST | MSN | OTH | NYIS | M | short tons | 5361 | 5223 | 5744 | 4415 | 5854 | 5059 | 5140 | 4790 | 4700 | 3853 | 5354 | 4935 | 5361 | 5223 | 5744 | 4415 | 5854 | 5059 | 5140 | 4790 | 4700 | 3853 | 5354 | 4935 | 14.667 | 14.666 | 14.667 | 14.667 | 14.667 | 14.667 | 14.667 | 14.668 | 14.668 | 14.669 | 14.668 | 14.665 | 78630 | 76601 | 84247 | 64755 | 85861 | 74200 | 75388 | 70260 | 68940 | 56520 | 78532 | 72372 | 78630 | 76601 | 84247 | 64755 | 85861 | 74200 | 75388 | 70260 | 68940 | 56520 | 78532 | 72372 | 3630.096 | 3574.647 | 3812.345 | 2783.619 | 3804.713 | 3374.895 | 3401.122 | 3422.247 | 3559.325 | 2895.992 | 3677.237 | 3200.864 | 60428 | 60428 | 886306 | 886306 | 41137.102 | 2020
Vintage1991 | natural gas steam turbine | TRUE | 20541.10503.NY.ST | 10503 | N | . | Wheelabrator Hudson Falls | Wheelabrator Environmental Systems | 20541 | NY | MAT | NPCC |  | 22 | 2 | NAICS-22 Non-Cogen | ST | NG | NG | NYIS | M | mcf | 44 | 22 | 29 | 42 | 35 | 41 | 46 | 42 | 37 | 66 | 46 | 142 | 44 | 22 | 29 | 42 | 35 | 41 | 46 | 42 | 37 | 66 | 46 | 142 | 1 | 1 | 1 | 1 | 1 | 1 | 1 | 1 | 1 | 1 | 1 | 1 | 44 | 22 | 29 | 42 | 35 | 41 | 46 | 42 | 37 | 66 | 46 | 142 | 44 | 22 | 29 | 42 | 35 | 41 | 46 | 42 | 37 | 66 | 46 | 142 | 2.031 | 1.027 | 1.312 | 1.805 | 1.551 | 1.865 | 2.075 | 2.046 | 1.91 | 3.382 | 2.154 | 6.28 | 592 | 592 | 592 | 592 | 27.438 | 2020
Vintage1994 | hard coal | FALSE | 450.10504.ID.ST | 10504 | Y | . | Amalgamated Sugar Twin Falls | The Amalgamated Sugar Co | 450 | ID | MTN | WECC |  | 311 | 7 | Industrial NAICS Cogen | ST | BIT | COL | IPCO | AM | short tons | 6629 | 6148 | 5523 | 4967 | 7390 | 1733 | 0 | 1067 | 6369 | 6080 | 4086 | 4188 | 600 | 557 | 468 | 279 | 398 | 98 | 0 | 107 | 449 | 531 | 342 | 407 | 23.5 | 23.53 | 23.53 | 23.66 | 23.66 | 23.66 | 0 | 21.03 | 21.03 | 23.97 | 23.97 | 23.97 | 155782 | 144662 | 129956 | 117519 | 174847 | 41003 | 0 | 22439 | 133940 | 145738 | 97941 | 100386 | 14091 | 13109 | 11011 | 6592 | 9411 | 2313 | 0 | 2258 | 9445 | 12718 | 8206 | 9759 | 2855.478 | 2656.355 | 2231.389 | 1335.788 | 1907.032 | 468.708 | 0 | 457.564 | 1913.976 | 2577.303 | 1662.87 | 1977.506 | 54180 | 4236 | 1264213 | 98913 | 20043.969 | 2020
Vintage1994 | petroleum | FALSE | 450.10504.ID.ST | 10504 | Y | . | Amalgamated Sugar Twin Falls | The Amalgamated Sugar Co | 450 | ID | MTN | WECC |  | 311 | 7 | Industrial NAICS Cogen | ST | DFO | DFO | IPCO | AM | barrels | 0 | 0 | 0 | 0 | 0 | 0 | 0 | 0 | 0 | 0 | 0 | 0 | 0 | 0 | 0 | 0 | 0 | 0 | 0 | 0 | 0 | 0 | 0 | 0 | 0 | 0 | 0 | 0 | 0 | 0 | 0 | 0 | 0 | 0 | 0 | 0 | 0 | 0 | 0 | 0 | 0 | 0 | 0 | 0 | 0 | 0 | 0 | 0 | 0 | 0 | 0 | 0 | 0 | 0 | 0 | 0 | 0 | 0 | 0 | 0 | 0 | 0 | 0 | 0 | 0 | 0 | 0 | 0 | 0 | 0 | 0 | 0 | 0 | 0 | 0 | 0 | 0 | 2020
Vintage1994 | natural gas steam turbine | FALSE | 450.10504.ID.ST | 10504 | Y | . | Amalgamated Sugar Twin Falls | The Amalgamated Sugar Co | 450 | ID | MTN | WECC |  | 311 | 7 | Industrial NAICS Cogen | ST | NG | NG | IPCO | AM | mcf | 155278 | 142752 | 150756 | 88708 | 53177 | 138444 | 69323 | 56943 | 142345 | 157848 | 143435 | 158609 | 14045 | 12936 | 12774 | 4976 | 2863 | 7810 | 6061 | 5730 | 10038 | 13775 | 12017 | 15418 | 1.04 | 1.04 | 1.04 | 1.04 | 1.04 | 1.04 | 1.04 | 1.04 | 1.04 | 1.04 | 1.04 | 1.04 | 161489 | 148462 | 156786 | 92256 | 55304 | 143982 | 72096 | 59221 | 148039 | 164162 | 149172 | 164953 | 14607 | 13453 | 13285 | 5175 | 2977 | 8122 | 6303 | 5959 | 10439 | 14326 | 12498 | 16035 | 2960.099 | 2726.126 | 2692.069 | 1048.636 | 603.192 | 1645.873 | 1277.199 | 1207.596 | 2115.443 | 2903.129 | 2532.681 | 3249.407 | 1457618 | 118443 | 1515922 | 123179 | 24961.45 | 2020
Vintage1994 | hard coal | FALSE | 450.10504.ID.ST | 10504 | Y | . | Amalgamated Sugar Twin Falls | The Amalgamated Sugar Co | 450 | ID | MTN | WECC |  | 311 | 7 | Industrial NAICS Cogen | ST | SUB | COL | IPCO | AM | short tons | 0 | 0 | 0 | 0 | 0 | 0 | 0 | 0 | 0 | 0 | 0 | 0 | 0 | 0 | 0 | 0 | 0 | 0 | 0 | 0 | 0 | 0 | 0 | 0 | 0 | 0 | 0 | 0 | 0 | 0 | 0 | 0 | 0 | 0 | 0 | 0 | 0 | 0 | 0 | 0 | 0 | 0 | 0 | 0 | 0 | 0 | 0 | 0 | 0 | 0 | 0 | 0 | 0 | 0 | 0 | 0 | 0 | 0 | 0 | 0 | 0 | 0 | 0 | 0 | 0 | 0 | 0 | 0 | 0 | 0 | 0 | 0 | 0 | 0 | 0 | 0 | 0 | 2020
Vintage1987 | natural gas steam turbine | FALSE | 56174.10511.NY.ST | 10511 | Y | . | Finch Paper | Finch Paper LLC | 56174 | NY | MAT | NPCC |  | 322122 | 7 | Industrial NAICS Cogen | ST | NG | NG | NYIS | AM | mcf | 171311 | 162902 | 184748 | 180041 | 147121 | 136569 | 161009 | 161112 | 175827 | 171431 | 165052 | 151902 | 22281 | 18917 | 24628 | 20469 | 13849 | 17017 | 14649 | 13706 | 20835 | 11760 | 16635 | 22323 | 1.03 | 1.03 | 1.03 | 1.03 | 1.03 | 1.03 | 1.03 | 1.03 | 1.03 | 1.03 | 1.03 | 1.03 | 176450 | 167789 | 190290 | 185442 | 151535 | 140666 | 165839 | 165945 | 181102 | 176574 | 170004 | 156459 | 22949 | 19484 | 25367 | 21083 | 14264 | 17527 | 15088 | 14117 | 21460 | 12113 | 17134 | 22993 | 4456.667 | 3783.682 | 4926.269 | 4094.382 | 2770.064 | 3403.803 | 2930.01 | 2741.515 | 4167.514 | 2352.357 | 3327.377 | 4465.146 | 1969025 | 217069 | 2028095 | 223579 | 43418.786 | 2020
Vintage1987 | petroleum | FALSE | 56174.10511.NY.ST | 10511 | Y | . | Finch Paper | Finch Paper LLC | 56174 | NY | MAT | NPCC |  | 322122 | 7 | Industrial NAICS Cogen | ST | RFO | RFO | NYIS | A | barrels | 0 | 0 | 0 | 0 | 0 | 0 | 0 | 0 | 0 | 0 | 0 | 0 | 0 | 0 | 0 | 0 | 0 | 0 | 0 | 0 | 0 | 0 | 0 | 0 | 0 | 0 | 0 | 0 | 0 | 0 | 0 | 0 | 0 | 0 | 0 | 0 | 0 | 0 | 0 | 0 | 0 | 0 | 0 | 0 | 0 | 0 | 0 | 0 | 0 | 0 | 0 | 0 | 0 | 0 | 0 | 0 | 0 | 0 | 0 | 0 | 0 | 0 | 0 | 0 | 0 | 0 | 0 | 0 | 0 | 0 | 0 | 0 | 0 | 0 | 0 | 0 | 0 | 2020
Vintage1987 | biomass | FALSE | 56174.10511.NY.ST | 10511 | Y | . | Finch Paper | Finch Paper LLC | 56174 | NY | MAT | NPCC |  | 322122 | 7 | Industrial NAICS Cogen | ST | WDL | WWW | NYIS | AM | barrels | 114605 | 137987 | 115101 | 126092 | 135168 | 132096 | 132425 | 141716 | 88189 | 126874 | 138771 | 129058 | 14905 | 16023 | 15344 | 14336 | 12723 | 16460 | 12048 | 12056 | 10450 | 8704 | 13986 | 18966 | 2.1 | 2.1 | 2.1 | 2.1 | 2.1 | 2.1 | 2.1 | 2.1 | 2.1 | 2.1 | 2.1 | 2.1 | 240671 | 289773 | 241712 | 264793 | 283853 | 277402 | 278093 | 297604 | 185197 | 266435 | 291419 | 271022 | 31301 | 33648 | 32222 | 30105 | 26719 | 34565 | 25300 | 25317 | 21945 | 18278 | 29371 | 39828 | 6078.698 | 6534.442 | 6257.48 | 5846.373 | 5188.851 | 6712.496 | 4913.274 | 4916.586 | 4261.75 | 3549.512 | 5703.769 | 7734.623 | 1518082 | 166001 | 3187974 | 348599 | 67697.854 | 2020
Vintage1987 | biomass | FALSE | 56174.10511.NY.ST | 10511 | Y | . | Finch Paper | Finch Paper LLC | 56174 | NY | MAT | NPCC |  | 322122 | 7 | Industrial NAICS Cogen | ST | WDS | WWW | NYIS | AM | short tons | 15764 | 15125 | 14681 | 6354 | 6484 | 7313 | 7105 | 8209 | 5355 | 4810 | 3244 | 10134 | 2050 | 1756 | 1957 | 722 | 610 | 911 | 646 | 698 | 635 | 330 | 327 | 1489 | 7.6 | 7.6 | 7.6 | 7.6 | 7.6 | 7.6 | 7.6 | 7.6 | 7.6 | 7.6 | 7.6 | 7.6 | 119806 | 114950 | 111576 | 48290 | 49278 | 55579 | 53998 | 62388 | 40698 | 36556 | 24654 | 77018 | 15582 | 13348 | 14874 | 5490 | 4639 | 6925 | 4913 | 5307 | 4823 | 2508 | 2485 | 11318 | 3025.992 | 2592.149 | 2888.487 | 1066.204 | 900.813 | 1344.882 | 954.024 | 1030.693 | 936.542 | 487.007 | 482.546 | 2198.009 | 104578 | 12131 | 794791 | 92212 | 17907.348 | 2020
Vintage1987 | hydro | TRUE | 16498.10519.NH.HY | 10519 | N | . | Milton Hydro | SFR Hydro Cor | 16498 | NH | NEW | NPCC |  | 22 | 2 | NAICS-22 Non-Cogen | HY | WAT | HYC | ISNE | A |  | 0 | 0 | 0 | 0 | 0 | 0 | 0 | 0 | 0 | 0 | 0 | 0 | 0 | 0 | 0 | 0 | 0 | 0 | 0 | 0 | 0 | 0 | 0 | 0 | 0 | 0 | 0 | 0 | 0 | 0 | 0 | 0 | 0 | 0 | 0 | 0 | 6037 | 5145 | 7022 | 7576 | 6827 | 2260 | 2870 | 1552 | 883 | 3286 | 3874 | 5226 | 6037 | 5145 | 7022 | 7576 | 6827 | 2260 | 2870 | 1552 | 883 | 3286 | 3874 | 5226 | 688.651 | 586.908 | 800.912 | 864.14 | 778.744 | 257.754 | 327.392 | 177.007 | 100.762 | 374.764 | 441.906 | 596.06 | 0 | 0 | 52558 | 52558 | 5995 | 2020
Vintage1925 | hydro | TRUE | 21581.10520.IL.HY | 10520 | N | . | Dayton Hydro | Midwest Hydro LLC | 21581 | IL | ENC | SERC |  | 22 | 2 | NAICS-22 Non-Cogen | HY | WAT | HYC | MISO | A |  | 0 | 0 | 0 | 0 | 0 | 0 | 0 | 0 | 0 | 0 | 0 | 0 | 0 | 0 | 0 | 0 | 0 | 0 | 0 | 0 | 0 | 0 | 0 | 0 | 0 | 0 | 0 | 0 | 0 | 0 | 0 | 0 | 0 | 0 | 0 | 0 | 14628 | 14166 | 15317 | 15400 | 17076 | 15042 | 16173 | 14427 | 15423 | 15233 | 15123 | 16958 | 14628 | 14166 | 15317 | 15400 | 17076 | 15042 | 16173 | 14427 | 15423 | 15233 | 15123 | 16958 | 1668.496 | 1615.841 | 1747.104 | 1756.639 | 1947.76 | 1715.745 | 1844.784 | 1645.611 | 1759.182 | 1737.57 | 1724.962 | 1934.306 | 0 | 0 | 184966 | 184966 | 21098 | 2020
Vintage1998 | petroleum | FALSE | 60641.10521.NY.CA | 10521 | Y | . | Lederle Laboratories | Veolia NA - Municipal & Commercial Business | 60641 | NY | MAT | NPCC |  | 325 | 7 | Industrial NAICS Cogen | CA | DFO | DFO | NYIS | M | barrels | 0 | 0 | 0 | 0 | 0 | 0 | 0 | 0 | 0 | 0 | 9832 | 0 | 0 | 0 | 0 | 0 | 0 | 0 | 0 | 0 | 0 | 0 | 216 | 0 | 0 | 0 | 0 | 0 | 0 | 0 | 0 | 0 | 0 | 0 | 5.8 | 0 | 0 | 0 | 0 | 0 | 0 | 0 | 0 | 0 | 0 | 0 | 57026 | 0 | 0 | 0 | 0 | 0 | 0 | 0 | 0 | 0 | 0 | 0 | 1250 | 0 | 0 | 0 | 0 | 0 | 0 | 0 | 0 | 0 | 0 | 0 | 213.227 | 0 | 9832 | 216 | 57026 | 1250 | 213.227 | 2020
Vintage1998 | natural gas combined cycle | FALSE | 60641.10521.NY.CA | 10521 | Y | . | Lederle Laboratories | Veolia NA - Municipal & Commercial Business | 60641 | NY | MAT | NPCC |  | 325 | 7 | Industrial NAICS Cogen | CA | NG | NG | NYIS | M | mcf | 42105 | 40737 | 39469 | 41761 | 50705 | 11479 | 10173 | 2986 | 5963 | 11497 | 34467 | 29283 | 6346 | 5664 | 5522 | 4663 | 4328 | 699 | 0 | 0 | 0 | 0 | 1047 | 1848 | 1 | 1 | 1 | 1 | 1 | 1 | 1 | 1 | 1 | 1 | 1 | 1 | 42105 | 40737 | 39469 | 41761 | 50705 | 11479 | 10173 | 2986 | 5963 | 11497 | 34467 | 29283 | 6346 | 5664 | 5522 | 4663 | 4328 | 699 | 0 | 0 | 0 | 0 | 1047 | 1848 | 1082.52 | 966.12 | 941.87 | 795.4 | 738.17 | 119.31 | 0 | 0 | 0 | 0 | 178.653 | 315.25 | 320625 | 30117 | 320625 | 30117 | 5137.293 | 2020
Vintage1991 | petroleum | FALSE | 60641.10521.NY.CT | 10521 | Y | . | Lederle Laboratories | Veolia NA - Municipal & Commercial Business | 60641 | NY | MAT | NPCC |  | 325 | 7 | Industrial NAICS Cogen | CT | DFO | DFO | NYIS | M | barrels | 0 | 0 | 0 | 0 | 0 | 0 | 0 | 0 | 0 | 0 | 13289 | 0 | 0 | 0 | 0 | 0 | 0 | 0 | 0 | 0 | 0 | 0 | 4599 | 0 | 0 | 0 | 0 | 0 | 0 | 0 | 0 | 0 | 0 | 0 | 5.8 | 0 | 0 | 0 | 0 | 0 | 0 | 0 | 0 | 0 | 0 | 0 | 77076 | 0 | 0 | 0 | 0 | 0 | 0 | 0 | 0 | 0 | 0 | 0 | 26674 | 0 | 0 | 0 | 0 | 0 | 0 | 0 | 0 | 0 | 0 | 0 | 4549.985 | 0 | 13289 | 4599 | 77076 | 26674 | 4549.985 | 2020
Vintage1991 | natural gas combined cycle | FALSE | 60641.10521.NY.CT | 10521 | Y | . | Lederle Laboratories | Veolia NA - Municipal & Commercial Business | 60641 | NY | MAT | NPCC |  | 325 | 7 | Industrial NAICS Cogen | CT | NG | NG | NYIS | M | mcf | 138960 | 132759 | 109144 | 65499 | 53169 | 116044 | 107151 | 125662 | 123859 | 131745 | 77891 | 141628 | 76503 | 72511 | 51044 | 33722 | 28877 | 57538 | 56673 | 55911 | 60108 | 62178 | 26956 | 77919 | 1 | 1 | 1 | 1 | 1 | 1 | 1 | 1 | 1 | 1 | 1 | 1 | 138960 | 132759 | 109144 | 65499 | 53169 | 116044 | 107151 | 125662 | 123859 | 131745 | 77891 | 141628 | 76503 | 72511 | 51044 | 33722 | 28877 | 57538 | 56673 | 55911 | 60108 | 62178 | 26956 | 77919 | 13049.41 | 12368.47 | 8706.72 | 5752.1 | 4925.66 | 9814.46 | 9667.02 | 9537.04 | 10252.9 | 10605.98 | 4598.085 | 13290.94 | 1323511 | 659940 | 1323511 | 659940 | 112568.79 | 2020
Vintage1987 | hydro | TRUE | 55753.10523.ME.HY | 10523 | N | . | Benton Falls Associates | Essex Hydro Associates LLC | 55753 | ME | NEW | NPCC |  | 22 | 2 | NAICS-22 Non-Cogen | HY | WAT | HYC | ISNE | A |  | 0 | 0 | 0 | 0 | 0 | 0 | 0 | 0 | 0 | 0 | 0 | 0 | 0 | 0 | 0 | 0 | 0 | 0 | 0 | 0 | 0 | 0 | 0 | 0 | 0 | 0 | 0 | 0 | 0 | 0 | 0 | 0 | 0 | 0 | 0 | 0 | 13582 | 11576 | 15797 | 17044 | 15359 | 5084 | 6457 | 3491 | 1987 | 7392 | 8716 | 11756 | 13582 | 11576 | 15797 | 17044 | 15359 | 5084 | 6457 | 3491 | 1987 | 7392 | 8716 | 11756 | 1549.261 | 1320.372 | 1801.819 | 1944.062 | 1751.946 | 579.872 | 736.537 | 398.215 | 226.686 | 843.11 | 994.16 | 1340.96 | 0 | 0 | 118241 | 118241 | 13487 | 2020
Vintage1990 | natural gas steam turbine | TRUE | 3837.10525.NC.ST | 10525 | N | . | Craven County Wood Energy LP | CMS Generation Operating Co II | 3837 | NC | SAT | SERC |  | 22 | 2 | NAICS-22 Non-Cogen | ST | NG | NG | CPLE | M | mcf | 0 | 0 | 0 | 0 | 0 | 0 | 0 | 0 | 0 | 0 | 0 | 0 | 0 | 0 | 0 | 0 | 0 | 0 | 0 | 0 | 0 | 0 | 0 | 0 | 0 | 0 | 0 | 0 | 0 | 0 | 0 | 0 | 0 | 0 | 0 | 0 | 0 | 0 | 0 | 0 | 0 | 0 | 0 | 0 | 0 | 0 | 0 | 0 | 0 | 0 | 0 | 0 | 0 | 0 | 0 | 0 | 0 | 0 | 0 | 0 | 0 | 0 | 0 | 0 | 0 | 0 | 0 | 0 | 0 | 0 | 0 | 0 | 0 | 0 | 0 | 0 | 0 | 2020
Vintage1990 | biomass | TRUE | 3837.10525.NC.ST | 10525 | N | . | Craven County Wood Energy LP | CMS Generation Operating Co II | 3837 | NC | SAT | SERC |  | 22 | 2 | NAICS-22 Non-Cogen | ST | OBS | ORW | CPLE | M | short tons | 9922 | 6226 | 5216 | 3431 | 0 | 0 | 0 | 2058 | 9801 | 9361 | 9971 | 10705 | 9922 | 6226 | 5216 | 3431 | 0 | 0 | 0 | 2058 | 9801 | 9361 | 9971 | 10705 | 13.274 | 13.298 | 13.132 | 14.874 | 0 | 0 | 0 | 12.472 | 10.766 | 13.752 | 13.646 | 15.178 | 131705 | 82793 | 68497 | 51033 | 0 | 0 | 0 | 25667 | 105518 | 128732 | 136064 | 162480 | 131705 | 82793 | 68497 | 51033 | 0 | 0 | 0 | 25667 | 105518 | 128732 | 136064 | 162480 | 9389.283 | 6018.27 | 5767.459 | 3220.722 | 0 | 0 | 0 | 2252.069 | 9566.049 | 9478.291 | 7812.509 | 10696.532 | 66691 | 66691 | 892489 | 892489 | 64201.184 | 2020
Vintage1990 | biomass | TRUE | 3837.10525.NC.ST | 10525 | N | . | Craven County Wood Energy LP | CMS Generation Operating Co II | 3837 | NC | SAT | SERC |  | 22 | 2 | NAICS-22 Non-Cogen | ST | WDS | WWW | CPLE | M | short tons | 34508 | 38827 | 35531 | 29635 | 0 | 0 | 510 | 39714 | 30593 | 36012 | 32843 | 43854 | 34508 | 38827 | 35531 | 29635 | 0 | 0 | 510 | 39714 | 30593 | 36012 | 32843 | 43854 | 6.998 | 7.426 | 6.228 | 8.864 | 0 | 0 | 7.188 | 6.532 | 5.272 | 6.672 | 8.47 | 6.794 | 241487 | 288329 | 221287 | 262685 | 0 | 0 | 3666 | 259412 | 161286 | 240272 | 278180 | 297944 | 241487 | 288329 | 221287 | 262685 | 0 | 0 | 3666 | 259412 | 161286 | 240272 | 278180 | 297944 | 17215.717 | 20958.73 | 18632.541 | 16578.278 | 0 | 0 | 306 | 22760.931 | 14621.951 | 17690.709 | 15972.491 | 19614.468 | 322027 | 322027 | 2254548 | 2254548 | 164351.82 | 2020
Vintage1990 | petroleum | TRUE | 3837.10525.NC.ST | 10525 | N | . | Craven County Wood Energy LP | CMS Generation Operating Co II | 3837 | NC | SAT | SERC |  | 22 | 2 | NAICS-22 Non-Cogen | ST | WO | WOO | CPLE | M | barrels | 0 | 0 | 0 | 0 | 0 | 0 | 0 | 0 | 0 | 0 | 0 | 0 | 0 | 0 | 0 | 0 | 0 | 0 | 0 | 0 | 0 | 0 | 0 | 0 | 0 | 0 | 0 | 0 | 0 | 0 | 0 | 0 | 0 | 0 | 0 | 0 | 0 | 0 | 0 | 0 | 0 | 0 | 0 | 0 | 0 | 0 | 0 | 0 | 0 | 0 | 0 | 0 | 0 | 0 | 0 | 0 | 0 | 0 | 0 | 0 | 0 | 0 | 0 | 0 | 0 | 0 | 0 | 0 | 0 | 0 | 0 | 0 | 0 | 0 | 0 | 0 | 0 | 2020
Vintage1990 | hydro | TRUE | 5226.10526.NH.HY | 10526 | N | . | Dodge Falls Associates | Dodge Falls Associates LP | 5226 | NH | NEW | NPCC |  | 22 | 2 | NAICS-22 Non-Cogen | HY | WAT | HYC | ISNE | A |  | 0 | 0 | 0 | 0 | 0 | 0 | 0 | 0 | 0 | 0 | 0 | 0 | 0 | 0 | 0 | 0 | 0 | 0 | 0 | 0 | 0 | 0 | 0 | 0 | 0 | 0 | 0 | 0 | 0 | 0 | 0 | 0 | 0 | 0 | 0 | 0 | 25562 | 21786 | 29730 | 32077 | 28907 | 9568 | 12153 | 6570 | 3740 | 13911 | 16403 | 22126 | 25562 | 21786 | 29730 | 32077 | 28907 | 9568 | 12153 | 6570 | 3740 | 13911 | 16403 | 22126 | 2915.76 | 2484.987 | 3391.086 | 3658.792 | 3297.223 | 1091.339 | 1386.189 | 749.454 | 426.631 | 1586.761 | 1871.044 | 2523.734 | 0 | 0 | 222533 | 222533 | 25383 | 2020
Vintage1924 | hydro | TRUE | 5914.10530.NY.HY | 10530 | N | . | Feeder Dam Hydro Plant | Erie Boulevard Hydropower LP | 5914 | NY | MAT | NPCC |  | 22 | 2 | NAICS-22 Non-Cogen | HY | WAT | HYC | NYIS | A |  | 0 | 0 | 0 | 0 | 0 | 0 | 0 | 0 | 0 | 0 | 0 | 0 | 0 | 0 | 0 | 0 | 0 | 0 | 0 | 0 | 0 | 0 | 0 | 0 | 0 | 0 | 0 | 0 | 0 | 0 | 0 | 0 | 0 | 0 | 0 | 0 | 13250 | 12364 | 13131 | 12876 | 13450 | 12583 | 13204 | 12949 | 12300 | 12361 | 12225 | 12913 | 13250 | 12364 | 13131 | 12876 | 13450 | 12583 | 13204 | 12949 | 12300 | 12361 | 12225 | 12913 | 1511.39 | 1410.303 | 1497.74 | 1468.725 | 1534.165 | 1435.269 | 1506.124 | 1477.038 | 1402.99 | 1409.917 | 1394.377 | 1472.962 | 0 | 0 | 153606 | 153606 | 17521 | 2020
Vintage1931 | hydro | TRUE | 5914.10531.NY.HY | 10531 | N | . | Beebee Island Hydro Plant | Erie Boulevard Hydropower LP | 5914 | NY | MAT | NPCC |  | 22 | 2 | NAICS-22 Non-Cogen | HY | WAT | HYC | NYIS | A |  | 0 | 0 | 0 | 0 | 0 | 0 | 0 | 0 | 0 | 0 | 0 | 0 | 0 | 0 | 0 | 0 | 0 | 0 | 0 | 0 | 0 | 0 | 0 | 0 | 0 | 0 | 0 | 0 | 0 | 0 | 0 | 0 | 0 | 0 | 0 | 0 | 25725 | 24004 | 25492 | 24999 | 26112 | 24429 | 25635 | 25140 | 23880 | 23998 | 23733 | 25071 | 25725 | 24004 | 25492 | 24999 | 26112 | 24429 | 25635 | 25140 | 23880 | 23998 | 23733 | 25071 | 2934.275 | 2738.02 | 2907.774 | 2851.445 | 2978.492 | 2786.491 | 2924.053 | 2867.584 | 2723.822 | 2737.271 | 2707.102 | 2859.671 | 0 | 0 | 298218 | 298218 | 34016 | 2020
Vintage1997 | biomass | TRUE | 55858.10532.MI.IC | 10532 | N | . | Grand River | EDL Inc | 55858 | MI | ENC | RFC |  | 22 | 2 | NAICS-22 Non-Cogen | IC | LFG | MLG | MISO | A | mcf | 21431 | 19870 | 21184 | 19888 | 19554 | 18007 | 16442 | 17527 | 16124 | 19096 | 18632 | 20495 | 21431 | 19870 | 21184 | 19888 | 19554 | 18007 | 16442 | 17527 | 16124 | 19096 | 18632 | 20495 | 0.5 | 0.5 | 0.5 | 0.5 | 0.5 | 0.5 | 0.5 | 0.5 | 0.5 | 0.5 | 0.5 | 0.5 | 10716 | 9935 | 10592 | 9944 | 9777 | 9004 | 8221 | 8764 | 8062 | 9548 | 9316 | 10248 | 10716 | 9935 | 10592 | 9944 | 9777 | 9004 | 8221 | 8764 | 8062 | 9548 | 9316 | 10248 | 871.505 | 808.03 | 861.474 | 808.749 | 795.165 | 732.253 | 668.634 | 712.761 | 655.71 | 776.568 | 757.689 | 833.462 | 228250 | 228250 | 114127 | 114127 | 9282 | 2020
Vintage1988 | hydro | TRUE | 64078.10538.NY.HY | 10538 | N | . | Dexter Plant | Central Rivers Power US, LLC | 64078 | NY | MAT | NPCC |  | 22 | 2 | NAICS-22 Non-Cogen | HY | WAT | HYC | NYIS | A |  | 0 | 0 | 0 | 0 | 0 | 0 | 0 | 0 | 0 | 0 | 0 | 0 | 0 | 0 | 0 | 0 | 0 | 0 | 0 | 0 | 0 | 0 | 0 | 0 | 0 | 0 | 0 | 0 | 0 | 0 | 0 | 0 | 0 | 0 | 0 | 0 | 6117 | 5708 | 6062 | 5945 | 6210 | 5809 | 6096 | 5978 | 5679 | 5707 | 5644 | 5962 | 6117 | 5708 | 6062 | 5945 | 6210 | 5809 | 6096 | 5978 | 5679 | 5707 | 5644 | 5962 | 697.771 | 651.101 | 691.468 | 678.073 | 708.285 | 662.627 | 695.339 | 681.911 | 647.725 | 650.923 | 643.748 | 680.029 | 0 | 0 | 70917 | 70917 | 8089 | 2020
Vintage1929 | hydro | TRUE | 64078.10539.NY.HY | 10539 | N | . | Theresa Plant | Central Rivers Power US, LLC | 64078 | NY | MAT | NPCC |  | 22 | 2 | NAICS-22 Non-Cogen | HY | WAT | HYC | NYIS | A |  | 0 | 0 | 0 | 0 | 0 | 0 | 0 | 0 | 0 | 0 | 0 | 0 | 0 | 0 | 0 | 0 | 0 | 0 | 0 | 0 | 0 | 0 | 0 | 0 | 0 | 0 | 0 | 0 | 0 | 0 | 0 | 0 | 0 | 0 | 0 | 0 | 3284 | 3065 | 3255 | 3192 | 3334 | 3119 | 3273 | 3210 | 3049 | 3064 | 3030 | 3201 | 3284 | 3065 | 3255 | 3192 | 3334 | 3119 | 3273 | 3210 | 3049 | 3064 | 3030 | 3201 | 374.633 | 349.577 | 371.251 | 364.059 | 380.28 | 355.766 | 373.329 | 366.119 | 347.765 | 349.482 | 345.63 | 365.109 | 0 | 0 | 38076 | 38076 | 4343 | 2020
Vintage1914 | hydro | TRUE | 64078.10540.NY.HY | 10540 | N | . | Diamond Island Plant | Central Rivers Power US, LLC | 64078 | NY | MAT | NPCC |  | 22 | 2 | NAICS-22 Non-Cogen | HY | WAT | HYC | NYIS | A |  | 0 | 0 | 0 | 0 | 0 | 0 | 0 | 0 | 0 | 0 | 0 | 0 | 0 | 0 | 0 | 0 | 0 | 0 | 0 | 0 | 0 | 0 | 0 | 0 | 0 | 0 | 0 | 0 | 0 | 0 | 0 | 0 | 0 | 0 | 0 | 0 | 1414 | 1320 | 1401 | 1374 | 1436 | 1343 | 1409 | 1382 | 1313 | 1319 | 1305 | 1378 | 1414 | 1320 | 1401 | 1374 | 1436 | 1343 | 1409 | 1382 | 1313 | 1319 | 1305 | 1378 | 161.309 | 150.52 | 159.852 | 156.756 | 163.74 | 153.185 | 160.747 | 157.643 | 149.74 | 150.479 | 148.821 | 157.208 | 0 | 0 | 16394 | 16394 | 1870 | 2020
Vintage1922 | hydro | TRUE | 64078.10544.NY.HY | 10544 | N | . | Hailesboro 4 Plant | Central Rivers Power US, LLC | 64078 | NY | MAT | NPCC |  | 22 | 2 | NAICS-22 Non-Cogen | HY | WAT | HYC | NYIS | A |  | 0 | 0 | 0 | 0 | 0 | 0 | 0 | 0 | 0 | 0 | 0 | 0 | 0 | 0 | 0 | 0 | 0 | 0 | 0 | 0 | 0 | 0 | 0 | 0 | 0 | 0 | 0 | 0 | 0 | 0 | 0 | 0 | 0 | 0 | 0 | 0 | 5325 | 4969 | 5277 | 5174 | 5405 | 5057 | 5306 | 5204 | 4943 | 4967 | 4913 | 5189 | 5325 | 4969 | 5277 | 5174 | 5405 | 5057 | 5306 | 5204 | 4943 | 4967 | 4913 | 5189 | 607.367 | 566.745 | 601.883 | 590.223 | 616.521 | 576.778 | 605.252 | 593.564 | 563.806 | 566.59 | 560.345 | 591.926 | 0 | 0 | 61729 | 61729 | 7041 | 2020
Vintage1984 | hydro | TRUE | 64078.10545.NY.HY | 10545 | N | . | Copenhagen Plant | Central Rivers Power US, LLC | 64078 | NY | MAT | NPCC |  | 22 | 2 | NAICS-22 Non-Cogen | HY | WAT | HYC | NYIS | A |  | 0 | 0 | 0 | 0 | 0 | 0 | 0 | 0 | 0 | 0 | 0 | 0 | 0 | 0 | 0 | 0 | 0 | 0 | 0 | 0 | 0 | 0 | 0 | 0 | 0 | 0 | 0 | 0 | 0 | 0 | 0 | 0 | 0 | 0 | 0 | 0 | 5884 | 5491 | 5831 | 5718 | 5973 | 5588 | 5864 | 5751 | 5462 | 5489 | 5429 | 5735 | 5884 | 5491 | 5831 | 5718 | 5973 | 5588 | 5864 | 5751 | 5462 | 5489 | 5429 | 5735 | 671.201 | 626.309 | 665.14 | 652.255 | 681.316 | 637.397 | 668.863 | 655.946 | 623.062 | 626.138 | 619.237 | 654.136 | 0 | 0 | 68215 | 68215 | 7781 | 2020
Vintage1982 | hydro | TRUE | 64078.10546.PA.HY | 10546 | N | . | Beaver Valley Patterson Dam | Central Rivers Power US, LLC | 64078 | PA | MAT | RFC |  | 22 | 2 | NAICS-22 Non-Cogen | HY | WAT | HYC | PJM | A |  | 0 | 0 | 0 | 0 | 0 | 0 | 0 | 0 | 0 | 0 | 0 | 0 | 0 | 0 | 0 | 0 | 0 | 0 | 0 | 0 | 0 | 0 | 0 | 0 | 0 | 0 | 0 | 0 | 0 | 0 | 0 | 0 | 0 | 0 | 0 | 0 | 3414 | 3185 | 3383 | 3317 | 3465 | 3242 | 3402 | 3336 | 3169 | 3185 | 3149 | 3327 | 3414 | 3185 | 3383 | 3317 | 3465 | 3242 | 3402 | 3336 | 3169 | 3185 | 3149 | 3327 | 389.385 | 363.341 | 385.868 | 378.393 | 395.253 | 369.774 | 388.028 | 380.535 | 361.457 | 363.242 | 359.239 | 379.485 | 0 | 0 | 39574 | 39574 | 4514 | 2020
Vintage1985 | hydro | TRUE | 64078.10547.NY.HY | 10547 | N | . | Pyrites Plant | Central Rivers Power US, LLC | 64078 | NY | MAT | NPCC |  | 22 | 2 | NAICS-22 Non-Cogen | HY | WAT | HYC | NYIS | A |  | 0 | 0 | 0 | 0 | 0 | 0 | 0 | 0 | 0 | 0 | 0 | 0 | 0 | 0 | 0 | 0 | 0 | 0 | 0 | 0 | 0 | 0 | 0 | 0 | 0 | 0 | 0 | 0 | 0 | 0 | 0 | 0 | 0 | 0 | 0 | 0 | 14888 | 13892 | 14753 | 14467 | 15112 | 14138 | 14836 | 14549 | 13820 | 13888 | 13735 | 14509 | 14888 | 13892 | 14753 | 14467 | 15112 | 14138 | 14836 | 14549 | 13820 | 13888 | 13735 | 14509 | 1698.147 | 1584.568 | 1682.809 | 1650.21 | 1723.736 | 1612.619 | 1692.23 | 1659.55 | 1576.351 | 1584.135 | 1566.675 | 1654.97 | 0 | 0 | 172587 | 172587 | 19686 | 2020
Vintage1984 | petroleum | FALSE | 16732.10548.CA.GT | 10548 | Y | . | San Jose Cogeneration | San Jose State University Fclts Dev &Ops | 16732 | CA | PACC | WECC |  | 611 | 5 | Commercial NAICS Cogen | GT | DFO | DFO | CISO | M | barrels | 0 | 0 | 0 | 0 | 0 | 0 | 0 | 0 | 0 | 0 | 0 | 0 | 0 | 0 | 0 | 0 | 0 | 0 | 0 | 0 | 0 | 0 | 0 | 0 | 0 | 0 | 0 | 0 | 0 | 0 | 0 | 0 | 0 | 0 | 0 | 0 | 0 | 0 | 0 | 0 | 0 | 0 | 0 | 0 | 0 | 0 | 0 | 0 | 0 | 0 | 0 | 0 | 0 | 0 | 0 | 0 | 0 | 0 | 0 | 0 | 0 | 0 | 0 | 0 | 0 | 0 | 0 | 0 | 0 | 0 | 0 | 0 | 0 | 0 | 0 | 0 | 0 | 2020
Vintage1984 | petroleum | FALSE | 16732.10548.CA.GT | 10548 | Y | . | San Jose Cogeneration | San Jose State University Fclts Dev &Ops | 16732 | CA | PACC | WECC |  | 611 | 5 | Commercial NAICS Cogen | GT | KER | WOO | CISO | M | barrels | 0 | 0 | 0 | 0 | 0 | 0 | 0 | 0 | 0 | 0 | 0 | 0 | 0 | 0 | 0 | 0 | 0 | 0 | 0 | 0 | 0 | 0 | 0 | 0 | 0 | 0 | 0 | 0 | 0 | 0 | 0 | 0 | 0 | 0 | 0 | 0 | 0 | 0 | 0 | 0 | 0 | 0 | 0 | 0 | 0 | 0 | 0 | 0 | 0 | 0 | 0 | 0 | 0 | 0 | 0 | 0 | 0 | 0 | 0 | 0 | 0 | 0 | 0 | 0 | 0 | 0 | 0 | 0 | 0 | 0 | 0 | 0 | 0 | 0 | 0 | 0 | 0 | 2020
Vintage1984 | natural gas peaker | FALSE | 16732.10548.CA.GT | 10548 | Y | . | San Jose Cogeneration | San Jose State University Fclts Dev &Ops | 16732 | CA | PACC | WECC |  | 611 | 5 | Commercial NAICS Cogen | GT | NG | NG | CISO | M | mcf | 45788 | 41239 | 45026 | 38172 | 35509 | 39153 | 38963 | 40966 | 39873 | 42733 | 42623 | 37063 | 21973 | 21078 | 24317 | 22792 | 22376 | 24966 | 26077 | 24787 | 21618 | 28210 | 23644 | 19594 | 1.036 | 1.036 | 1.034 | 1.036 | 1.033 | 1.025 | 1.03 | 1.037 | 1.034 | 1.029 | 1.039 | 1.039 | 47436 | 42724 | 46557 | 39546 | 36681 | 40132 | 40132 | 42482 | 41229 | 43972 | 44285 | 38508 | 22764 | 21837 | 25144 | 23613 | 23114 | 25590 | 26859 | 25704 | 22353 | 29028 | 24566 | 20358 | 2468 | 2373 | 2722 | 2563 | 2517 | 2797 | 2923 | 2799 | 2429 | 3169 | 2684 | 2212 | 487108 | 281432 | 503684 | 290930 | 31656 | 2020
Vintage2011 | biomass | TRUE | 463.10549.NY.IC | 10549 | N | . | Al Turi | Ameresco LFG I Inc | 463 | NY | MAT | NPCC |  | 22 | 2 | NAICS-22 Non-Cogen | IC | LFG | MLG | NYIS | A | mcf | 0 | 0 | 0 | 0 | 0 | 0 | 0 | 0 | 0 | 0 | 0 | 0 | 0 | 0 | 0 | 0 | 0 | 0 | 0 | 0 | 0 | 0 | 0 | 0 | 0 | 0 | 0 | 0 | 0 | 0 | 0 | 0 | 0 | 0 | 0 | 0 | 0 | 0 | 0 | 0 | 0 | 0 | 0 | 0 | 0 | 0 | 0 | 0 | 0 | 0 | 0 | 0 | 0 | 0 | 0 | 0 | 0 | 0 | 0 | 0 | 0 | 0 | 0 | 0 | 0 | 0 | 0 | 0 | 0 | 0 | 0 | 0 | 0 | 0 | 0 | 0 | 0 | 2020
Vintage1934 | hydro | TRUE | 64078.10550.NC.HY | 10550 | N | . | High Shoals Hydro (NC) | Central Rivers Power US, LLC | 64078 | NC | SAT | SERC |  | 22 | 2 | NAICS-22 Non-Cogen | HY | WAT | HYC | DUK | M |  | 0 | 0 | 0 | 0 | 0 | 0 | 0 | 0 | 0 | 0 | 0 | 0 | 0 | 0 | 0 | 0 | 0 | 0 | 0 | 0 | 0 | 0 | 0 | 0 | 0 | 0 | 0 | 0 | 0 | 0 | 0 | 0 | 0 | 0 | 0 | 0 | 3630 | 3217 | 6049 | 5681 | 5102 | 4638 | 3586 | 4559 | 3630 | 4419 | 3708 | 3288 | 3630 | 3217 | 6049 | 5681 | 5102 | 4638 | 3586 | 4559 | 3630 | 4419 | 3708 | 3288 | 414 | 367 | 690 | 648 | 582 | 529 | 409 | 520 | 414 | 504 | 423 | 375 | 0 | 0 | 51507 | 51507 | 5875 | 2020
Vintage1987 | petroleum | FALSE | 4385.10553.MA.IC | 10553 | N | . | Anderson Power Products Division | Anderson Power Products | 4385 | MA | NEW | NPCC |  | 326 | 6 | Industrial NAICS Non-Cogen | IC | DFO | DFO | ISNE | A | barrels | 3 | 2 | 1 | 2 | 1 | 1 | 1 | 1 | 1 | 2 | 2 | 12 | 3 | 2 | 1 | 2 | 1 | 1 | 1 | 1 | 1 | 2 | 2 | 12 | 6.2 | 6.2 | 6.2 | 6.2 | 6.2 | 6.2 | 6.2 | 6.2 | 6.2 | 6.2 | 6.2 | 6.2 | 19 | 12 | 6 | 12 | 6 | 6 | 6 | 6 | 6 | 12 | 12 | 74 | 19 | 12 | 6 | 12 | 6 | 6 | 6 | 6 | 6 | 12 | 12 | 74 | 4.027 | 4.298 | 3.34 | 3.711 | 2.596 | 2.522 | 2.996 | 2.827 | 3.205 | 5.032 | 5.067 | 28.379 | 29 | 29 | 177 | 177 | 68 | 2020
Vintage2002 | natural gas combined cycle | FALSE | 6541.10554.TX.CA | 10554 | Y | . | Formosa Utility Venture Ltd | Formosa Plastics Corp | 6541 | TX | WSC | TRE |  | 325211 | 7 | Industrial NAICS Cogen | CA | NG | NG | ERCO | M | mcf | 19478 | 62954 | 47537 | 47334 | 3488 | 14826 | 68994 | 63127 | 3239 | 28605 | 1746 | 22958 | 19478 | 62954 | 47537 | 47334 | 3488 | 14826 | 68994 | 63127 | 3239 | 28605 | 1746 | 22958 | 1.046 | 1.04 | 1.038 | 1.042 | 1.03 | 1.021 | 1.018 | 1.021 | 1.042 | 1.027 | 1.03 | 1.034 | 20374 | 65472 | 49343 | 49322 | 3593 | 15137 | 70236 | 64453 | 3375 | 29377 | 1798 | 23739 | 20374 | 65472 | 49343 | 49322 | 3593 | 15137 | 70236 | 64453 | 3375 | 29377 | 1798 | 23739 | 47145.2 | 51532.319 | 55193.44 | 51122.839 | 59477.414 | 46579.676 | 27341.512 | 43050.569 | 51876.093 | 51513.079 | 49588.363 | 44791.246 | 384286 | 384286 | 396219 | 396219 | 579211.75 | 2020
Vintage2002 | other | FALSE | 6541.10554.TX.CA | 10554 | Y | . | Formosa Utility Venture Ltd | Formosa Plastics Corp | 6541 | TX | WSC | TRE |  | 325211 | 7 | Industrial NAICS Cogen | CA | OG | OOG | ERCO | M | mcf | 640972 | 313399 | 316188 | 375459 | 697562 | 353680 | 28448 | 125542 | 534948 | 493170 | 601420 | 490228 | 55119 | 30770 | 32456 | 34300 | 71500 | 37533 | 2152 | 12015 | 57693 | 46574 | 60141 | 45930 | 0.27 | 0.27 | 0.27 | 0.27 | 0.27 | 0.27 | 0.27 | 0.27 | 0.27 | 0.27 | 0.27 | 0.27 | 173062 | 84618 | 85371 | 101374 | 188342 | 95494 | 7681 | 33896 | 144436 | 133156 | 162383 | 132362 | 14882 | 8308 | 8763 | 9261 | 19305 | 10134 | 581 | 3244 | 15577 | 12575 | 16238 | 12401 | 3003.8 | 1677.031 | 1768.84 | 1869.231 | 3896.566 | 2045.454 | 117.248 | 654.721 | 3144.247 | 2538.231 | 3277.607 | 2503.044 | 4971016 | 486183 | 1342175 | 131269 | 26496.02 | 2020
Vintage2003 | natural gas combined cycle | FALSE | 6541.10554.TX.CT | 10554 | Y | . | Formosa Utility Venture Ltd | Formosa Plastics Corp | 6541 | TX | WSC | TRE |  | 325211 | 7 | Industrial NAICS Cogen | CT | NG | NG | ERCO | M | mcf | 2577317 | 2437200 | 2518782 | 2613455 | 2787638 | 2115055 | 1690484 | 2119851 | 2283719 | 2602731 | 2383468 | 2267730 | 1589147 | 1439007 | 1522968 | 1398050 | 1582730 | 1179863 | 798985 | 1060723 | 1327938 | 1429960 | 1433138 | 1301103 | 1.046 | 1.04 | 1.038 | 1.042 | 1.03 | 1.021 | 1.018 | 1.021 | 1.042 | 1.027 | 1.03 | 1.034 | 2695874 | 2534688 | 2614496 | 2723220 | 2871267 | 2159471 | 1720913 | 2164368 | 2379635 | 2673005 | 2454972 | 2344833 | 1662248 | 1496567 | 1580841 | 1456768 | 1630212 | 1204640 | 813367 | 1082998 | 1383711 | 1468569 | 1476132 | 1345341 | 292486.04 | 263759.49 | 273853.31 | 252876.09 | 270300.2 | 199627.94 | 151010.57 | 188558.3 | 228102.29 | 250842 | 248726.43 | 231552.58 | 28397430 | 16063612 | 29336742 | 16601394 | 2851695.2 | 2020
Vintage2003 | other | FALSE | 6541.10554.TX.CT | 10554 | Y | . | Formosa Utility Venture Ltd | Formosa Plastics Corp | 6541 | TX | WSC | TRE |  | 325211 | 7 | Industrial NAICS Cogen | CT | OG | OOG | ERCO | M | mcf | 0 | 0 | 0 | 0 | 0 | 0 | 0 | 0 | 0 | 0 | 0 | 0 | 0 | 0 | 0 | 0 | 0 | 0 | 0 | 0 | 0 | 0 | 0 | 0 | 0 | 0 | 0 | 0 | 0 | 0 | 0 | 0 | 0 | 0 | 0 | 0 | 0 | 0 | 0 | 0 | 0 | 0 | 0 | 0 | 0 | 0 | 0 | 0 | 0 | 0 | 0 | 0 | 0 | 0 | 0 | 0 | 0 | 0 | 0 | 0 | 0 | 0 | 0 | 0 | 0 | 0 | 0 | 0 | 0 | 0 | 0 | 0 | 0 | 0 | 0 | 0 | 0 | 2020
Vintage1989 | hydro | TRUE | 2179.10555.ME.HY | 10555 | N | . | Brassua Hydroelectric Project | Brassua Hydroelectric LP | 2179 | ME | NEW | NPCC |  | 22 | 2 | NAICS-22 Non-Cogen | HY | WAT | HYC | ISNE | A |  | 0 | 0 | 0 | 0 | 0 | 0 | 0 | 0 | 0 | 0 | 0 | 0 | 0 | 0 | 0 | 0 | 0 | 0 | 0 | 0 | 0 | 0 | 0 | 0 | 0 | 0 | 0 | 0 | 0 | 0 | 0 | 0 | 0 | 0 | 0 | 0 | 12519 | 10669 | 14560 | 15709 | 14157 | 4686 | 5952 | 3218 | 1832 | 6813 | 8033 | 10836 | 12519 | 10669 | 14560 | 15709 | 14157 | 4686 | 5952 | 3218 | 1832 | 6813 | 8033 | 10836 | 1427.958 | 1216.99 | 1660.741 | 1791.847 | 1614.773 | 534.469 | 678.868 | 367.035 | 208.937 | 777.096 | 916.32 | 1235.966 | 0 | 0 | 108984 | 108984 | 12431 | 2020
Vintage1985 | hydro | TRUE | 64078.10556.MA.HY | 10556 | N | . | Boott Hydropower | Central Rivers Power US, LLC | 64078 | MA | NEW | NPCC |  | 22 | 2 | NAICS-22 Non-Cogen | HY | WAT | HYC | ISNE | A |  | 0 | 0 | 0 | 0 | 0 | 0 | 0 | 0 | 0 | 0 | 0 | 0 | 0 | 0 | 0 | 0 | 0 | 0 | 0 | 0 | 0 | 0 | 0 | 0 | 0 | 0 | 0 | 0 | 0 | 0 | 0 | 0 | 0 | 0 | 0 | 0 | 67289 | 57348 | 78259 | 84437 | 76093 | 25186 | 31990 | 17296 | 9846 | 36619 | 43180 | 58242 | 67289 | 57348 | 78259 | 84437 | 76093 | 25186 | 31990 | 17296 | 9846 | 36619 | 43180 | 58242 | 7675.312 | 6541.36 | 8926.533 | 9631.23 | 8679.452 | 2872.788 | 3648.937 | 1972.826 | 1123.044 | 4176.915 | 4925.247 | 6643.356 | 0 | 0 | 585785 | 585785 | 66817 | 2020
Vintage1982 | biomass | FALSE | 15726.10560.GA.ST | 10560 | Y | . | Jesup Plant | Rayonier Advanced Materials | 15726 | GA | SAT | SERC |  | 322 | 7 | Industrial NAICS Cogen | ST | BLQ | WWW | SOCO | AM | short tons | 125182 | 130369 | 136747 | 134956 | 141166 | 57921 | 129640 | 133149 | 128632 | 127270 | 117649 | 141930 | 11874 | 12018 | 12715 | 12412 | 13366 | 3733 | 12985 | 13170 | 12679 | 12983 | 11120 | 13861 | 11 | 11 | 11 | 11 | 11 | 11 | 11 | 11 | 11 | 11 | 11 | 11 | 1377002 | 1434059 | 1504217 | 1484516 | 1552826 | 637131 | 1426040 | 1464639 | 1414952 | 1399970 | 1294139 | 1561230 | 130612 | 132202 | 139864 | 136537 | 147022 | 41066 | 142831 | 144875 | 139466 | 142809 | 122325 | 152472 | 31246.449 | 31626.709 | 33459.664 | 32663.899 | 35172.152 | 9824.143 | 34169.669 | 34658.587 | 33364.534 | 34164.365 | 29263.783 | 36475.996 | 1504611 | 142916 | 16550721 | 1572081 | 376089.95 | 2020
Vintage1982 | petroleum | FALSE | 15726.10560.GA.ST | 10560 | Y | . | Jesup Plant | Rayonier Advanced Materials | 15726 | GA | SAT | SERC |  | 322 | 7 | Industrial NAICS Cogen | ST | DFO | DFO | SOCO | AM | barrels | 0 | 0 | 0 | 0 | 0 | 0 | 0 | 0 | 0 | 0 | 0 | 0 | 0 | 0 | 0 | 0 | 0 | 0 | 0 | 0 | 0 | 0 | 0 | 0 | 0 | 0 | 0 | 0 | 0 | 0 | 0 | 0 | 0 | 0 | 0 | 0 | 0 | 0 | 0 | 0 | 0 | 0 | 0 | 0 | 0 | 0 | 0 | 0 | 0 | 0 | 0 | 0 | 0 | 0 | 0 | 0 | 0 | 0 | 0 | 0 | 0 | 0 | 0 | 0 | 0 | 0 | 0 | 0 | 0 | 0 | 0 | 0 | 0 | 0 | 0 | 0 | 0 | 2020
Vintage1982 | natural gas steam turbine | FALSE | 15726.10560.GA.ST | 10560 | Y | . | Jesup Plant | Rayonier Advanced Materials | 15726 | GA | SAT | SERC |  | 322 | 7 | Industrial NAICS Cogen | ST | NG | NG | SOCO | AM | mcf | 230018 | 204397 | 213208 | 236584 | 213199 | 192411 | 158726 | 187017 | 281114 | 197902 | 223148 | 236868 | 21818 | 18842 | 19824 | 21759 | 20186 | 12401 | 15897 | 18499 | 27708 | 20188 | 21093 | 23132 | 1.034 | 1.034 | 1.034 | 1.034 | 1.034 | 1.034 | 1.034 | 1.034 | 1.034 | 1.034 | 1.034 | 1.034 | 237839 | 211346 | 220457 | 244628 | 220448 | 198953 | 164123 | 193376 | 290672 | 204631 | 230735 | 244922 | 22560 | 19483 | 20498 | 22499 | 20872 | 12823 | 16438 | 19128 | 28650 | 20874 | 21810 | 23919 | 5396.951 | 4661.032 | 4903.827 | 5382.562 | 4993.233 | 3067.725 | 3932.581 | 4575.956 | 6854.036 | 4993.733 | 5217.507 | 5722.255 | 2574592 | 241347 | 2662130 | 249554 | 59701.398 | 2020
Vintage1982 | petroleum | FALSE | 15726.10560.GA.ST | 10560 | Y | . | Jesup Plant | Rayonier Advanced Materials | 15726 | GA | SAT | SERC |  | 322 | 7 | Industrial NAICS Cogen | ST | RFO | RFO | SOCO | AM | barrels | 1598 | 796 | 3314 | 484 | 400 | 3691 | 2168 | 1531 | 4938 | 3684 | 1013 | 469 | 152 | 73 | 308 | 45 | 38 | 238 | 217 | 151 | 487 | 376 | 96 | 46 | 6.42 | 6.42 | 6.42 | 6.42 | 6.42 | 6.42 | 6.42 | 6.42 | 6.42 | 6.42 | 6.42 | 6.42 | 10259 | 5110 | 21276 | 3107 | 2568 | 23696 | 13919 | 9829 | 31702 | 23651 | 6503 | 3011 | 973 | 471 | 1978 | 286 | 243 | 1527 | 1394 | 972 | 3125 | 2413 | 615 | 294 | 232.797 | 112.703 | 473.259 | 68.37 | 58.166 | 365.38 | 333.506 | 232.59 | 747.531 | 577.177 | 147.06 | 70.347 | 24086 | 2227 | 154631 | 14291 | 3418.886 | 2020
Vintage1982 | biomass | FALSE | 15726.10560.GA.ST | 10560 | Y | . | Jesup Plant | Rayonier Advanced Materials | 15726 | GA | SAT | SERC |  | 322 | 7 | Industrial NAICS Cogen | ST | WDS | WWW | SOCO | AM | short tons | 30368 | 26947 | 28813 | 24758 | 29407 | 15526 | 27414 | 27876 | 12495 | 27445 | 25462 | 28397 | 2880 | 2484 | 2679 | 2277 | 2784 | 1001 | 2746 | 2757 | 1232 | 2800 | 2407 | 2773 | 9 | 9 | 9 | 9 | 9 | 9 | 9 | 9 | 9 | 9 | 9 | 9 | 273312 | 242523 | 259317 | 222822 | 264663 | 139734 | 246726 | 250884 | 112455 | 247005 | 229158 | 255573 | 25924 | 22357 | 24112 | 20494 | 25058 | 9006 | 24712 | 24816 | 11084 | 25197 | 21660 | 24960 | 6201.9 | 5348.598 | 5768.224 | 4902.767 | 5994.727 | 2154.607 | 5911.858 | 5936.811 | 2651.686 | 6027.821 | 5181.847 | 5971.112 | 304908 | 28820 | 2744172 | 259380 | 62051.958 | 2020
Vintage2012 | petroleum | FALSE | 15726.10562.FL.ST | 10562 | Y | . | Fernandina Plant | Rayonier Advanced Materials | 15726 | FL | SAT | SERC |  | 322 | 7 | Industrial NAICS Cogen | ST | DFO | DFO | JEA | AM | barrels | 56 | 3 | 16 | 4 | 119 | 3 | 13 | 187 | 1 | 66 | 1 | 4 | 8 | 1 | 2 | 1 | 18 | 1 | 2 | 16 | 0 | 11 | 0 | 1 | 5.5 | 5.5 | 5.5 | 5.5 | 5.5 | 5.5 | 5.5 | 5.5 | 5.5 | 5.5 | 5.5 | 5.5 | 308 | 17 | 88 | 22 | 655 | 17 | 72 | 1029 | 6 | 363 | 6 | 22 | 44 | 3 | 13 | 3 | 100 | 3 | 12 | 90 | 1 | 60 | 1 | 4 | 6.052 | 0.343 | 1.787 | 0.356 | 13.711 | 0.391 | 1.579 | 12.291 | 0.12 | 8.2 | 0.117 | 0.511 | 473 | 61 | 2605 | 334 | 45.458 | 2020
Vintage2012 | natural gas steam turbine | FALSE | 15726.10562.FL.ST | 10562 | Y | . | Fernandina Plant | Rayonier Advanced Materials | 15726 | FL | SAT | SERC |  | 322 | 7 | Industrial NAICS Cogen | ST | NG | NG | JEA | AM | mcf | 45751 | 15886 | 33708 | 47397 | 85335 | 87381 | 106611 | 46164 | 80038 | 120606 | 68028 | 128064 | 6585 | 2422 | 5015 | 5626 | 13096 | 15174 | 17247 | 4041 | 12797 | 19959 | 10606 | 21773 | 1.037 | 1.037 | 1.037 | 1.037 | 1.037 | 1.037 | 1.037 | 1.037 | 1.037 | 1.037 | 1.037 | 1.037 | 47444 | 16474 | 34955 | 49151 | 88492 | 90614 | 110556 | 47872 | 82999 | 125068 | 70545 | 132802 | 6829 | 2512 | 5201 | 5834 | 13581 | 15735 | 17885 | 4191 | 13271 | 20697 | 10998 | 22579 | 932.189 | 342.844 | 709.975 | 796.348 | 1853.829 | 2147.886 | 2441.278 | 572.108 | 1811.577 | 2825.156 | 1501.268 | 3082.113 | 864969 | 134341 | 896972 | 139313 | 19016.571 | 2020
Vintage2012 | biomass | FALSE | 15726.10562.FL.ST | 10562 | Y | . | Fernandina Plant | Rayonier Advanced Materials | 15726 | FL | SAT | SERC |  | 322 | 7 | Industrial NAICS Cogen | ST | OBS | ORW | JEA | AM | short tons | 1440 | 1317 | 1427 | 1748 | 1511 | 1201 | 1374 | 552 | 1344 | 1427 | 938 | 886 | 207 | 201 | 212 | 208 | 232 | 209 | 222 | 48 | 215 | 236 | 146 | 151 | 19.6 | 19.6 | 19.6 | 19.6 | 19.6 | 19.6 | 19.6 | 19.6 | 19.6 | 19.6 | 19.6 | 19.6 | 28224 | 25813 | 27969 | 34261 | 29616 | 23540 | 26930 | 10819 | 26342 | 27969 | 18385 | 17366 | 4063 | 3936 | 4162 | 4067 | 4545 | 4088 | 4357 | 947 | 4212 | 4628 | 2866 | 2953 | 554.553 | 537.211 | 568.082 | 555.099 | 620.418 | 557.975 | 594.675 | 129.298 | 574.959 | 631.793 | 391.247 | 403.026 | 15165 | 2287 | 297234 | 44824 | 6118.336 | 2020
Vintage2012 | petroleum | FALSE | 15726.10562.FL.ST | 10562 | Y | . | Fernandina Plant | Rayonier Advanced Materials | 15726 | FL | SAT | SERC |  | 322 | 7 | Industrial NAICS Cogen | ST | RFO | RFO | JEA | AM | barrels | 28 | 92 | 15 | 96 | 66 | 10 | 78 | 190 | 25 | 227 | 58 | 64 | 4 | 14 | 2 | 11 | 10 | 2 | 13 | 17 | 4 | 38 | 9 | 11 | 6.3 | 6.3 | 6.3 | 6.3 | 6.3 | 6.3 | 6.3 | 6.3 | 6.3 | 6.3 | 6.3 | 6.3 | 176 | 580 | 95 | 605 | 416 | 63 | 491 | 1197 | 158 | 1430 | 365 | 403 | 25 | 88 | 14 | 72 | 64 | 11 | 79 | 105 | 25 | 237 | 57 | 69 | 3.466 | 12.062 | 1.919 | 9.799 | 8.711 | 1.493 | 10.851 | 14.305 | 3.438 | 32.304 | 7.776 | 9.358 | 949 | 135 | 5979 | 846 | 115.482 | 2020
Vintage2012 | other | FALSE | 15726.10562.FL.ST | 10562 | Y | . | Fernandina Plant | Rayonier Advanced Materials | 15726 | FL | SAT | SERC |  | 322 | 7 | Industrial NAICS Cogen | ST | TDF | OTH | JEA | AM | short tons | 146 | 203 | 134 | 160 | 90 | 199 | 101 | 84 | 277 | 374 | 168 | 180 | 21 | 31 | 20 | 19 | 14 | 35 | 16 | 7 | 44 | 62 | 26 | 31 | 31 | 31 | 31 | 31 | 31 | 31 | 31 | 31 | 31 | 31 | 31 | 31 | 4526 | 6293 | 4154 | 4960 | 2790 | 6169 | 3131 | 2604 | 8587 | 11594 | 5208 | 5580 | 651 | 959 | 618 | 589 | 428 | 1071 | 506 | 228 | 1373 | 1919 | 812 | 949 | 88.928 | 130.967 | 84.372 | 80.363 | 58.448 | 146.228 | 69.138 | 31.12 | 187.423 | 261.896 | 110.831 | 129.502 | 2116 | 326 | 65596 | 10103 | 1379.216 | 2020
Vintage2012 | biomass | FALSE | 15726.10562.FL.ST | 10562 | Y | . | Fernandina Plant | Rayonier Advanced Materials | 15726 | FL | SAT | SERC |  | 322 | 7 | Industrial NAICS Cogen | ST | WDL | WWW | JEA | AM | barrels | 154257 | 152056 | 143236 | 176720 | 109785 | 84796 | 142477 | 88749 | 119740 | 139151 | 108169 | 118589 | 22204 | 23183 | 21313 | 20976 | 16849 | 14725 | 23048 | 7770 | 19146 | 23027 | 16864 | 20163 | 4.15 | 4.15 | 4.15 | 4.15 | 4.15 | 4.15 | 4.15 | 4.15 | 4.15 | 4.15 | 4.15 | 4.15 | 640167 | 631032 | 594429 | 733388 | 455608 | 351903 | 591280 | 368308 | 496921 | 577477 | 448901 | 492144 | 92146 | 96209 | 88449 | 87050 | 69922 | 61108 | 95651 | 32245 | 79457 | 95563 | 69985 | 83675 | 12578.169 | 13132.728 | 12073.451 | 11882.475 | 9544.537 | 8341.4 | 13056.578 | 4401.572 | 10845.989 | 13044.553 | 9553.063 | 11421.819 | 1537725 | 229268 | 6381558 | 951460 | 129876.33 | 2020
Vintage2012 | biomass | FALSE | 15726.10562.FL.ST | 10562 | Y | . | Fernandina Plant | Rayonier Advanced Materials | 15726 | FL | SAT | SERC |  | 322 | 7 | Industrial NAICS Cogen | ST | WDS | WWW | JEA | AM | short tons | 14543 | 12366 | 13814 | 17098 | 13648 | 12716 | 16734 | 7930 | 13680 | 16632 | 13633 | 15190 | 2093 | 1885 | 2055 | 2029 | 2095 | 2208 | 2707 | 694 | 2187 | 2752 | 2125 | 2583 | 17.3 | 17.3 | 17.3 | 17.08 | 17.21 | 17.14 | 17.15 | 17.1 | 17.29 | 17.18 | 17.29 | 17.13 | 251594 | 213932 | 238982 | 292034 | 234882 | 217952 | 286988 | 135603 | 236527 | 285738 | 235715 | 260205 | 36215 | 32617 | 35560 | 34663 | 36047 | 37847 | 46426 | 11872 | 37820 | 47285 | 36748 | 44240 | 4943.387 | 4452.241 | 4853.966 | 4731.581 | 4920.55 | 5166.266 | 6337.244 | 1620.561 | 5162.534 | 6454.497 | 5016.238 | 6038.901 | 167984 | 25413 | 2890152 | 437340 | 59697.966 | 2020
Vintage1994 | hard coal | TRUE | 14932.10566.NJ.ST | 10566 | Y | . | Chambers Cogeneration LP | US Operating Services Company | 14932 | NJ | MAT | RFC |  | 22 | 3 | NAICS-22 Cogen | ST | BIT | COL | PJM | M | short tons | 21201 | 18183 | 19000 | 18883 | 20223 | 19565 | 23088 | 21288 | 21954 | 23060 | 19273 | 21432 | 16202 | 15580 | 16026 | 16162 | 15995 | 15445 | 15971 | 17088 | 18960 | 16227 | 12092 | 15305 | 25.88 | 26.1 | 26 | 25.71 | 25.98 | 26.22 | 26 | 26.01 | 25.94 | 25.89 | 26.1 | 26.08 | 548682 | 474576 | 494000 | 485482 | 525394 | 512994 | 600288 | 553701 | 569487 | 597023 | 503025 | 558947 | 419320 | 406635 | 416669 | 415525 | 415551 | 404968 | 415255 | 444464 | 491810 | 420124 | 315614 | 399166 | 40519.134 | 39626.405 | 40276.33 | 40093.562 | 38802.759 | 37948.826 | 39799.675 | 42658.303 | 48067.559 | 39875.929 | 28196.213 | 38907.588 | 247150 | 191053 | 6423599 | 4965101 | 474772.28 | 2020
Vintage1994 | petroleum | TRUE | 14932.10566.NJ.ST | 10566 | Y | . | Chambers Cogeneration LP | US Operating Services Company | 14932 | NJ | MAT | RFC |  | 22 | 3 | NAICS-22 Cogen | ST | DFO | DFO | PJM | M | barrels | 1096 | 788 | 1979 | 570 | 263 | 223 | 570 | 789 | 701 | 631 | 43 | 973 | 838 | 675 | 1669 | 488 | 208 | 176 | 394 | 633 | 605 | 444 | 27 | 695 | 5.83 | 5.83 | 5.83 | 5.83 | 5.83 | 5.83 | 5.83 | 5.72 | 5.72 | 5.72 | 5.72 | 5.72 | 6390 | 4594 | 11538 | 3323 | 1533 | 1300 | 3323 | 4513 | 4010 | 3609 | 246 | 5566 | 4883 | 3936 | 9731 | 2844 | 1213 | 1026 | 2299 | 3623 | 3463 | 2540 | 154 | 3975 | 471.866 | 383.595 | 940.67 | 274.438 | 113.241 | 96.174 | 220.325 | 347.697 | 338.441 | 241.071 | 13.787 | 387.412 | 8626 | 6852 | 49945 | 39687 | 3828.717 | 2020
Vintage1990 | petroleum | TRUE | 291.10567.CT.CA | 10567 | Y | . | Algonquin Windsor Locks | Algonquin Windsor Locks LLC | 291 | CT | NEW | NPCC |  | 22 | 3 | NAICS-22 Cogen | CA | DFO | DFO | ISNE | M | barrels | 0 | 0 | 0 | 0 | 0 | 0 | 0 | 0 | 0 | 0 | 0 | 0 | 0 | 0 | 0 | 0 | 0 | 0 | 0 | 0 | 0 | 0 | 0 | 0 | 0 | 0 | 0 | 0 | 0 | 0 | 0 | 0 | 0 | 0 | 0 | 0 | 0 | 0 | 0 | 0 | 0 | 0 | 0 | 0 | 0 | 0 | 0 | 0 | 0 | 0 | 0 | 0 | 0 | 0 | 0 | 0 | 0 | 0 | 0 | 0 | 0 | 0 | 0 | 0 | 0 | 0 | 0 | 0 | 0 | 0 | 1.14 | 0 | 0 | 0 | 0 | 0 | 1.14 | 2020
Vintage1990 | natural gas combined cycle | TRUE | 291.10567.CT.CA | 10567 | Y | . | Algonquin Windsor Locks | Algonquin Windsor Locks LLC | 291 | CT | NEW | NPCC |  | 22 | 3 | NAICS-22 Cogen | CA | NG | NG | ISNE | M | mcf | 0 | 0 | 0 | 0 | 0 | 0 | 0 | 0 | 0 | 0 | 0 | 0 | 0 | 0 | 0 | 0 | 0 | 0 | 0 | 0 | 0 | 0 | 0 | 0 | 0 | 0 | 0 | 0 | 0 | 0 | 0 | 0 | 0 | 0 | 0 | 0 | 0 | 0 | 0 | 0 | 0 | 0 | 0 | 0 | 0 | 0 | 0 | 0 | 0 | 0 | 0 | 0 | 0 | 0 | 0 | 0 | 0 | 0 | 0 | 0 | 0 | 10424.59 | 66.93 | 0 | 129.01 | 8.73 | 0 | 242.5 | 0 | 646.02 | 166.67 | 37.83 | 0 | 0 | 0 | 0 | 11722.28 | 2020
Vintage2012 | petroleum | TRUE | 291.10567.CT.CT | 10567 | Y | . | Algonquin Windsor Locks | Algonquin Windsor Locks LLC | 291 | CT | NEW | NPCC |  | 22 | 3 | NAICS-22 Cogen | CT | DFO | DFO | ISNE | M | barrels | 0 | 0 | 0 | 0 | 0 | 0 | 0 | 0 | 0 | 0 | 149 | 0 | 0 | 0 | 0 | 0 | 0 | 0 | 0 | 0 | 0 | 0 | 76 | 0 | 0 | 0 | 0 | 0 | 0 | 0 | 0 | 0 | 0 | 0 | 5.73 | 0 | 0 | 0 | 0 | 0 | 0 | 0 | 0 | 0 | 0 | 0 | 854 | 0 | 0 | 0 | 0 | 0 | 0 | 0 | 0 | 0 | 0 | 0 | 436 | 0 | 0 | 0 | 0 | 0 | 0 | 0 | 0 | 0 | 0 | 0 | 75.741 | 0 | 149 | 76 | 854 | 436 | 75.741 | 2020
Vintage2012 | natural gas combined cycle | TRUE | 291.10567.CT.CT | 10567 | Y | . | Algonquin Windsor Locks | Algonquin Windsor Locks LLC | 291 | CT | NEW | NPCC |  | 22 | 3 | NAICS-22 Cogen | CT | NG | NG | ISNE | M | mcf | 119000 | 114400 | 125980 | 114570 | 122623 | 107890 | 111430 | 117440 | 102220 | 136430 | 121380 | 126400 | 60225 | 58252 | 62765 | 57642 | 58296 | 53037 | 53450 | 58579 | 49395 | 69661 | 62012 | 63627 | 1.029 | 1.029 | 1.027 | 1.029 | 1.027 | 1.026 | 1.026 | 1.024 | 1.027 | 1.027 | 1.028 | 1.029 | 122451 | 117718 | 129381 | 117893 | 125934 | 110695 | 114327 | 120259 | 104980 | 140114 | 124779 | 130066 | 61972 | 59941 | 64460 | 59314 | 59870 | 54416 | 54840 | 59985 | 50729 | 71542 | 63748 | 65472 | 10923.17 | 140.65 | 11294.68 | 10454.66 | 10423.62 | 9582.63 | 9666.05 | 10330.5 | 8941.46 | 11963.98 | 11069.559 | 11502.26 | 1419763 | 706941 | 1458597 | 726289 | 116293.22 | 2020
Vintage1988 | natural gas peaker | FALSE | 914.10568.TX.GT | 10568 | Y | . | Port Arthur Texas Refinery | Total Petrochemicals USA Inc | 914 | TX | WSC | SERC |  | 32411 | 7 | Industrial NAICS Cogen | GT | NG | NG | MISO | A | mcf | 232603 | 221303 | 215651 | 192016 | 229878 | 271894 | 330801 | 320172 | 264200 | 228471 | 178956 | 196678 | 60890 | 57932 | 56452 | 50265 | 60176 | 71174 | 86596 | 83813 | 69161 | 59808 | 46846 | 51486 | 1.009 | 1.009 | 1.009 | 1.009 | 1.009 | 1.009 | 1.009 | 1.009 | 1.009 | 1.009 | 1.009 | 1.009 | 234696 | 223295 | 217592 | 193744 | 231947 | 274341 | 333778 | 323054 | 266578 | 230527 | 180567 | 198448 | 61438 | 58453 | 56960 | 50717 | 60718 | 71815 | 87375 | 84567 | 69783 | 60346 | 47268 | 51949 | 15485.434 | 14733.089 | 14356.823 | 12783.355 | 15304.014 | 18101.174 | 22022.914 | 21315.288 | 17588.966 | 15210.334 | 11913.894 | 13093.715 | 2882623 | 754599 | 2908567 | 761389 | 191909 | 2020
Vintage1988 | other | FALSE | 914.10568.TX.GT | 10568 | Y | . | Port Arthur Texas Refinery | Total Petrochemicals USA Inc | 914 | TX | WSC | SERC |  | 32411 | 7 | Industrial NAICS Cogen | GT | OG | OOG | MISO | A | mcf | 0 | 0 | 0 | 0 | 0 | 0 | 0 | 0 | 0 | 0 | 0 | 0 | 0 | 0 | 0 | 0 | 0 | 0 | 0 | 0 | 0 | 0 | 0 | 0 | 0 | 0 | 0 | 0 | 0 | 0 | 0 | 0 | 0 | 0 | 0 | 0 | 0 | 0 | 0 | 0 | 0 | 0 | 0 | 0 | 0 | 0 | 0 | 0 | 0 | 0 | 0 | 0 | 0 | 0 | 0 | 0 | 0 | 0 | 0 | 0 | 0 | 0 | 0 | 0 | 0 | 0 | 0 | 0 | 0 | 0 | 0 | 0 | 0 | 0 | 0 | 0 | 0 | 2020
Vintage1986 | hydro | TRUE | 23037.10570.NH.HY | 10570 | N | . | Errol Hydroelectric Project | Errol Hydroelectric Co LLC | 23037 | NH | NEW | NPCC |  | 22 | 2 | NAICS-22 Non-Cogen | HY | WAT | HYC | ISNE | A |  | 0 | 0 | 0 | 0 | 0 | 0 | 0 | 0 | 0 | 0 | 0 | 0 | 0 | 0 | 0 | 0 | 0 | 0 | 0 | 0 | 0 | 0 | 0 | 0 | 0 | 0 | 0 | 0 | 0 | 0 | 0 | 0 | 0 | 0 | 0 | 0 | 15022 | 12803 | 17471 | 18851 | 16988 | 5623 | 7142 | 3861 | 2198 | 8175 | 9640 | 13003 | 15022 | 12803 | 17471 | 18851 | 16988 | 5623 | 7142 | 3861 | 2198 | 8175 | 9640 | 13003 | 1713.527 | 1460.369 | 1992.862 | 2150.187 | 1937.701 | 641.354 | 814.631 | 440.436 | 250.721 | 932.503 | 1099.569 | 1483.14 | 0 | 0 | 130777 | 130777 | 14917 | 2020
Vintage1984 | onshore wind | TRUE | 2770.10586.CA.WT | 10586 | N | . | Cameron Ridge LLC | Terra-Gen Operating Co-Wind | 2770 | CA | PACC | WECC |  | 22 | 2 | NAICS-22 Non-Cogen | WT | WND | WND | CISO | A |  | 0 | 0 | 0 | 0 | 0 | 0 | 0 | 0 | 0 | 0 | 0 | 0 | 0 | 0 | 0 | 0 | 0 | 0 | 0 | 0 | 0 | 0 | 0 | 0 | 0 | 0 | 0 | 0 | 0 | 0 | 0 | 0 | 0 | 0 | 0 | 0 | 72481 | 74298 | 107705 | 145210 | 148171 | 164321 | 161337 | 137455 | 76096 | 82909 | 63447 | 62306 | 72481 | 74298 | 107705 | 145210 | 148171 | 164321 | 161337 | 137455 | 76096 | 82909 | 63447 | 62306 | 8267.493 | 8474.744 | 12285.311 | 16563.302 | 16900.948 | 18743.169 | 18402.714 | 15678.737 | 8679.803 | 9456.895 | 7237.027 | 7106.857 | 0 | 0 | 1295736 | 1295736 | 147797 | 2020
Vintage1984 | biomass | TRUE | 135.10593.LA.ST | 10593 | N | . | Agrilectric Power Partners Ltd | Agrilectric Power Partners Ltd | 135 | LA | WSC | SERC |  | 22 | 2 | NAICS-22 Non-Cogen | ST | AB | ORW | MISO | AM | short tons | 10478 | 9541 | 8101 | 8845 | 7100 | 5056 | 3642 | 0 | 0 | 5339 | 10188 | 10273 | 10478 | 9541 | 8101 | 8845 | 7100 | 5056 | 3642 | 0 | 0 | 5339 | 10188 | 10273 | 12.4 | 12.4 | 12.4 | 12.4 | 12.4 | 12.4 | 12.4 | 0 | 0 | 12.4 | 12.4 | 12.4 | 129927 | 118308 | 100452 | 109678 | 88040 | 62694 | 45161 | 0 | 0 | 66204 | 126331 | 127385 | 129927 | 118308 | 100452 | 109678 | 88040 | 62694 | 45161 | 0 | 0 | 66204 | 126331 | 127385 | 8013.705 | 7221.604 | 5857.862 | 6579.079 | 4766.834 | 3010.988 | 1811.293 | 0 | 0 | 3848.429 | 7788.883 | 7818.266 | 78563 | 78563 | 974180 | 974180 | 56716.943 | 2020
Vintage1984 | natural gas steam turbine | TRUE | 135.10593.LA.ST | 10593 | N | . | Agrilectric Power Partners Ltd | Agrilectric Power Partners Ltd | 135 | LA | WSC | SERC |  | 22 | 2 | NAICS-22 Non-Cogen | ST | NG | NG | MISO | AM | mcf | 21 | 842 | 3775 | 1299 | 9367 | 14055 | 17346 | 1 | 207 | 2315 | 83 | 403 | 21 | 842 | 3775 | 1299 | 9367 | 14055 | 17346 | 1 | 207 | 2315 | 83 | 403 | 1 | 1 | 1 | 1 | 1 | 1 | 1 | 1 | 1 | 1 | 1 | 1 | 21 | 842 | 3775 | 1299 | 9367 | 14055 | 17346 | 1 | 207 | 2315 | 83 | 403 | 21 | 842 | 3775 | 1299 | 9367 | 14055 | 17346 | 1 | 207 | 2315 | 83 | 403 | 1.295 | 51.396 | 220.138 | 77.921 | 507.166 | 675.012 | 695.707 | 0 | 0 | 134.571 | 5.117 | 24.734 | 49714 | 49714 | 49714 | 49714 | 2393.057 | 2020
Vintage1984 | onshore wind | TRUE | 2770.10597.CA.WT | 10597 | N | . | Ridgetop Energy LLC | Terra-Gen Operating Co-Wind | 2770 | CA | PACC | WECC |  | 22 | 2 | NAICS-22 Non-Cogen | WT | WND | WND | CISO | A |  | 0 | 0 | 0 | 0 | 0 | 0 | 0 | 0 | 0 | 0 | 0 | 0 | 0 | 0 | 0 | 0 | 0 | 0 | 0 | 0 | 0 | 0 | 0 | 0 | 0 | 0 | 0 | 0 | 0 | 0 | 0 | 0 | 0 | 0 | 0 | 0 | 19351 | 19836 | 28755 | 38767 | 39558 | 43870 | 43073 | 36697 | 20316 | 22134 | 16939 | 16634 | 19351 | 19836 | 28755 | 38767 | 39558 | 43870 | 43073 | 36697 | 20316 | 22134 | 16939 | 16634 | 2207.208 | 2262.539 | 3279.862 | 4421.976 | 4512.119 | 5003.944 | 4913.052 | 4185.82 | 2317.284 | 2524.748 | 1932.1 | 1897.348 | 0 | 0 | 345930 | 345930 | 39458 | 2020
Vintage1982 | natural gas steam turbine | FALSE | 2674.10601.CA.ST | 10601 | Y | . | Tesoro Wilmington Calciner | Tesoro Refining & Marketing Company LLC | 2674 | CA | PACC | WECC |  | 324 | 7 | Industrial NAICS Cogen | ST | NG | NG | CISO | M | mcf | 0 | 0 | 0 | 0 | 0 | 0 | 0 | 0 | 0 | 0 | 0 | 0 | 0 | 0 | 0 | 0 | 0 | 0 | 0 | 0 | 0 | 0 | 0 | 0 | 0 | 0 | 0 | 0 | 0 | 0 | 0 | 0 | 0 | 0 | 0 | 0 | 0 | 0 | 0 | 0 | 0 | 0 | 0 | 0 | 0 | 0 | 0 | 0 | 0 | 0 | 0 | 0 | 0 | 0 | 0 | 0 | 0 | 0 | 0 | 0 | 0 | 0 | 0 | 0 | 0 | 0 | 0 | 0 | 0 | 0 | 0 | 0 | 0 | 0 | 0 | 0 | 0 | 2020
Vintage1982 | petroleum | FALSE | 2674.10601.CA.ST | 10601 | Y | . | Tesoro Wilmington Calciner | Tesoro Refining & Marketing Company LLC | 2674 | CA | PACC | WECC |  | 324 | 7 | Industrial NAICS Cogen | ST | PC | PC | CISO | M | short tons | 0 | 0 | 0 | 0 | 0 | 0 | 0 | 0 | 0 | 0 | 0 | 0 | 0 | 0 | 0 | 0 | 0 | 0 | 0 | 0 | 0 | 0 | 0 | 0 | 0 | 0 | 0 | 0 | 0 | 0 | 0 | 0 | 0 | 0 | 0 | 0 | 0 | 0 | 0 | 0 | 0 | 0 | 0 | 0 | 0 | 0 | 0 | 0 | 0 | 0 | 0 | 0 | 0 | 0 | 0 | 0 | 0 | 0 | 0 | 0 | 0 | 0 | 0 | 0 | 0 | 0 | 0 | 0 | 0 | 0 | 0 | 0 | 0 | 0 | 0 | 0 | 0 | 2020
Vintage1982 | other | FALSE | 2674.10601.CA.ST | 10601 | Y | . | Tesoro Wilmington Calciner | Tesoro Refining & Marketing Company LLC | 2674 | CA | PACC | WECC |  | 324 | 7 | Industrial NAICS Cogen | ST | WH | OTH | CISO | M |  | 0 | 0 | 0 | 0 | 0 | 0 | 0 | 0 | 0 | 0 | 0 | 0 | 0 | 0 | 0 | 0 | 0 | 0 | 0 | 0 | 0 | 0 | 0 | 0 | 0 | 0 | 0 | 0 | 0 | 0 | 0 | 0 | 0 | 0 | 0 | 0 | 177444 | 111797 | 0 | 151766 | 175428 | 128480 | 177137 | 168581 | 173727 | 179627 | 125842 | 161190 | 177444 | 111797 | 0 | 151766 | 175428 | 128480 | 177137 | 168581 | 173727 | 179627 | 125842 | 161190 | 20240 | 12752 | 0 | 17311 | 20010 | 14655 | 20205 | 19229 | 19816 | 20489 | 14354 | 18386 | 0 | 0 | 1731019 | 1731019 | 197447 | 2020
Vintage1990 | natural gas steam turbine | TRUE | 5670.10603.PA.ST | 10603 | N | . | Ebensburg Power | Ebensburg Power Co | 5670 | PA | MAT | RFC |  | 22 | 2 | NAICS-22 Non-Cogen | ST | NG | NG | PJM | AM | mcf | 0 | 4 | 31 | 846 | 68 | 1581 | 9 | 7 | 14 | 1022 | 877 | 89 | 0 | 4 | 31 | 846 | 68 | 1581 | 9 | 7 | 14 | 1022 | 877 | 89 | 0 | 1.04 | 1.04 | 1.04 | 1.04 | 1.04 | 1.04 | 1.04 | 1.04 | 1.04 | 1.04 | 1.04 | 0 | 4 | 32 | 880 | 71 | 1644 | 9 | 7 | 15 | 1063 | 912 | 93 | 0 | 4 | 32 | 880 | 71 | 1644 | 9 | 7 | 15 | 1063 | 912 | 93 | 0 | 0.261 | 2.194 | 62.265 | 5.133 | 113.513 | 0.667 | 0.514 | 1.012 | 76.069 | 64.07 | 6.199 | 4548 | 4548 | 4730 | 4730 | 331.897 | 2020
Vintage1990 | hard coal | TRUE | 5670.10603.PA.ST | 10603 | N | . | Ebensburg Power | Ebensburg Power Co | 5670 | PA | MAT | RFC |  | 22 | 2 | NAICS-22 Non-Cogen | ST | WC | WOC | PJM | AM | short tons | 28861 | 23807 | 31966 | 34626 | 1084 | 29183 | 37659 | 39918 | 39434 | 12569 | 35858 | 41646 | 28861 | 23807 | 31966 | 34626 | 1084 | 29183 | 37659 | 39918 | 39434 | 12569 | 35858 | 41646 | 11.42 | 11.8 | 11 | 11.1 | 11.4 | 12 | 12.8 | 12.1 | 11.8 | 11.2 | 11.9 | 12 | 329593 | 280923 | 351626 | 384349 | 12358 | 350196 | 482035 | 483008 | 465321 | 140773 | 426710 | 499752 | 329593 | 280923 | 351626 | 384349 | 12358 | 350196 | 482035 | 483008 | 465321 | 140773 | 426710 | 499752 | 21696 | 17607.739 | 23923.806 | 27199.735 | 896.867 | 24176.487 | 34347.333 | 34096.486 | 32355.988 | 10074.931 | 29974.93 | 33471.801 | 356611 | 356611 | 4206644 | 4206644 | 289822.1 | 2020
Vintage1996 | biomass | FALSE | 50003.10605.GA.ST | 10605 | Y | . | Brunswick Cellulose | Brunswick Cellulose LLC | 50003 | GA | SAT | SERC |  | 322 | 7 | Industrial NAICS Cogen | ST | BLQ | WWW | SOCO | M | short tons | 144926 | 135005 | 143473 | 134802 | 146804 | 131165 | 136295 | 79907 | 125225 | 128524 | 130069 | 122308 | 12331 | 11295 | 12091 | 10939 | 12927 | 11519 | 11313 | 6112 | 11013 | 10659 | 10969 | 10434 | 11.91 | 11.91 | 11.91 | 11.91 | 11.91 | 11.91 | 11.91 | 11.91 | 11.91 | 11.91 | 11.91 | 11.91 | 1726069 | 1607910 | 1708763 | 1605492 | 1748436 | 1562175 | 1623273 | 951692 | 1491430 | 1530721 | 1549122 | 1456688 | 146867 | 134528 | 144002 | 130280 | 153966 | 137190 | 134741 | 72788 | 131167 | 126945 | 130645 | 124267 | 34435.485 | 31542.266 | 33763.629 | 30546.237 | 36099.829 | 32166.57 | 31592.313 | 17066.383 | 30754.255 | 29764.304 | 30631.921 | 29136.377 | 1558503 | 131602 | 18561771 | 1567386 | 367499.57 | 2020
Vintage1996 | petroleum | FALSE | 50003.10605.GA.ST | 10605 | Y | . | Brunswick Cellulose | Brunswick Cellulose LLC | 50003 | GA | SAT | SERC |  | 322 | 7 | Industrial NAICS Cogen | ST | DFO | DFO | SOCO | M | barrels | 1 | 6 | 1 | 38 | 8 | 23 | 0 | 5 | 21 | 19 | 39 | 0 | 0 | 1 | 0 | 3 | 1 | 2 | 0 | 0 | 2 | 2 | 3 | 0 | 5.825 | 5.825 | 5.825 | 5.825 | 5.825 | 5.825 | 0 | 5.825 | 5.825 | 5.825 | 5.825 | 0 | 6 | 35 | 6 | 221 | 47 | 134 | 0 | 29 | 122 | 111 | 227 | 0 | 0 | 3 | 0 | 18 | 4 | 12 | 0 | 2 | 11 | 9 | 19 | 0 | 0.116 | 0.686 | 0.115 | 4.211 | 0.962 | 2.759 | 0 | 0.522 | 2.522 | 2.152 | 4.492 | 0 | 161 | 14 | 938 | 78 | 18.537 | 2020
Vintage1996 | natural gas steam turbine | FALSE | 50003.10605.GA.ST | 10605 | Y | . | Brunswick Cellulose | Brunswick Cellulose LLC | 50003 | GA | SAT | SERC |  | 322 | 7 | Industrial NAICS Cogen | ST | NG | NG | SOCO | M | mcf | 219999 | 193129 | 195318 | 295823 | 156316 | 201111 | 262821 | 363744 | 251996 | 264388 | 245337 | 259149 | 18720 | 16159 | 16460 | 24005 | 13765 | 17661 | 21816 | 27820 | 22163 | 21926 | 20690 | 22107 | 1.027 | 1.027 | 1.027 | 1.027 | 1.027 | 1.027 | 1.027 | 1.027 | 1.027 | 1.027 | 1.027 | 1.027 | 225939 | 198343 | 200592 | 303810 | 160537 | 206541 | 269917 | 373565 | 258800 | 271526 | 251961 | 266146 | 19225 | 16595 | 16904 | 24653 | 14137 | 18138 | 22405 | 28571 | 22761 | 22518 | 21249 | 22704 | 4507.537 | 3890.892 | 3963.509 | 5780.321 | 3314.587 | 4252.862 | 5253.155 | 6699.019 | 5336.623 | 5279.733 | 4982.211 | 5323.398 | 2909131 | 243292 | 2987677 | 249860 | 58583.847 | 2020
Vintage1996 | petroleum | FALSE | 50003.10605.GA.ST | 10605 | Y | . | Brunswick Cellulose | Brunswick Cellulose LLC | 50003 | GA | SAT | SERC |  | 322 | 7 | Industrial NAICS Cogen | ST | RFO | RFO | SOCO | M | barrels | 1001 | 1983 | 201 | 1914 | 67 | 4496 | 1951 | 9569 | 2779 | 1360 | 2225 | 7570 | 85 | 166 | 17 | 155 | 6 | 395 | 162 | 732 | 244 | 113 | 188 | 646 | 6.287 | 6.287 | 6.287 | 6.287 | 6.287 | 6.287 | 6.287 | 6.287 | 6.287 | 6.287 | 6.287 | 6.287 | 6293 | 12467 | 1264 | 12033 | 421 | 28266 | 12266 | 60160 | 17472 | 8550 | 13989 | 47593 | 535 | 1043 | 106 | 976 | 37 | 2482 | 1018 | 4601 | 1537 | 709 | 1180 | 4060 | 125.553 | 244.567 | 24.969 | 228.947 | 8.697 | 582.029 | 238.721 | 1078.835 | 360.275 | 166.258 | 276.606 | 951.937 | 35116 | 2909 | 220774 | 18284 | 4287.394 | 2020
Vintage1996 | other | FALSE | 50003.10605.GA.ST | 10605 | Y | . | Brunswick Cellulose | Brunswick Cellulose LLC | 50003 | GA | SAT | SERC |  | 322 | 7 | Industrial NAICS Cogen | ST | TDF | OTH | SOCO | M | short tons | 423 | 331 | 422 | 450 | 265 | 311 | 226 | 94 | 312 | 150 | 394 | 70 | 36 | 28 | 36 | 37 | 23 | 27 | 19 | 7 | 27 | 12 | 33 | 6 | 31 | 31 | 31 | 31 | 31 | 31 | 31 | 31 | 31 | 31 | 31 | 31 | 13113 | 10261 | 13082 | 13950 | 8215 | 9641 | 7006 | 2914 | 9672 | 4650 | 12214 | 2170 | 1116 | 858 | 1102 | 1132 | 723 | 847 | 582 | 223 | 851 | 386 | 1030 | 185 | 261.608 | 201.289 | 258.489 | 265.414 | 169.615 | 198.517 | 136.351 | 52.256 | 199.443 | 90.418 | 241.516 | 43.404 | 3448 | 291 | 106888 | 9035 | 2118.32 | 2020
Vintage1996 | biomass | FALSE | 50003.10605.GA.ST | 10605 | Y | . | Brunswick Cellulose | Brunswick Cellulose LLC | 50003 | GA | SAT | SERC |  | 322 | 7 | Industrial NAICS Cogen | ST | WDS | WWW | SOCO | M | short tons | 22563 | 24651 | 27782 | 24579 | 25414 | 18928 | 21542 | 7023 | 20855 | 20813 | 18901 | 27654 | 1920 | 2062 | 2341 | 1995 | 2238 | 1662 | 1788 | 537 | 1834 | 1726 | 1594 | 2359 | 8.75 | 8.75 | 8.75 | 8.75 | 8.75 | 8.75 | 8.75 | 8.75 | 8.75 | 8.75 | 8.75 | 8.75 | 197426 | 215696 | 243093 | 215066 | 222373 | 165620 | 188493 | 61451 | 182481 | 182114 | 165384 | 241973 | 16799 | 18046 | 20486 | 17452 | 19582 | 14545 | 15646 | 4700 | 16049 | 15103 | 13948 | 20642 | 3938.701 | 4231.3 | 4803.289 | 4091.87 | 4591.31 | 3410.263 | 3668.46 | 1101.985 | 3762.882 | 3541.135 | 3270.254 | 4839.884 | 260705 | 22056 | 2281170 | 192998 | 45251.333 | 2020
Vintage1962 | biomass | FALSE | 4580.10606.AR.ST | 10606 | Y | . | Georgia-Pacific Crossett LLC | G-P CONSUMER OPER LLC | 4580 | AR | WSC | SERC |  | 322 | 7 | Industrial NAICS Cogen | ST | BLQ | WWW | MISO | M | short tons | 0 | 0 | 0 | 0 | 0 | 0 | 0 | 0 | 0 | 0 | 0 | 0 | 0 | 0 | 0 | 0 | 0 | 0 | 0 | 0 | 0 | 0 | 0 | 0 | 0 | 0 | 0 | 0 | 0 | 0 | 0 | 0 | 0 | 0 | 0 | 0 | 0 | 0 | 0 | 0 | 0 | 0 | 0 | 0 | 0 | 0 | 0 | 0 | 0 | 0 | 0 | 0 | 0 | 0 | 0 | 0 | 0 | 0 | 0 | 0 | 0 | 0 | 0 | 0 | 0 | 0 | 0 | 0 | 0 | 0 | 0 | 0 | 0 | 0 | 0 | 0 | 0 | 2020
Vintage1962 | petroleum | FALSE | 4580.10606.AR.ST | 10606 | Y | . | Georgia-Pacific Crossett LLC | G-P CONSUMER OPER LLC | 4580 | AR | WSC | SERC |  | 322 | 7 | Industrial NAICS Cogen | ST | DFO | DFO | MISO | M | barrels | 0 | 0 | 0 | 0 | 0 | 0 | 0 | 0 | 0 | 0 | 0 | 0 | 0 | 0 | 0 | 0 | 0 | 0 | 0 | 0 | 0 | 0 | 0 | 0 | 0 | 0 | 0 | 0 | 0 | 0 | 0 | 0 | 0 | 0 | 0 | 0 | 0 | 0 | 0 | 0 | 0 | 0 | 0 | 0 | 0 | 0 | 0 | 0 | 0 | 0 | 0 | 0 | 0 | 0 | 0 | 0 | 0 | 0 | 0 | 0 | 0 | 0 | 0 | 0 | 0 | 0 | 0 | 0 | 0 | 0 | 0 | 0 | 0 | 0 | 0 | 0 | 0 | 2020
Vintage1962 | natural gas steam turbine | FALSE | 4580.10606.AR.ST | 10606 | Y | . | Georgia-Pacific Crossett LLC | G-P CONSUMER OPER LLC | 4580 | AR | WSC | SERC |  | 322 | 7 | Industrial NAICS Cogen | ST | NG | NG | MISO | M | mcf | 274768 | 220868 | 222102 | 207156 | 218528 | 260152 | 232368 | 197738 | 179247 | 215476 | 223281 | 228619 | 30686 | 26837 | 28962 | 27389 | 28117 | 28372 | 30062 | 26966 | 14479 | 26003 | 29387 | 32210 | 1.029 | 1.027 | 1.026 | 1.04 | 1.032 | 1.03 | 1.027 | 1.026 | 1.024 | 1.026 | 1.026 | 1.035 | 282736 | 226831 | 227877 | 215442 | 225521 | 267957 | 238642 | 202879 | 183549 | 221078 | 229086 | 236621 | 31576 | 27562 | 29715 | 28485 | 29017 | 29223 | 30874 | 27667 | 14827 | 26679 | 30151 | 33337 | 6043.168 | 5274.928 | 5686.897 | 5451.623 | 5553.415 | 5592.787 | 5908.726 | 5295.094 | 2837.687 | 5105.915 | 5770.443 | 6380.233 | 2680303 | 329470 | 2758219 | 339113 | 64900.916 | 2020
Vintage1962 | other | FALSE | 4580.10606.AR.ST | 10606 | Y | . | Georgia-Pacific Crossett LLC | G-P CONSUMER OPER LLC | 4580 | AR | WSC | SERC |  | 322 | 7 | Industrial NAICS Cogen | ST | TDF | OTH | MISO | M | short tons | 0 | 0 | 0 | 0 | 0 | 0 | 0 | 0 | 0 | 0 | 0 | 0 | 0 | 0 | 0 | 0 | 0 | 0 | 0 | 0 | 0 | 0 | 0 | 0 | 0 | 0 | 0 | 0 | 0 | 0 | 0 | 0 | 0 | 0 | 0 | 0 | 0 | 0 | 0 | 0 | 0 | 0 | 0 | 0 | 0 | 0 | 0 | 0 | 0 | 0 | 0 | 0 | 0 | 0 | 0 | 0 | 0 | 0 | 0 | 0 | 0 | 0 | 0 | 0 | 0 | 0 | 0 | 0 | 0 | 0 | 0 | 0 | 0 | 0 | 0 | 0 | 0 | 2020
Vintage1962 | biomass | FALSE | 4580.10606.AR.ST | 10606 | Y | . | Georgia-Pacific Crossett LLC | G-P CONSUMER OPER LLC | 4580 | AR | WSC | SERC |  | 322 | 7 | Industrial NAICS Cogen | ST | WDS | WWW | MISO | M | short tons | 0 | 0 | 0 | 0 | 0 | 0 | 0 | 0 | 0 | 0 | 0 | 0 | 0 | 0 | 0 | 0 | 0 | 0 | 0 | 0 | 0 | 0 | 0 | 0 | 0 | 0 | 0 | 0 | 0 | 0 | 0 | 0 | 0 | 0 | 0 | 0 | 0 | 0 | 0 | 0 | 0 | 0 | 0 | 0 | 0 | 0 | 0 | 0 | 0 | 0 | 0 | 0 | 0 | 0 | 0 | 0 | 0 | 0 | 0 | 0 | 0 | 0 | 0 | 0 | 0 | 0 | 0 | 0 | 0 | 0 | 0 | 0 | 0 | 0 | 0 | 0 | 0 | 2020
Vintage1962 | petroleum | FALSE | 4580.10606.AR.ST | 10606 | Y | . | Georgia-Pacific Crossett LLC | G-P CONSUMER OPER LLC | 4580 | AR | WSC | SERC |  | 322 | 7 | Industrial NAICS Cogen | ST | WO | WOO | MISO | M | barrels | 0 | 0 | 0 | 0 | 0 | 0 | 0 | 0 | 0 | 0 | 0 | 0 | 0 | 0 | 0 | 0 | 0 | 0 | 0 | 0 | 0 | 0 | 0 | 0 | 0 | 0 | 0 | 0 | 0 | 0 | 0 | 0 | 0 | 0 | 0 | 0 | 0 | 0 | 0 | 0 | 0 | 0 | 0 | 0 | 0 | 0 | 0 | 0 | 0 | 0 | 0 | 0 | 0 | 0 | 0 | 0 | 0 | 0 | 0 | 0 | 0 | 0 | 0 | 0 | 0 | 0 | 0 | 0 | 0 | 0 | 0 | 0 | 0 | 0 | 0 | 0 | 0 | 2020
Vintage1986 | hydro | TRUE | 56467.10608.VT.HY | 10608 | N | . | Gilman Mill | Ampersand Gilman Hydro LP | 56467 | VT | NEW | NPCC |  | 22 | 2 | NAICS-22 Non-Cogen | HY | WAT | HYC | ISNE | A |  | 0 | 0 | 0 | 0 | 0 | 0 | 0 | 0 | 0 | 0 | 0 | 0 | 0 | 0 | 0 | 0 | 0 | 0 | 0 | 0 | 0 | 0 | 0 | 0 | 0 | 0 | 0 | 0 | 0 | 0 | 0 | 0 | 0 | 0 | 0 | 0 | 22545 | 19214 | 26221 | 28291 | 25495 | 8438 | 10718 | 5795 | 3299 | 12269 | 14467 | 19514 | 22545 | 19214 | 26221 | 28291 | 25495 | 8438 | 10718 | 5795 | 3299 | 12269 | 14467 | 19514 | 2571.611 | 2191.679 | 2990.83 | 3226.938 | 2908.046 | 962.526 | 1222.574 | 660.994 | 376.275 | 1399.473 | 1650.201 | 2225.853 | 0 | 0 | 196266 | 196266 | 22387 | 2020
Vintage1968 | biomass | FALSE | 7166.10610.MS.ST | 10610 | Y | . | Georgia-Pacific Monticello Paper | Georgia-Pacific Monticello LLC | 7166 | MS | ESC | SERC |  | 32213 | 7 | Industrial NAICS Cogen | ST | BLQ | WWW | MISO | AM | short tons | 26782 | 12128 | 22124 | 23501 | 24630 | 18831 | 17381 | 20105 | 18788 | 20589 | 19099 | 22711 | 8880 | 8048 | 7043 | 8171 | 8314 | 7187 | 7982 | 8720 | 8077 | 9134 | 8666 | 8691 | 10.8 | 10.8 | 10.8 | 10.8 | 10.8 | 10.8 | 10.8 | 10.8 | 10.8 | 10.8 | 10.8 | 10.8 | 289246 | 130982 | 238939 | 253811 | 266004 | 203375 | 187715 | 217134 | 202910 | 222361 | 206269 | 245279 | 95901 | 86917 | 76065 | 88251 | 89790 | 77621 | 86202 | 94174 | 87232 | 98651 | 93598 | 93865 | 20254.167 | 18351.312 | 16173.341 | 18542.861 | 18955.362 | 16296.658 | 18185.544 | 19900.764 | 18530.593 | 20976.726 | 19886.156 | 20013.869 | 246669 | 98913 | 2664025 | 1068267 | 226067.35 | 2020
Vintage1968 | natural gas steam turbine | FALSE | 7166.10610.MS.ST | 10610 | Y | . | Georgia-Pacific Monticello Paper | Georgia-Pacific Monticello LLC | 7166 | MS | ESC | SERC |  | 32213 | 7 | Industrial NAICS Cogen | ST | NG | NG | MISO | AM | mcf | 278818 | 132987 | 242835 | 242273 | 247389 | 186466 | 179661 | 203002 | 202696 | 196546 | 193153 | 251806 | 92443 | 88247 | 77305 | 84240 | 83507 | 71168 | 82503 | 88045 | 87140 | 87198 | 87646 | 96363 | 1 | 1 | 1 | 1 | 1 | 1 | 1 | 1 | 1 | 1 | 1 | 1 | 278818 | 132987 | 242835 | 242273 | 247389 | 186466 | 179661 | 203002 | 202696 | 196546 | 193153 | 251806 | 92443 | 88247 | 77305 | 84240 | 83507 | 71168 | 82503 | 88045 | 87140 | 87198 | 87646 | 96363 | 19523.983 | 18632.167 | 16437.041 | 17699.934 | 17628.863 | 14941.737 | 17405.304 | 18605.537 | 18511.013 | 18541.416 | 18621.64 | 20546.465 | 2557632 | 1025805 | 2557632 | 1025805 | 217095.1 | 2020
Vintage1968 | biomass | FALSE | 7166.10610.MS.ST | 10610 | Y | . | Georgia-Pacific Monticello Paper | Georgia-Pacific Monticello LLC | 7166 | MS | ESC | SERC |  | 32213 | 7 | Industrial NAICS Cogen | ST | WDS | WWW | MISO | AM | short tons | 5137 | 2536 | 5255 | 3943 | 7170 | 5949 | 5351 | 5491 | 5311 | 5157 | 4613 | 5768 | 1703 | 1683 | 1673 | 1371 | 2420 | 2271 | 2457 | 2382 | 2283 | 2288 | 2093 | 2207 | 18 | 18 | 18 | 18 | 18 | 18 | 18 | 18 | 18 | 18 | 18 | 18 | 92466 | 45648 | 94590 | 70974 | 129060 | 107082 | 96318 | 98838 | 95598 | 92826 | 83034 | 103824 | 30658 | 30291 | 30112 | 24678 | 43564 | 40870 | 44231 | 42867 | 41098 | 41182 | 37678 | 39732 | 6474.85 | 6395.521 | 6402.618 | 5185.205 | 9196.775 | 8580.605 | 9331.152 | 9058.699 | 8730.394 | 8756.858 | 8005.204 | 8471.666 | 61681 | 24831 | 1110258 | 446961 | 94589.547 | 2020
Vintage1993 | biomass | FALSE | 50128.10611.FL.ST | 10611 | Y | . | Georgia-Pacific Palatka Operations | Georgia-Pacific Consr Ops LLC-Palatka | 50128 | FL | SAT | SERC |  | 322 | 7 | Industrial NAICS Cogen | ST | BLQ | WWW | FPL | AM | short tons | 45625 | 50181 | 52065 | 51170 | 51231 | 22273 | 47361 | 47549 | 51636 | 57012 | 53304 | 55771 | 6638 | 7187 | 6769 | 8609 | 7128 | 3006 | 6343 | 7000 | 7722 | 5790 | 5192 | 7725 | 11.91 | 11.91 | 11.91 | 11.91 | 11.91 | 11.91 | 11.91 | 11.91 | 11.91 | 11.91 | 11.91 | 11.91 | 543394 | 597656 | 620094 | 609435 | 610161 | 265271 | 564070 | 566309 | 614985 | 679013 | 634851 | 664233 | 79056 | 85595 | 80614 | 102539 | 84898 | 35801 | 75545 | 83367 | 91964 | 68959 | 61838 | 92007 | 14353.179 | 15567.132 | 14521.82 | 18646.744 | 15305.438 | 5973.924 | 13651.091 | 15255.696 | 16903.873 | 12231.096 | 10802.561 | 16884.403 | 585178 | 79109 | 6969472 | 942183 | 170096.96 | 2020
Vintage1993 | natural gas steam turbine | FALSE | 50128.10611.FL.ST | 10611 | Y | . | Georgia-Pacific Palatka Operations | Georgia-Pacific Consr Ops LLC-Palatka | 50128 | FL | SAT | SERC |  | 322 | 7 | Industrial NAICS Cogen | ST | NG | NG | FPL | AM | mcf | 455514 | 403879 | 419754 | 246198 | 370014 | 305417 | 386379 | 427175 | 385625 | 345591 | 318760 | 500825 | 66270 | 57843 | 54569 | 41424 | 51484 | 41219 | 51748 | 62885 | 57666 | 35097 | 31049 | 69372 | 1.028 | 1.027 | 1.029 | 1.027 | 1.025 | 1.024 | 1.026 | 1.027 | 1.031 | 1.03 | 1.027 | 1.03 | 468268 | 414784 | 431927 | 252845 | 379264 | 312747 | 396425 | 438709 | 397579 | 355959 | 327367 | 515850 | 68126 | 59405 | 56152 | 42542 | 52771 | 42208 | 53093 | 64583 | 59454 | 36150 | 31887 | 71453 | 12368.821 | 10803.868 | 10115.18 | 7736.256 | 9513.562 | 7043.076 | 9593.909 | 11818.304 | 10928.127 | 6411.904 | 5570.439 | 13112.597 | 4565131 | 620626 | 4691724 | 637824 | 115016.04 | 2020
Vintage1993 | petroleum | FALSE | 50128.10611.FL.ST | 10611 | Y | . | Georgia-Pacific Palatka Operations | Georgia-Pacific Consr Ops LLC-Palatka | 50128 | FL | SAT | SERC |  | 322 | 7 | Industrial NAICS Cogen | ST | RFO | RFO | FPL | A | barrels | 0 | 0 | 0 | 0 | 0 | 0 | 0 | 0 | 0 | 0 | 0 | 0 | 0 | 0 | 0 | 0 | 0 | 0 | 0 | 0 | 0 | 0 | 0 | 0 | 0 | 0 | 0 | 0 | 0 | 0 | 0 | 0 | 0 | 0 | 0 | 0 | 0 | 0 | 0 | 0 | 0 | 0 | 0 | 0 | 0 | 0 | 0 | 0 | 0 | 0 | 0 | 0 | 0 | 0 | 0 | 0 | 0 | 0 | 0 | 0 | 0 | 0 | 0 | 0 | 0 | 0 | 0 | 0 | 0 | 0 | 0 | 0 | 0 | 0 | 0 | 0 | 0 | 2020
Vintage1993 | biomass | FALSE | 50128.10611.FL.ST | 10611 | Y | . | Georgia-Pacific Palatka Operations | Georgia-Pacific Consr Ops LLC-Palatka | 50128 | FL | SAT | SERC |  | 322 | 7 | Industrial NAICS Cogen | ST | WDS | WWW | FPL | AM | short tons | 0 | 0 | 0 | 0 | 0 | 0 | 0 | 0 | 0 | 0 | 0 | 0 | 0 | 0 | 0 | 0 | 0 | 0 | 0 | 0 | 0 | 0 | 0 | 0 | 0 | 0 | 0 | 0 | 0 | 0 | 0 | 0 | 0 | 0 | 0 | 0 | 0 | 0 | 0 | 0 | 0 | 0 | 0 | 0 | 0 | 0 | 0 | 0 | 0 | 0 | 0 | 0 | 0 | 0 | 0 | 0 | 0 | 0 | 0 | 0 | 0 | 0 | 0 | 0 | 0 | 0 | 0 | 0 | 0 | 0 | 0 | 0 | 0 | 0 | 0 | 0 | 0 | 2020
Vintage2007 | hard coal | FALSE | 50129.10612.LA.ST | 10612 | Y | . | Georgia-Pacific Port Hudson | Georgia-Pacific Cons Op LLC Port Hudson | 50129 | LA | WSC | SERC |  | 322122 | 7 | Industrial NAICS Cogen | ST | BIT | COL | MISO | M | short tons | 0 | 0 | 0 | 0 | 0 | 0 | 0 | 0 | 0 | 0 | 0 | 0 | 0 | 0 | 0 | 0 | 0 | 0 | 0 | 0 | 0 | 0 | 0 | 0 | 0 | 0 | 0 | 0 | 0 | 0 | 0 | 0 | 0 | 0 | 0 | 0 | 0 | 0 | 0 | 0 | 0 | 0 | 0 | 0 | 0 | 0 | 0 | 0 | 0 | 0 | 0 | 0 | 0 | 0 | 0 | 0 | 0 | 0 | 0 | 0 | 0 | 0 | 0 | 0 | 0 | 0 | 0 | 0 | 0 | 0 | 0 | 0 | 0 | 0 | 0 | 0 | 0 | 2020
Vintage2007 | biomass | FALSE | 50129.10612.LA.ST | 10612 | Y | . | Georgia-Pacific Port Hudson | Georgia-Pacific Cons Op LLC Port Hudson | 50129 | LA | WSC | SERC |  | 322122 | 7 | Industrial NAICS Cogen | ST | BLQ | WWW | MISO | M | short tons | 0 | 0 | 0 | 0 | 0 | 0 | 0 | . | . | . | . | . | 0 | 0 | 0 | 0 | 0 | 0 | 0 | . | . | . | . | . | 0 | 0 | 0 | 0 | 0 | 0 | 0 | . | . | . | . | . | 0 | 0 | 0 | 0 | 0 | 0 | 0 | . | . | . | . | . | 0 | 0 | 0 | 0 | 0 | 0 | 0 | . | . | . | . | . | 0 | 0 | 0 | 0 | 0 | 0 | 0 | . | . | . | . | . | 0 | 0 | 0 | 0 | 0 | 2020
Vintage2007 | natural gas steam turbine | FALSE | 50129.10612.LA.ST | 10612 | Y | . | Georgia-Pacific Port Hudson | Georgia-Pacific Cons Op LLC Port Hudson | 50129 | LA | WSC | SERC |  | 322122 | 7 | Industrial NAICS Cogen | ST | NG | NG | MISO | M | mcf | 329713 | 287438 | 310 | 296485 | 306399 | 316246 | 386741 | 378730 | 375750 | 407381 | 371540 | 396223 | 88218 | 89988 | 94 | 98685 | 96818 | 104641 | 118733 | 121633 | 123224 | 126611 | 124932 | 127257 | 1.039 | 1.038 | 1.037 | 1.012 | 1.022 | 1.046 | 1.04 | 1.042 | 1.05 | 1.043 | 1.033 | 1.046 | 342572 | 298361 | 321 | 300043 | 313140 | 330793 | 402211 | 394637 | 394538 | 424898 | 383801 | 414449 | 91658 | 93408 | 97 | 99869 | 98948 | 109455 | 123482 | 126742 | 129385 | 132055 | 129055 | 133111 | 15764.554 | 16065.425 | 18 | 17176.694 | 17018.341 | 18825.433 | 21237.995 | 21798.752 | 22253.32 | 22712.545 | 22196.499 | 22894.186 | 3852956 | 1220834 | 3999764 | 1267265 | 217961.74 | 2020
Vintage2007 | petroleum | FALSE | 50129.10612.LA.ST | 10612 | Y | . | Georgia-Pacific Port Hudson | Georgia-Pacific Cons Op LLC Port Hudson | 50129 | LA | WSC | SERC |  | 322122 | 7 | Industrial NAICS Cogen | ST | PC | PC | MISO | M | short tons | 0 | 0 | 0 | 0 | 0 | 0 | 0 | 0 | 0 | 0 | 0 | 0 | 0 | 0 | 0 | 0 | 0 | 0 | 0 | 0 | 0 | 0 | 0 | 0 | 0 | 0 | 0 | 0 | 0 | 0 | 0 | 0 | 0 | 0 | 0 | 0 | 0 | 0 | 0 | 0 | 0 | 0 | 0 | 0 | 0 | 0 | 0 | 0 | 0 | 0 | 0 | 0 | 0 | 0 | 0 | 0 | 0 | 0 | 0 | 0 | 0 | 0 | 0 | 0 | 0 | 0 | 0 | 0 | 0 | 0 | 0 | 0 | 0 | 0 | 0 | 0 | 0 | 2020
Vintage2007 | biomass | FALSE | 50129.10612.LA.ST | 10612 | Y | . | Georgia-Pacific Port Hudson | Georgia-Pacific Cons Op LLC Port Hudson | 50129 | LA | WSC | SERC |  | 322122 | 7 | Industrial NAICS Cogen | ST | WDS | WWW | MISO | M | short tons | 0 | 0 | 0 | 0 | 0 | 0 | 0 | . | . | . | . | . | 0 | 0 | 0 | 0 | 0 | 0 | 0 | . | . | . | . | . | 0 | 0 | 0 | 0 | 0 | 0 | 0 | . | . | . | . | . | 0 | 0 | 0 | 0 | 0 | 0 | 0 | . | . | . | . | . | 0 | 0 | 0 | 0 | 0 | 0 | 0 | . | . | . | . | . | 0 | 0 | 0 | 0 | 0 | 0 | 0 | . | . | . | . | . | 0 | 0 | 0 | 0 | 0 | 2020
Vintage1970 | hydro | FALSE | 5232.10613.ME.HY | 10613 | Y | . | Woodland Pulp, LLC | Woodland Pulp LLC | 5232 | ME | NEW | NPCC |  | 322122 | 7 | Industrial NAICS Cogen | HY | WAT | HYC | NBSO | A |  | 0 | 0 | 0 | 0 | 0 | 0 | 0 | 0 | 0 | 0 | 0 | 0 | 0 | 0 | 0 | 0 | 0 | 0 | 0 | 0 | 0 | 0 | 0 | 0 | 0 | 0 | 0 | 0 | 0 | 0 | 0 | 0 | 0 | 0 | 0 | 0 | 55065 | 46929 | 64041 | 69097 | 62269 | 20610 | 26178 | 14154 | 8057 | 29966 | 35335 | 47661 | 55065 | 46929 | 64041 | 69097 | 62269 | 20610 | 26178 | 14154 | 8057 | 29966 | 35335 | 47661 | 6280.899 | 5352.957 | 7304.802 | 7881.473 | 7102.61 | 2350.873 | 2986.015 | 1614.412 | 919.014 | 3418.072 | 4030.451 | 5436.422 | 0 | 0 | 479362 | 479362 | 54678 | 2020
Vintage1970 | biomass | FALSE | 5232.10613.ME.ST | 10613 | Y | . | Woodland Pulp, LLC | Woodland Pulp LLC | 5232 | ME | NEW | NPCC |  | 322122 | 7 | Industrial NAICS Cogen | ST | BLQ | WWW | NBSO | AM | short tons | 46986 | 40888 | 44273 | 49868 | 48800 | 15423 | 46951 | 47821 | 13688 | 41667 | 40564 | 23675 | 7013 | 5737 | 6974 | 7063 | 7324 | 3087 | 7535 | 7260 | 2724 | 4782 | 5492 | 3797 | 12 | 12 | 12 | 12 | 12 | 12 | 12 | 12 | 12 | 12 | 12 | 12 | 563832 | 490656 | 531276 | 598416 | 585600 | 185076 | 563412 | 573852 | 164256 | 500004 | 486768 | 284100 | 84159 | 68845 | 83684 | 84761 | 87884 | 37048 | 90418 | 87115 | 32683 | 57388 | 65898 | 45565 | 18992.537 | 15536.552 | 18885.247 | 19128.43 | 19833.076 | 8360.814 | 20405.037 | 19659.499 | 7375.809 | 12950.977 | 14871.457 | 10282.861 | 460604 | 68788 | 5527248 | 825448 | 186282.3 | 2020
Vintage1970 | natural gas steam turbine | FALSE | 5232.10613.ME.ST | 10613 | Y | . | Woodland Pulp, LLC | Woodland Pulp LLC | 5232 | ME | NEW | NPCC |  | 322122 | 7 | Industrial NAICS Cogen | ST | NG | NG | NBSO | AM | mcf | 219646 | 224070 | 189122 | 155183 | 148470 | 194129 | 154498 | 177694 | 147244 | 142191 | 166994 | 213932 | 32785 | 31440 | 29789 | 21981 | 22282 | 38860 | 24794 | 26975 | 29298 | 16320 | 22607 | 34311 | 1 | 1 | 1 | 1 | 1 | 1 | 1 | 1 | 1 | 1 | 1 | 1 | 219646 | 224070 | 189122 | 155183 | 148470 | 194129 | 154498 | 177694 | 147244 | 142191 | 166994 | 213932 | 32785 | 31440 | 29789 | 21981 | 22282 | 38860 | 24794 | 26975 | 29298 | 16320 | 22607 | 34311 | 7398.72 | 7095.144 | 6722.712 | 4960.441 | 5028.376 | 8769.784 | 5595.439 | 6087.589 | 6611.896 | 3682.995 | 5101.905 | 7743.165 | 2133173 | 331442 | 2133173 | 331442 | 74798.166 | 2020
Vintage1970 | petroleum | FALSE | 5232.10613.ME.ST | 10613 | Y | . | Woodland Pulp, LLC | Woodland Pulp LLC | 5232 | ME | NEW | NPCC |  | 322122 | 7 | Industrial NAICS Cogen | ST | RFO | RFO | NBSO | AM | barrels | 0 | 0 | 0 | 0 | 0 | 0 | 0 | 0 | 0 | 0 | 0 | 0 | 0 | 0 | 0 | 0 | 0 | 0 | 0 | 0 | 0 | 0 | 0 | 0 | 0 | 0 | 0 | 0 | 0 | 0 | 0 | 0 | 0 | 0 | 0 | 0 | 0 | 0 | 0 | 0 | 0 | 0 | 0 | 0 | 0 | 0 | 0 | 0 | 0 | 0 | 0 | 0 | 0 | 0 | 0 | 0 | 0 | 0 | 0 | 0 | 0 | 0 | 0 | 0 | 0 | 0 | 0 | 0 | 0 | 0 | 0 | 0 | 0 | 0 | 0 | 0 | 0 | 2020
Vintage1970 | biomass | FALSE | 5232.10613.ME.ST | 10613 | Y | . | Woodland Pulp, LLC | Woodland Pulp LLC | 5232 | ME | NEW | NPCC |  | 322122 | 7 | Industrial NAICS Cogen | ST | WDS | WWW | NBSO | AM | short tons | 19188 | 25081 | 18859 | 14232 | 17430 | 9285 | 11598 | 8461 | 9599 | 10904 | 19642 | 19849 | 2864 | 3519 | 2971 | 2016 | 2616 | 1859 | 1861 | 1284 | 1910 | 1252 | 2659 | 3183 | 8 | 7 | 8 | 12 | 8 | 12 | 12 | 8 | 8 | 7 | 7 | 7 | 153504 | 175567 | 150872 | 170784 | 139440 | 111420 | 139176 | 67688 | 76792 | 76328 | 137494 | 138943 | 22912 | 24634 | 23765 | 24190 | 20926 | 22304 | 22335 | 10275 | 15280 | 8761 | 18614 | 22284 | 5170.743 | 5559.304 | 5363.041 | 5459.129 | 4722.548 | 5033.402 | 5040.524 | 2318.912 | 3448.295 | 1977.028 | 4200.638 | 5028.974 | 184128 | 27994 | 1538008 | 236280 | 53322.538 | 2020
Vintage1995 | petroleum | TRUE | 58338.10617.NY.CA | 10617 | Y | . | CH Resources Beaver Falls | Lakeside Beaver Falls LLC | 58338 | NY | MAT | NPCC |  | 22 | 3 | NAICS-22 Cogen | CA | DFO | DFO | NYIS | AM | barrels | 0 | 0 | 0 | 0 | 0 | 0 | 0 | 0 | 0 | 0 | 0 | 0 | 0 | 0 | 0 | 0 | 0 | 0 | 0 | 0 | 0 | 0 | 0 | 0 | 0 | 0 | 0 | 0 | 0 | 0 | 0 | 0 | 0 | 0 | 0 | 0 | 0 | 0 | 0 | 0 | 0 | 0 | 0 | 0 | 0 | 0 | 0 | 0 | 0 | 0 | 0 | 0 | 0 | 0 | 0 | 0 | 0 | 0 | 0 | 0 | 0 | 0 | 0 | 0 | 0 | 0 | 0 | 0 | 0 | 0 | 0 | 0 | 0 | 0 | 0 | 0 | 0 | 2020
Vintage1995 | natural gas combined cycle | TRUE | 58338.10617.NY.CA | 10617 | Y | . | CH Resources Beaver Falls | Lakeside Beaver Falls LLC | 58338 | NY | MAT | NPCC |  | 22 | 3 | NAICS-22 Cogen | CA | NG | NG | NYIS | AM | mcf | 0 | 0 | 473 | 0 | 0 | 0 | 0 | 393 | 0 | 0 | 0 | 443 | 0 | 0 | 75 | 0 | 0 | 0 | 0 | 86 | 0 | 0 | 0 | 80 | 0 | 0 | 1.019 | 0 | 0 | 0 | 0 | 1.019 | 0 | 0 | 0 | 1.019 | 0 | 0 | 482 | 0 | 0 | 0 | 0 | 400 | 0 | 0 | 0 | 451 | 0 | 0 | 76 | 0 | 0 | 0 | 0 | 88 | 0 | 0 | 0 | 82 | 0 | 0 | 12 | 0 | 0 | 0 | 0 | 14 | 0 | 0 | 0 | 13 | 1309 | 241 | 1333 | 246 | 39 | 2020
Vintage1995 | petroleum | TRUE | 58338.10617.NY.CT | 10617 | Y | . | CH Resources Beaver Falls | Lakeside Beaver Falls LLC | 58338 | NY | MAT | NPCC |  | 22 | 3 | NAICS-22 Cogen | CT | DFO | DFO | NYIS | AM | barrels | 0 | 0 | 0 | 0 | 0 | 0 | 0 | 0 | 0 | 0 | 0 | 0 | 0 | 0 | 0 | 0 | 0 | 0 | 0 | 0 | 0 | 0 | 0 | 0 | 0 | 0 | 0 | 0 | 0 | 0 | 0 | 0 | 0 | 0 | 0 | 0 | 0 | 0 | 0 | 0 | 0 | 0 | 0 | 0 | 0 | 0 | 0 | 0 | 0 | 0 | 0 | 0 | 0 | 0 | 0 | 0 | 0 | 0 | 0 | 0 | 0 | 0 | 0 | 0 | 0 | 0 | 0 | 0 | 0 | 0 | 0 | 0 | 0 | 0 | 0 | 0 | 0 | 2020
Vintage1995 | natural gas combined cycle | TRUE | 58338.10617.NY.CT | 10617 | Y | . | CH Resources Beaver Falls | Lakeside Beaver Falls LLC | 58338 | NY | MAT | NPCC |  | 22 | 3 | NAICS-22 Cogen | CT | NG | NG | NYIS | AM | mcf | 0 | 0 | 5641 | 0 | 0 | 0 | 0 | 6607 | 0 | 0 | 0 | 6702 | 0 | 0 | 4018 | 0 | 0 | 0 | 0 | 4638 | 0 | 0 | 0 | 4768 | 0 | 0 | 1.019 | 0 | 0 | 0 | 0 | 1.019 | 0 | 0 | 0 | 1.019 | 0 | 0 | 5748 | 0 | 0 | 0 | 0 | 6733 | 0 | 0 | 0 | 6829 | 0 | 0 | 4094 | 0 | 0 | 0 | 0 | 4726 | 0 | 0 | 0 | 4859 | 0 | 0 | 613 | 0 | 0 | 0 | 0 | 712 | 0 | 0 | 0 | 731 | 18950 | 13424 | 19310 | 13679 | 2056 | 2020
Vintage1991 | petroleum | TRUE | 3085.10620.NY.CA | 10620 | N | . | Carthage Energy LLC | Carthage Energy LLC | 3085 | NY | MAT | NPCC |  | 22 | 2 | NAICS-22 Non-Cogen | CA | DFO | DFO | NYIS | A | barrels | 0 | 0 | 0 | 0 | 0 | 0 | 0 | 0 | 0 | 0 | 0 | 0 | 0 | 0 | 0 | 0 | 0 | 0 | 0 | 0 | 0 | 0 | 0 | 0 | 0 | 0 | 0 | 0 | 0 | 0 | 0 | 0 | 0 | 0 | 0 | 0 | 0 | 0 | 0 | 0 | 0 | 0 | 0 | 0 | 0 | 0 | 0 | 0 | 0 | 0 | 0 | 0 | 0 | 0 | 0 | 0 | 0 | 0 | 0 | 0 | 0 | 0 | 0 | 0 | 0 | 0 | 0 | 0 | 0 | 0 | 0 | 0 | 0 | 0 | 0 | 0 | 0 | 2020
Vintage1991 | natural gas combined cycle | TRUE | 3085.10620.NY.CA | 10620 | N | . | Carthage Energy LLC | Carthage Energy LLC | 3085 | NY | MAT | NPCC |  | 22 | 2 | NAICS-22 Non-Cogen | CA | NG | NG | NYIS | AM | mcf | 0 | 0 | 397 | 0 | 258 | 237 | 433 | 132 | 419 | 0 | 0 | 0 | 0 | 0 | 397 | 0 | 258 | 237 | 433 | 132 | 419 | 0 | 0 | 0 | 0 | 0 | 1.033 | 0 | 1.029 | 1.034 | 1.033 | 1.035 | 1.028 | 0 | 0 | 0 | 0 | 0 | 410 | 0 | 265 | 245 | 447 | 137 | 431 | 0 | 0 | 0 | 0 | 0 | 410 | 0 | 265 | 245 | 447 | 137 | 431 | 0 | 0 | 0 | 0 | 0 | 104 | 0 | 97 | 99 | 706 | 190 | 127 | 21 | 0 | 0 | 1876 | 1876 | 1935 | 1935 | 1344 | 2020
Vintage1991 | petroleum | TRUE | 3085.10620.NY.CT | 10620 | N | . | Carthage Energy LLC | Carthage Energy LLC | 3085 | NY | MAT | NPCC |  | 22 | 2 | NAICS-22 Non-Cogen | CT | DFO | DFO | NYIS | AM | barrels | 0 | 0 | 0 | 0 | 0 | 0 | 0 | 0 | 0 | 0 | 0 | 0 | 0 | 0 | 0 | 0 | 0 | 0 | 0 | 0 | 0 | 0 | 0 | 0 | 0 | 0 | 0 | 0 | 0 | 0 | 0 | 0 | 0 | 0 | 0 | 0 | 0 | 0 | 0 | 0 | 0 | 0 | 0 | 0 | 0 | 0 | 0 | 0 | 0 | 0 | 0 | 0 | 0 | 0 | 0 | 0 | 0 | 0 | 0 | 0 | 0 | 0 | 0 | 0 | 0 | 0 | 0 | 0 | 0 | 0 | 0 | 0 | 0 | 0 | 0 | 0 | 0 | 2020
Vintage1991 | natural gas combined cycle | TRUE | 3085.10620.NY.CT | 10620 | N | . | Carthage Energy LLC | Carthage Energy LLC | 3085 | NY | MAT | NPCC |  | 22 | 2 | NAICS-22 Non-Cogen | CT | NG | NG | NYIS | AM | mcf | 0 | 0 | 2773 | 0 | 2900 | 3011 | 23589 | 6248 | 3372 | 1128 | 0 | 0 | 0 | 0 | 2773 | 0 | 2900 | 3011 | 23589 | 6248 | 3372 | 1128 | 0 | 0 | 0 | 0 | 1.033 | 0 | 1.029 | 1.034 | 1.033 | 1.035 | 1.028 | 1.038 | 0 | 0 | 0 | 0 | 2865 | 0 | 2984 | 3113 | 24367 | 6467 | 3466 | 1171 | 0 | 0 | 0 | 0 | 2865 | 0 | 2984 | 3113 | 24367 | 6467 | 3466 | 1171 | 0 | 0 | 0 | 0 | 224 | 0 | 221 | 234 | 1774 | 478 | 271 | 81 | 0 | 0 | 43021 | 43021 | 44433 | 44433 | 3283 | 2020
Vintage1994 | petroleum | TRUE | 58337.10621.NY.CA | 10621 | N | . | CH Resources Syracuse | Lakeside Syracuse LLC | 58337 | NY | MAT | NPCC |  | 22 | 2 | NAICS-22 Non-Cogen | CA | DFO | DFO | NYIS | AM | barrels | 0 | 0 | 0 | 0 | 0 | 0 | 0 | 0 | 0 | 0 | 0 | 0 | 0 | 0 | 0 | 0 | 0 | 0 | 0 | 0 | 0 | 0 | 0 | 0 | 0 | 0 | 0 | 0 | 0 | 0 | 0 | 0 | 0 | 0 | 0 | 0 | 0 | 0 | 0 | 0 | 0 | 0 | 0 | 0 | 0 | 0 | 0 | 0 | 0 | 0 | 0 | 0 | 0 | 0 | 0 | 0 | 0 | 0 | 0 | 0 | 0 | 0 | 0 | 0 | 0 | 0 | 0 | 0 | 0 | 0 | 0 | 0 | 0 | 0 | 0 | 0 | 0 | 2020
Vintage1994 | natural gas combined cycle | TRUE | 58337.10621.NY.CA | 10621 | N | . | CH Resources Syracuse | Lakeside Syracuse LLC | 58337 | NY | MAT | NPCC |  | 22 | 2 | NAICS-22 Non-Cogen | CA | NG | NG | NYIS | AM | mcf | 0 | 0 | 496 | 0 | 0 | 0 | 0 | 554 | 0 | 0 | 0 | 42 | 0 | 0 | 496 | 0 | 0 | 0 | 0 | 554 | 0 | 0 | 0 | 42 | 0 | 0 | 1.03 | 0 | 0 | 0 | 0 | 1.03 | 0 | 0 | 0 | 1.03 | 0 | 0 | 511 | 0 | 0 | 0 | 0 | 571 | 0 | 0 | 0 | 43 | 0 | 0 | 511 | 0 | 0 | 0 | 0 | 571 | 0 | 0 | 0 | 43 | 0 | 0 | 21 | 0 | 0 | 0 | 0 | 22 | 0 | 0 | 0 | 16 | 1092 | 1092 | 1125 | 1125 | 59 | 2020
Vintage1994 | petroleum | TRUE | 58337.10621.NY.CT | 10621 | N | . | CH Resources Syracuse | Lakeside Syracuse LLC | 58337 | NY | MAT | NPCC |  | 22 | 2 | NAICS-22 Non-Cogen | CT | DFO | DFO | NYIS | AM | barrels | 0 | 0 | 0 | 0 | 0 | 0 | 0 | 0 | 0 | 0 | 0 | 0 | 0 | 0 | 0 | 0 | 0 | 0 | 0 | 0 | 0 | 0 | 0 | 0 | 0 | 0 | 0 | 0 | 0 | 0 | 0 | 0 | 0 | 0 | 0 | 0 | 0 | 0 | 0 | 0 | 0 | 0 | 0 | 0 | 0 | 0 | 0 | 0 | 0 | 0 | 0 | 0 | 0 | 0 | 0 | 0 | 0 | 0 | 0 | 0 | 0 | 0 | 0 | 0 | 0 | 0 | 0 | 0 | 0 | 0 | 0 | 0 | 0 | 0 | 0 | 0 | 0 | 2020
Vintage1994 | natural gas combined cycle | TRUE | 58337.10621.NY.CT | 10621 | N | . | CH Resources Syracuse | Lakeside Syracuse LLC | 58337 | NY | MAT | NPCC |  | 22 | 2 | NAICS-22 Non-Cogen | CT | NG | NG | NYIS | AM | mcf | 0 | 0 | 9269 | 0 | 21179 | 0 | 0 | 10668 | 0 | 0 | 0 | 8297 | 0 | 0 | 9269 | 0 | 21179 | 0 | 0 | 10668 | 0 | 0 | 0 | 8297 | 0 | 0 | 1.03 | 0 | 1.03 | 0 | 0 | 1.03 | 0 | 0 | 0 | 1.03 | 0 | 0 | 9547 | 0 | 21814 | 0 | 0 | 10988 | 0 | 0 | 0 | 8546 | 0 | 0 | 9547 | 0 | 21814 | 0 | 0 | 10988 | 0 | 0 | 0 | 8546 | 0 | 0 | 998 | 0 | 2278 | 0 | 0 | 1243 | 0 | 0 | 0 | 948 | 49413 | 49413 | 50895 | 50895 | 5467 | 2020
Vintage1989 | natural gas combined cycle | FALSE | 11216.10623.CA.CA | 10623 | Y | . | Civic Center | Los Angeles County | 11216 | CA | PACC | WECC |  | 53 | 5 | Commercial NAICS Cogen | CA | NG | NG | LDWP | M | mcf | 12733 | 28840 | 27433 | 35452 | 51066 | 50048 | 47406 | 38560 | 47904 | 47223 | 48541 | 51845 | 0 | 0 | 0 | 0 | 0 | 0 | 0 | 0 | 0 | 0 | 0 | 0 | 1.04 | 1.033 | 1.039 | 1.039 | 1.039 | 1.035 | 1.037 | 1.037 | 1.033 | 1.037 | 1.036 | 1.037 | 13242 | 29792 | 28503 | 36835 | 53058 | 51800 | 49160 | 39987 | 49485 | 48970 | 50288 | 53763 | 0 | 0 | 0 | 0 | 0 | 0 | 0 | 0 | 0 | 0 | 0 | 0 | 0 | 0 | 0 | 0 | 0 | 0 | 0 | 0 | 0 | 0 | 0 | 0 | 487051 | 0 | 504883 | 0 | 0 | 2020
Vintage1989 | petroleum | FALSE | 11216.10623.CA.CT | 10623 | Y | . | Civic Center | Los Angeles County | 11216 | CA | PACC | WECC |  | 53 | 5 | Commercial NAICS Cogen | CT | DFO | DFO | LDWP | M | barrels | 0 | 0 | 0 | 0 | 0 | 0 | 0 | 0 | 0 | 0 | 0 | 0 | 0 | 0 | 0 | 0 | 0 | 0 | 0 | 0 | 0 | 0 | 0 | 0 | 0 | 0 | 0 | 0 | 0 | 0 | 0 | 0 | 0 | 0 | 0 | 0 | 0 | 0 | 0 | 0 | 0 | 0 | 0 | 0 | 0 | 0 | 0 | 0 | 0 | 0 | 0 | 0 | 0 | 0 | 0 | 0 | 0 | 0 | 0 | 0 | 0 | 0 | 0 | 0 | 0 | 0 | 0 | 0 | 0 | 0 | 0 | 0 | 0 | 0 | 0 | 0 | 0 | 2020
Vintage1989 | natural gas combined cycle | FALSE | 11216.10623.CA.CT | 10623 | Y | . | Civic Center | Los Angeles County | 11216 | CA | PACC | WECC |  | 53 | 5 | Commercial NAICS Cogen | CT | NG | NG | LDWP | M | mcf | 121417 | 43261 | 65438 | 0 | 0 | 0 | 0 | 0 | 0 | 0 | 0 | 0 | 46543 | 16493 | 14865 | 0 | 0 | 0 | 0 | 0 | 0 | 0 | 0 | 0 | 1.04 | 1.033 | 1.039 | 0 | 0 | 0 | 0 | 0 | 0 | 0 | 0 | 0 | 126274 | 44689 | 67990 | 0 | 0 | 0 | 0 | 0 | 0 | 0 | 0 | 0 | 48405 | 17037 | 15445 | 0 | 0 | 0 | 0 | 0 | 0 | 0 | 0 | 0 | 9770 | 3407 | 3077 | 0 | 0 | 0 | 0 | 0 | 0 | 0 | 0 | 0 | 230116 | 77901 | 238953 | 80887 | 16254 | 2020
Vintage1962 | biomass | FALSE | 55863.10627.AR.ST | 10627 | Y | . | Pine Bluff Mill | Evergreen Packaging Inc | 55863 | AR | WSC | SERC |  | 32213 | 7 | Industrial NAICS Cogen | ST | BLQ | WWW | MISO | AM | short tons | 77526 | 80619 | 83882 | 76177 | 82827 | 69130 | 72770 | 85260 | 82001 | 74973 | 81184 | 73612 | 13384 | 14047 | 17862 | 13384 | 14781 | 10695 | 12787 | 13978 | 13822 | 12647 | 10404 | 12778 | 11.8 | 11.8 | 11.8 | 11.8 | 11.8 | 11.8 | 11.8 | 11.8 | 11.8 | 11.8 | 11.8 | 11.8 | 914807 | 951304 | 989808 | 898889 | 977359 | 815734 | 858686 | 1006068 | 967612 | 884681 | 957971 | 868622 | 157926 | 165755 | 210771 | 157932 | 174415 | 126202 | 150889 | 164943 | 163098 | 149229 | 122765 | 150779 | 27289.617 | 28644.183 | 36935.347 | 27245.251 | 30005.843 | 21384.346 | 26010.22 | 28539.151 | 28101.169 | 25724.157 | 18984.176 | 26158.134 | 939961 | 160569 | 11091541 | 1894704 | 325021.59 | 2020
Vintage1962 | petroleum | FALSE | 55863.10627.AR.ST | 10627 | Y | . | Pine Bluff Mill | Evergreen Packaging Inc | 55863 | AR | WSC | SERC |  | 32213 | 7 | Industrial NAICS Cogen | ST | DFO | DFO | MISO | A | barrels | 0 | 0 | 0 | 0 | 0 | 0 | 0 | 0 | 0 | 0 | 0 | 0 | 0 | 0 | 0 | 0 | 0 | 0 | 0 | 0 | 0 | 0 | 0 | 0 | 0 | 0 | 0 | 0 | 0 | 0 | 0 | 0 | 0 | 0 | 0 | 0 | 0 | 0 | 0 | 0 | 0 | 0 | 0 | 0 | 0 | 0 | 0 | 0 | 0 | 0 | 0 | 0 | 0 | 0 | 0 | 0 | 0 | 0 | 0 | 0 | 0 | 0 | 0 | 0 | 0 | 0 | 0 | 0 | 0 | 0 | 0 | 0 | 0 | 0 | 0 | 0 | 0 | 2020
Vintage1962 | natural gas steam turbine | FALSE | 55863.10627.AR.ST | 10627 | Y | . | Pine Bluff Mill | Evergreen Packaging Inc | 55863 | AR | WSC | SERC |  | 32213 | 7 | Industrial NAICS Cogen | ST | NG | NG | MISO | AM | mcf | 244434 | 155703 | 206519 | 194962 | 65782 | 137239 | 80811 | 91927 | 52881 | 159162 | 360963 | 230909 | 42197 | 27130 | 43977 | 34254 | 11739 | 21232 | 14200 | 15072 | 8914 | 26848 | 46257 | 40082 | 1.04 | 1.04 | 1.04 | 1.05 | 1.03 | 1.02 | 1.02 | 1.02 | 1.03 | 1.03 | 1.03 | 1.04 | 254211 | 161931 | 214780 | 204710 | 67755 | 139984 | 82427 | 93766 | 54467 | 163937 | 371792 | 240145 | 43885 | 28215 | 45736 | 35967 | 12091 | 21657 | 14484 | 15373 | 9181 | 27653 | 47645 | 41685 | 7583.383 | 4875.817 | 8014.653 | 6204.749 | 2080.157 | 3669.654 | 2496.78 | 2659.849 | 1581.831 | 4766.843 | 7367.824 | 7231.866 | 1981292 | 331902 | 2049905 | 343572 | 58533.406 | 2020
Vintage1962 | other | FALSE | 55863.10627.AR.ST | 10627 | Y | . | Pine Bluff Mill | Evergreen Packaging Inc | 55863 | AR | WSC | SERC |  | 32213 | 7 | Industrial NAICS Cogen | ST | PUR | OTH | MISO | AM |  | 0 | 0 | 0 | 0 | 0 | 0 | 0 | 0 | 0 | 0 | 0 | 0 | 0 | 0 | 0 | 0 | 0 | 0 | 0 | 0 | 0 | 0 | 0 | 0 | 0 | 0 | 0 | 0 | 0 | 0 | 0 | 0 | 0 | 0 | 0 | 0 | 0 | 0 | 0 | 0 | 0 | 0 | 0 | 0 | 0 | 0 | 0 | 0 | 0 | 0 | 0 | 0 | 0 | 0 | 0 | 0 | 0 | 0 | 0 | 0 | 0 | 0 | 0 | 0 | 0 | 0 | 0 | 0 | 0 | 0 | 0 | 0 | 0 | 0 | 0 | 0 | 0 | 2020
Vintage1962 | petroleum | FALSE | 55863.10627.AR.ST | 10627 | Y | . | Pine Bluff Mill | Evergreen Packaging Inc | 55863 | AR | WSC | SERC |  | 32213 | 7 | Industrial NAICS Cogen | ST | RFO | RFO | MISO | A | barrels | 0 | 0 | 0 | 0 | 0 | 0 | 0 | 0 | 0 | 0 | 0 | 0 | 0 | 0 | 0 | 0 | 0 | 0 | 0 | 0 | 0 | 0 | 0 | 0 | 0 | 0 | 0 | 0 | 0 | 0 | 0 | 0 | 0 | 0 | 0 | 0 | 0 | 0 | 0 | 0 | 0 | 0 | 0 | 0 | 0 | 0 | 0 | 0 | 0 | 0 | 0 | 0 | 0 | 0 | 0 | 0 | 0 | 0 | 0 | 0 | 0 | 0 | 0 | 0 | 0 | 0 | 0 | 0 | 0 | 0 | 0 | 0 | 0 | 0 | 0 | 0 | 0 | 2020
Vintage2001 | municipal solid waste | TRUE | 20541.10629.MD.ST | 10629 | Y | . | Wheelabrator Baltimore Refuse | Wheelabrator Environmental Systems | 20541 | MD | SAT | RFC |  | 22 | 3 | NAICS-22 Cogen | ST | MSB | MLG | PJM | M | short tons | 26015 | 24873 | 36597 | 30077 | 36124 | 35395 | 36079 | 38584 | 33336 | 34341 | 35988 | 36273 | 4026 | 2009 | 22390 | 16415 | 23086 | 21954 | 23709 | 24327 | 20502 | 19750 | 21645 | 21230 | 7.672 | 7.672 | 7.672 | 7.672 | 7.672 | 7.672 | 7.672 | 7.672 | 7.672 | 7.672 | 7.672 | 7.672 | 199587 | 190826 | 280772 | 230751 | 277143 | 271550 | 276798 | 296016 | 255754 | 263464 | 276100 | 278286 | 30886 | 15413 | 171777 | 125933 | 177115 | 168434 | 181898 | 186636 | 157293 | 151525 | 166062 | 162876 | 1757.701 | 331.637 | 13552.698 | 9900.108 | 14155.117 | 13473.526 | 14707.194 | 15052.103 | 12564.83 | 12168.549 | 13383.12 | 12758.853 | 403682 | 221043 | 3097047 | 1695848 | 133805.44 | 2020
Vintage2001 | municipal solid waste | TRUE | 20541.10629.MD.ST | 10629 | Y | . | Wheelabrator Baltimore Refuse | Wheelabrator Environmental Systems | 20541 | MD | SAT | RFC |  | 22 | 3 | NAICS-22 Cogen | ST | MSN | OTH | PJM | M | short tons | 16633 | 15904 | 23397 | 19230 | 23095 | 22630 | 23068 | 24669 | 21314 | 21956 | 23009 | 23190 | 2574 | 1285 | 14314 | 10495 | 14759 | 14037 | 15159 | 15554 | 13108 | 12627 | 13839 | 13573 | 14.666 | 14.666 | 14.667 | 14.667 | 14.667 | 14.666 | 14.666 | 14.666 | 14.666 | 14.667 | 14.666 | 14.667 | 243940 | 233248 | 343164 | 282046 | 338734 | 331892 | 338315 | 361796 | 312591 | 322029 | 337450 | 340128 | 37750 | 18839 | 209949 | 153928 | 216476 | 205862 | 222325 | 228109 | 192249 | 185207 | 202962 | 199071 | 2148.299 | 405.363 | 16564.302 | 12100.892 | 17300.883 | 16467.474 | 17975.806 | 18396.897 | 15357.17 | 14873.451 | 16356.88 | 15594.147 | 258095 | 141324 | 3785333 | 2072727 | 163541.56 | 2020
Vintage1989 | geothermal | TRUE | 49899.10631.CA.ST | 10631 | N | . | CE Leathers | CalEnergy Operating Corporation | 49899 | CA | PACC | WECC |  | 22 | 2 | NAICS-22 Non-Cogen | ST | GEO | GEO | IID | A |  | 0 | 0 | 0 | 0 | 0 | 0 | 0 | 0 | 0 | 0 | 0 | 0 | 0 | 0 | 0 | 0 | 0 | 0 | 0 | 0 | 0 | 0 | 0 | 0 | 0 | 0 | 0 | 0 | 0 | 0 | 0 | 0 | 0 | 0 | 0 | 0 | 189784 | 208027 | 263939 | 253631 | 251278 | 234040 | 252946 | 253810 | 238235 | 228845 | 251813 | 246555 | 189784 | 208027 | 263939 | 253631 | 251278 | 234040 | 252946 | 253810 | 238235 | 228845 | 251813 | 246555 | 21647.512 | 23728.399 | 30105.963 | 28930.224 | 28661.792 | 26695.506 | 28852.033 | 28950.609 | 27174.034 | 26102.947 | 28722.858 | 28123.123 | 0 | 0 | 2872903 | 2872903 | 327695 | 2020
Vintage1988 | geothermal | TRUE | 49899.10632.CA.ST | 10632 | N | . | Del Ranch Company | CalEnergy Operating Corporation | 49899 | CA | PACC | WECC |  | 22 | 2 | NAICS-22 Non-Cogen | ST | GEO | GEO | IID | A |  | 0 | 0 | 0 | 0 | 0 | 0 | 0 | 0 | 0 | 0 | 0 | 0 | 0 | 0 | 0 | 0 | 0 | 0 | 0 | 0 | 0 | 0 | 0 | 0 | 0 | 0 | 0 | 0 | 0 | 0 | 0 | 0 | 0 | 0 | 0 | 0 | 197274 | 216237 | 274356 | 263641 | 261195 | 243276 | 262929 | 263827 | 247637 | 237876 | 261752 | 256286 | 197274 | 216237 | 274356 | 263641 | 261195 | 243276 | 262929 | 263827 | 247637 | 237876 | 261752 | 256286 | 22501.864 | 24664.878 | 31294.143 | 30072.001 | 29792.975 | 27749.086 | 29990.724 | 30093.19 | 28246.501 | 27133.141 | 29856.451 | 29233.046 | 0 | 0 | 2986286 | 2986286 | 340628 | 2020
Vintage1990 | petroleum | TRUE | 55983.10633.VA.CA | 10633 | Y | . | Hopewell Cogeneration | Luminant Generation Company LLC | 55983 | VA | SAT | SERC |  | 22 | 3 | NAICS-22 Cogen | CA | DFO | DFO | PJM | M | barrels | 0 | 0 | 0 | 0 | 0 | 0 | 0 | 0 | 0 | 0 | 0 | 0 | 0 | 0 | 0 | 0 | 0 | 0 | 0 | 0 | 0 | 0 | 0 | 0 | 0 | 0 | 0 | 0 | 0 | 0 | 0 | 0 | 0 | 0 | 0 | 0 | 0 | 0 | 0 | 0 | 0 | 0 | 0 | 0 | 0 | 0 | 0 | 0 | 0 | 0 | 0 | 0 | 0 | 0 | 0 | 0 | 0 | 0 | 0 | 0 | 0 | 0.129 | 0 | 0 | 0 | 0 | 0 | 0 | 0.292 | 0 | 15.502 | 0 | 0 | 0 | 0 | 0 | 15.923 | 2020
Vintage1990 | natural gas combined cycle | TRUE | 55983.10633.VA.CA | 10633 | Y | . | Hopewell Cogeneration | Luminant Generation Company LLC | 55983 | VA | SAT | SERC |  | 22 | 3 | NAICS-22 Cogen | CA | NG | NG | PJM | M | mcf | 0 | 0 | 0 | 0 | 0 | 0 | 0 | 0 | 0 | 0 | 0 | 0 | 0 | 0 | 0 | 0 | 0 | 0 | 0 | 0 | 0 | 0 | 0 | 0 | 0 | 0 | 0 | 0 | 0 | 0 | 0 | 0 | 0 | 0 | 0 | 0 | 0 | 0 | 0 | 0 | 0 | 0 | 0 | 0 | 0 | 0 | 0 | 0 | 0 | 0 | 0 | 0 | 0 | 0 | 0 | 0 | 0 | 0 | 0 | 0 | 15305 | 9321.871 | 20917 | 37044 | 58591 | 52652 | 61013 | 34741 | 51321.708 | 56680 | 45120.498 | 25068 | 0 | 0 | 0 | 0 | 467775.08 | 2020
Vintage1990 | petroleum | TRUE | 55983.10633.VA.CT | 10633 | Y | . | Hopewell Cogeneration | Luminant Generation Company LLC | 55983 | VA | SAT | SERC |  | 22 | 3 | NAICS-22 Cogen | CT | DFO | DFO | PJM | M | barrels | 0 | 1 | 0 | 0 | 0 | 0 | 0 | 0 | 2 | 0 | 110 | 0 | 0 | 1 | 0 | 0 | 0 | 0 | 0 | 0 | 2 | 0 | 105 | 0 | 0 | 5.508 | 0 | 0 | 0 | 0 | 0 | 0 | 5.508 | 0 | 5.508 | 0 | 0 | 6 | 0 | 0 | 0 | 0 | 0 | 0 | 11 | 0 | 606 | 0 | 0 | 5 | 0 | 0 | 0 | 0 | 0 | 0 | 11 | 0 | 578 | 0 | 0 | 0.435 | 0 | 0 | 0 | 0 | 0 | 0 | 0.89 | 0 | 48.074 | 0 | 113 | 108 | 623 | 594 | 49.399 | 2020
Vintage1990 | natural gas combined cycle | TRUE | 55983.10633.VA.CT | 10633 | Y | . | Hopewell Cogeneration | Luminant Generation Company LLC | 55983 | VA | SAT | SERC |  | 22 | 3 | NAICS-22 Cogen | CT | NG | NG | PJM | M | mcf | 609278 | 381390 | 830239 | 1373708 | 2128267 | 1885772 | 2113152 | 1270962 | 1853311 | 2118720 | 1690755 | 936523 | 565379 | 348124 | 771908 | 1334453 | 2069429 | 1828456 | 2035062 | 1244977 | 1806923 | 2076733 | 1611927 | 892965 | 1.043 | 1.043 | 1.043 | 1.043 | 1.043 | 1.043 | 1.043 | 1.043 | 1.043 | 1.043 | 1.043 | 1.043 | 635477 | 397790 | 865939 | 1432777 | 2219782 | 1966860 | 2204018 | 1325613 | 1933003 | 2209825 | 1763457 | 976793 | 589690 | 363093 | 805100 | 1391834 | 2158414 | 1907080 | 2122570 | 1298511 | 1884621 | 2166033 | 1681240 | 931362 | 50881 | 31384.565 | 69282 | 118741 | 173838 | 160232 | 177422 | 109051 | 156216.11 | 187156 | 139921.93 | 79364 | 17192077 | 16586336 | 17931334 | 17299548 | 1453489.6 | 2020
Vintage1988 | geothermal | TRUE | 49899.10634.CA.ST | 10634 | N | . | Elmore Company | CalEnergy Operating Corporation | 49899 | CA | PACC | WECC |  | 22 | 2 | NAICS-22 Non-Cogen | ST | GEO | GEO | IID | A |  | 0 | 0 | 0 | 0 | 0 | 0 | 0 | 0 | 0 | 0 | 0 | 0 | 0 | 0 | 0 | 0 | 0 | 0 | 0 | 0 | 0 | 0 | 0 | 0 | 0 | 0 | 0 | 0 | 0 | 0 | 0 | 0 | 0 | 0 | 0 | 0 | 194925 | 213662 | 271089 | 260502 | 258085 | 240379 | 259798 | 260686 | 244688 | 235044 | 258635 | 253234 | 194925 | 213662 | 271089 | 260502 | 258085 | 240379 | 259798 | 260686 | 244688 | 235044 | 258635 | 253234 | 22233.924 | 24371.183 | 30921.51 | 29713.922 | 29438.218 | 27418.666 | 29633.612 | 29734.858 | 27910.158 | 26810.056 | 29500.937 | 28884.956 | 0 | 0 | 2950727 | 2950727 | 336572 | 2020
Vintage1989 | petroleum | TRUE | 473.10642.NY.ST | 10642 | N | . | Covanta Hempstead | Covanta Hempstead Company | 473 | NY | MAT | NPCC |  | 22 | 2 | NAICS-22 Non-Cogen | ST | DFO | DFO | NYIS | M | barrels | 59 | 249 | 192 | 169 | 341 | 228 | 188 | 0 | 15 | 129 | 140 | 164 | 59 | 249 | 192 | 169 | 341 | 228 | 188 | 0 | 15 | 129 | 140 | 164 | 5.88 | 5.88 | 5.88 | 5.88 | 5.88 | 5.88 | 5.88 | 0 | 5.88 | 5.88 | 5.88 | 5.88 | 347 | 1464 | 1129 | 994 | 2005 | 1341 | 1105 | 0 | 88 | 759 | 823 | 964 | 347 | 1464 | 1129 | 994 | 2005 | 1341 | 1105 | 0 | 88 | 759 | 823 | 964 | 19.582 | 86.541 | 67.413 | 51.599 | 115.391 | 79.689 | 62.206 | 0 | 5.781 | 46.514 | 48.323 | 55.761 | 1874 | 1874 | 11019 | 11019 | 638.8 | 2020
Vintage1989 | municipal solid waste | TRUE | 473.10642.NY.ST | 10642 | N | . | Covanta Hempstead | Covanta Hempstead Company | 473 | NY | MAT | NPCC |  | 22 | 2 | NAICS-22 Non-Cogen | ST | MSB | MLG | NYIS | M | short tons | 49719 | 50569 | 47036 | 52818 | 55981 | 51163 | 48205 | 55960 | 47946 | 53351 | 51974 | 54685 | 49719 | 50569 | 47036 | 52818 | 55981 | 51163 | 48205 | 55960 | 47946 | 53351 | 51974 | 54685 | 7.377 | 7.377 | 7.377 | 7.377 | 7.377 | 7.377 | 7.377 | 7.377 | 7.377 | 7.377 | 7.377 | 7.377 | 366777 | 373048 | 346985 | 389638 | 412972 | 377429 | 355608 | 412817 | 353698 | 393570 | 383412 | 403411 | 366777 | 373048 | 346985 | 389638 | 412972 | 377429 | 355608 | 412817 | 353698 | 393570 | 383412 | 403411 | 20702.751 | 22050.126 | 20719.19 | 20232.184 | 23766.242 | 22434.717 | 20011.111 | 23786.428 | 23183.585 | 24134.375 | 22506.749 | 23327.017 | 619407 | 619407 | 4569365 | 4569365 | 266854.48 | 2020
Vintage1989 | municipal solid waste | TRUE | 473.10642.NY.ST | 10642 | N | . | Covanta Hempstead | Covanta Hempstead Company | 473 | NY | MAT | NPCC |  | 22 | 2 | NAICS-22 Non-Cogen | ST | MSN | OTH | NYIS | M | short tons | 31789 | 32330 | 30071 | 33770 | 35792 | 32710 | 30818 | 35778 | 30653 | 34109 | 33230 | 34963 | 31789 | 32330 | 30071 | 33770 | 35792 | 32710 | 30818 | 35778 | 30653 | 34109 | 33230 | 34963 | 14.102 | 14.103 | 14.103 | 14.102 | 14.102 | 14.103 | 14.103 | 14.102 | 14.103 | 14.103 | 14.102 | 14.102 | 448288 | 455950 | 424091 | 476225 | 504739 | 461309 | 434626 | 504541 | 432299 | 481039 | 468609 | 493048 | 448288 | 455950 | 424091 | 476225 | 504739 | 461309 | 434626 | 504541 | 432299 | 481039 | 468609 | 493048 | 25303.667 | 26950.333 | 25323.397 | 24728.217 | 29047.367 | 27420.594 | 24457.683 | 29071.572 | 28335.634 | 29498.111 | 27507.928 | 28510.222 | 396013 | 396013 | 5584764 | 5584764 | 326154.73 | 2020
Vintage1989 | biomass | TRUE | 473.10642.NY.ST | 10642 | N | . | Covanta Hempstead | Covanta Hempstead Company | 473 | NY | MAT | NPCC |  | 22 | 2 | NAICS-22 Non-Cogen | ST | WDS | WWW | NYIS | M | short tons | 0 | 0 | 0 | 0 | 0 | 0 | 0 | 0 | 0 | 0 | 0 | 0 | 0 | 0 | 0 | 0 | 0 | 0 | 0 | 0 | 0 | 0 | 0 | 0 | 0 | 0 | 0 | 0 | 0 | 0 | 0 | 0 | 0 | 0 | 0 | 0 | 0 | 0 | 0 | 0 | 0 | 0 | 0 | 0 | 0 | 0 | 0 | 0 | 0 | 0 | 0 | 0 | 0 | 0 | 0 | 0 | 0 | 0 | 0 | 0 | 0 | 0 | 0 | 0 | 0 | 0 | 0 | 0 | 0 | 0 | 0 | 0 | 0 | 0 | 0 | 0 | 0 | 2020
Vintage1990 | petroleum | TRUE | 542.10643.NJ.ST | 10643 | N | . | Covanta Essex Company | Covanta Essex Company | 542 | NJ | MAT | RFC |  | 22 | 2 | NAICS-22 Non-Cogen | ST | DFO | DFO | PJM | M | barrels | 0 | 0 | 0 | 0 | 0 | 0 | 0 | 0 | 0 | 0 | 0 | 0 | 0 | 0 | 0 | 0 | 0 | 0 | 0 | 0 | 0 | 0 | 0 | 0 | 0 | 0 | 0 | 0 | 0 | 0 | 0 | 0 | 0 | 0 | 0 | 0 | 0 | 0 | 0 | 0 | 0 | 0 | 0 | 0 | 0 | 0 | 0 | 0 | 0 | 0 | 0 | 0 | 0 | 0 | 0 | 0 | 0 | 0 | 0 | 0 | 0 | 0 | 0 | 0 | 0 | 0 | 0 | 0 | 0 | 0 | 0 | 0 | 0 | 0 | 0 | 0 | 0 | 2020
Vintage1990 | municipal solid waste | TRUE | 542.10643.NJ.ST | 10643 | N | . | Covanta Essex Company | Covanta Essex Company | 542 | NJ | MAT | RFC |  | 22 | 2 | NAICS-22 Non-Cogen | ST | MSB | MLG | PJM | M | short tons | 54098 | 43094 | 54569 | 48605 | 54285 | 45868 | 51788 | 51033 | 43543 | 51654 | 40863 | 48311 | 54098 | 43094 | 54569 | 48605 | 54285 | 45868 | 51788 | 51033 | 43543 | 51654 | 40863 | 48311 | 7.377 | 7.377 | 7.377 | 7.377 | 7.377 | 7.377 | 7.377 | 7.377 | 7.377 | 7.377 | 7.377 | 7.377 | 399081 | 317904 | 402556 | 358559 | 400460 | 338368 | 382040 | 376470 | 321217 | 381052 | 301446 | 356390 | 399081 | 317904 | 402556 | 358559 | 400460 | 338368 | 382040 | 376470 | 321217 | 381052 | 301446 | 356390 | 20856.732 | 15980.938 | 19892.556 | 17821.985 | 20840.235 | 15570.55 | 19133.248 | 18518.632 | 16611.396 | 20017.616 | 15241.353 | 18876.781 | 587711 | 587711 | 4335543 | 4335543 | 219362.02 | 2020
Vintage1990 | municipal solid waste | TRUE | 542.10643.NJ.ST | 10643 | N | . | Covanta Essex Company | Covanta Essex Company | 542 | NJ | MAT | RFC |  | 22 | 2 | NAICS-22 Non-Cogen | ST | MSN | OTH | PJM | M | short tons | 34588 | 27552 | 34890 | 31075 | 34706 | 29324 | 33111 | 32628 | 27839 | 33024 | 26125 | 30887 | 34588 | 27552 | 34890 | 31075 | 34706 | 29324 | 33111 | 32628 | 27839 | 33024 | 26125 | 30887 | 14.102 | 14.103 | 14.102 | 14.103 | 14.103 | 14.103 | 14.102 | 14.102 | 14.103 | 14.103 | 14.103 | 14.103 | 487760 | 388566 | 492019 | 438251 | 489459 | 413556 | 466931 | 460120 | 392613 | 465737 | 368441 | 435599 | 487760 | 388566 | 492019 | 438251 | 489459 | 413556 | 466931 | 460120 | 392613 | 465737 | 368441 | 435599 | 25491.268 | 19533.062 | 24313.444 | 21783.015 | 25471.765 | 19030.45 | 23384.752 | 22633.368 | 20303.604 | 24466.384 | 18628.647 | 23072.219 | 375749 | 375749 | 5299052 | 5299052 | 268111.98 | 2020
Vintage1991 | petroleum | TRUE | 528.10646.CT.ST | 10646 | N | . | Covanta Southeastern Connecticut Company | Covanta Southeastern Connecticut Company | 528 | CT | NEW | NPCC |  | 22 | 2 | NAICS-22 Non-Cogen | ST | DFO | DFO | ISNE | M | barrels | 277 | 353 | 517 | 300 | 774 | 420 | 423 | 382 | 506 | 448 | 287 | 320 | 277 | 353 | 517 | 300 | 774 | 420 | 423 | 382 | 506 | 448 | 287 | 320 | 5.825 | 5.8 | 5.8 | 5.8 | 5.8 | 5.8 | 5.825 | 5.8 | 5.8 | 5.8 | 5.825 | 5.825 | 1614 | 2047 | 2999 | 1740 | 4489 | 2436 | 2464 | 2216 | 2935 | 2598 | 1672 | 1864 | 1614 | 2047 | 2999 | 1740 | 4489 | 2436 | 2464 | 2216 | 2935 | 2598 | 1672 | 1864 | 80.341 | 93.505 | 162.247 | 89.879 | 239.707 | 130.543 | 115.097 | 113.806 | 150.062 | 133.698 | 83.847 | 90.921 | 5007 | 5007 | 29074 | 29074 | 1483.653 | 2020
Vintage1991 | municipal solid waste | TRUE | 528.10646.CT.ST | 10646 | N | . | Covanta Southeastern Connecticut Company | Covanta Southeastern Connecticut Company | 528 | CT | NEW | NPCC |  | 22 | 2 | NAICS-22 Non-Cogen | ST | MSB | MLG | ISNE | M | short tons | 13696 | 9574 | 12235 | 13577 | 12130 | 12530 | 11134 | 12890 | 11616 | 12824 | 13525 | 13604 | 13696 | 9574 | 12235 | 13577 | 12130 | 12530 | 11134 | 12890 | 11616 | 12824 | 13525 | 13604 | 7.377 | 7.378 | 7.377 | 7.377 | 7.377 | 7.377 | 7.377 | 7.377 | 7.377 | 7.377 | 7.377 | 7.377 | 101035 | 70637 | 90258 | 100158 | 89483 | 92434 | 82136 | 95090 | 85691 | 94603 | 99774 | 100357 | 101035 | 70637 | 90258 | 100158 | 89483 | 92434 | 82136 | 95090 | 85691 | 94603 | 99774 | 100357 | 5030.768 | 3225.982 | 4883.615 | 5173.595 | 4778.064 | 4953.441 | 3836.713 | 4884.335 | 4381.563 | 4867.669 | 5004.13 | 4895.114 | 149335 | 149335 | 1101656 | 1101656 | 55914.989 | 2020
Vintage1991 | municipal solid waste | TRUE | 528.10646.CT.ST | 10646 | N | . | Covanta Southeastern Connecticut Company | Covanta Southeastern Connecticut Company | 528 | CT | NEW | NPCC |  | 22 | 2 | NAICS-22 Non-Cogen | ST | MSN | OTH | ISNE | M | short tons | 8757 | 6122 | 7823 | 8681 | 7756 | 8011 | 7118 | 8241 | 7426 | 8199 | 8646 | 8698 | 8757 | 6122 | 7823 | 8681 | 7756 | 8011 | 7118 | 8241 | 7426 | 8199 | 8646 | 8698 | 14.102 | 14.101 | 14.102 | 14.102 | 14.102 | 14.102 | 14.103 | 14.103 | 14.104 | 14.103 | 14.104 | 14.102 | 123491 | 86326 | 110320 | 122419 | 109375 | 112971 | 100385 | 116223 | 104736 | 115630 | 121943 | 122659 | 123491 | 86326 | 110320 | 122419 | 109375 | 112971 | 100385 | 116223 | 104736 | 115630 | 121943 | 122659 | 6148.891 | 3942.513 | 5969.138 | 6323.526 | 5840.229 | 6054.016 | 4689.19 | 5969.859 | 5355.375 | 5949.633 | 6116.023 | 5982.965 | 95478 | 95478 | 1346478 | 1346478 | 68341.358 | 2020
Vintage1995 | natural gas peaker | TRUE | 60662.10649.CA.GT | 10649 | Y | . | Bear Mountain Limited | WCAC Operating Company | 60662 | CA | PACC | WECC |  | 22 | 3 | NAICS-22 Cogen | GT | NG | NG | CISO | M | mcf | 588 | 22 | 10971 | 6557 | 5801 | 40577 | 91284 | 108176 | 51717 | 58288 | 11979 | 0 | 463 | 15 | 9447 | 5436 | 4683 | 34001 | 76814 | 86456 | 41472 | 47213 | 9663 | 0 | 1.04 | 1.04 | 1.04 | 1.04 | 1.04 | 1.04 | 1.04 | 1.04 | 1.04 | 1.04 | 1.04 | 0 | 612 | 23 | 11410 | 6819 | 6033 | 42200 | 94935 | 112503 | 53786 | 60620 | 12458 | 0 | 481 | 16 | 9825 | 5653 | 4870 | 35361 | 79887 | 89914 | 43131 | 49102 | 10050 | 0 | 61 | 1 | 1259 | 724 | 620 | 4506 | 10175 | 11504 | 5491 | 6254 | 1282 | 0 | 385960 | 315663 | 401399 | 328290 | 41877 | 2020
Vintage1991 | natural gas peaker | TRUE | 60662.10650.CA.GT | 10650 | Y | . | Badger Creek Limited | WCAC Operating Company | 60662 | CA | PACC | WECC |  | 22 | 3 | NAICS-22 Cogen | GT | NG | NG | CISO | M | mcf | 517 | 6523 | 0 | 0 | 1746 | 15337 | 18211 | 59214 | 32087 | 37606 | 3362 | 0 | 378 | 5163 | 0 | 0 | 1348 | 12061 | 14314 | 46316 | 24292 | 28878 | 2504 | 0 | 1.04 | 1.04 | 0 | 0 | 1.04 | 1.04 | 1.04 | 1.04 | 1.04 | 1.04 | 1.04 | 0 | 538 | 6784 | 0 | 0 | 1816 | 15950 | 18939 | 61583 | 33370 | 39110 | 3496 | 0 | 393 | 5370 | 0 | 0 | 1402 | 12543 | 14887 | 48169 | 25264 | 30033 | 2604 | 0 | 52 | 709 | 0 | 0 | 184 | 1663 | 1972 | 6366 | 3340 | 3976 | 345 | 0 | 174603 | 135254 | 181586 | 140665 | 18607 | 2020
Vintage1989 | natural gas steam turbine | TRUE | 62970.10652.CA.ST | 10652 | Y | . | Burney Forest Products | Burney Forest Products, A Joint Venture | 62970 | CA | PACC | WECC |  | 22 | 3 | NAICS-22 Cogen | ST | NG | NG | CISO | AM | mcf | 50279 | 29807 | 8721 | 12944 | 19486 | 9441 | 14792 | 17194 | 13833 | 13431 | 12279 | 20856 | 37466 | 22460 | 6449 | 10021 | 14427 | 7519 | 12520 | 14442 | 11895 | 10688 | 9369 | 14951 | 1.044 | 1.043 | 1.044 | 1.048 | 1.041 | 1.034 | 1.033 | 1.038 | 1.04 | 1.048 | 1.049 | 1.042 | 52491 | 31089 | 9105 | 13565 | 20285 | 9762 | 15280 | 17847 | 14386 | 14076 | 12881 | 21732 | 39115 | 23426 | 6733 | 10502 | 15019 | 7775 | 12933 | 14991 | 12371 | 11201 | 9828 | 15579 | 2633.203 | 1580.948 | 449.795 | 705.611 | 1001.992 | 520.182 | 872.464 | 1008.149 | 828.187 | 758.25 | 652.536 | 1058.971 | 223063 | 172207 | 232499 | 179473 | 12070.288 | 2020
Vintage1989 | biomass | TRUE | 62970.10652.CA.ST | 10652 | Y | . | Burney Forest Products | Burney Forest Products, A Joint Venture | 62970 | CA | PACC | WECC |  | 22 | 3 | NAICS-22 Cogen | ST | WDS | WWW | CISO | AM | short tons | 13860 | 20043 | 20689 | 20084 | 19657 | 18540 | 19829 | 20969 | 19026 | 18954 | 19230 | 23963 | 10328 | 15103 | 15299 | 15549 | 14554 | 14767 | 16783 | 17613 | 16360 | 15083 | 14673 | 17178 | 16.954 | 16.58 | 16.762 | 16.636 | 16.916 | 16.668 | 16.268 | 15.952 | 16.024 | 16.716 | 16.412 | 17.014 | 234982 | 332313 | 346789 | 334117 | 332518 | 309025 | 322578 | 334497 | 304873 | 316835 | 315603 | 407706 | 175104 | 250407 | 256442 | 258677 | 246190 | 246132 | 273033 | 280966 | 262159 | 252124 | 240817 | 292266 | 11787.797 | 16899.052 | 17132.205 | 17379.389 | 16425.008 | 16466.818 | 18418.536 | 18894.851 | 17550.813 | 17067.75 | 15988.464 | 19867.029 | 234844 | 183290 | 3891836 | 3034317 | 203877.71 | 2020
Vintage1930 | hydro | FALSE | 6789.10656.MI.HY | 10656 | N | . | French Paper Hydro | French Paper Co | 6789 | MI | ENC | RFC |  | 322122 | 6 | Industrial NAICS Non-Cogen | HY | WAT | HYC | PJM | M |  | 0 | 0 | 0 | 0 | 0 | 0 | 0 | 0 | 0 | 0 | 0 | 0 | 0 | 0 | 0 | 0 | 0 | 0 | 0 | 0 | 0 | 0 | 0 | 0 | 0 | 0 | 0 | 0 | 0 | 0 | 0 | 0 | 0 | 0 | 0 | 0 | 2104 | 4331 | 5243 | 5085 | 3796 | 5208 | 4787 | 3226 | 3507 | 570 | 570 | 3989 | 2104 | 4331 | 5243 | 5085 | 3796 | 5208 | 4787 | 3226 | 3507 | 570 | 570 | 3989 | 240 | 494 | 598 | 580 | 433 | 594 | 546 | 368 | 400 | 65 | 65 | 455 | 0 | 0 | 42416 | 42416 | 4838 | 2020
Vintage0 | petroleum | FALSE | 3953.10661.CA.ST | 10661 | Y | . | Collins Pine Project | Collins Pine Co | 3953 | CA | PACC | WECC |  | 321 | 7 | Industrial NAICS Cogen | ST | DFO | DFO | CISO | AM | barrels | 0 | 0 | 0 | 0 | 0 | 0 | 0 | 0 | 0 | 0 | 0 | 0 | 0 | 0 | 0 | 0 | 0 | 0 | 0 | 0 | 0 | 0 | 0 | 0 | 0 | 0 | 0 | 0 | 0 | 0 | 0 | 0 | 0 | 0 | 0 | 0 | 0 | 0 | 0 | 0 | 0 | 0 | 0 | 0 | 0 | 0 | 0 | 0 | 0 | 0 | 0 | 0 | 0 | 0 | 0 | 0 | 0 | 0 | 0 | 0 | 0 | 0 | 0 | 0 | 0 | 0 | 0 | 0 | 0 | 0 | 0 | 0 | 0 | 0 | 0 | 0 | 0 | 2020
Vintage0 | biomass | FALSE | 3953.10661.CA.ST | 10661 | Y | . | Collins Pine Project | Collins Pine Co | 3953 | CA | PACC | WECC |  | 321 | 7 | Industrial NAICS Cogen | ST | WDS | WWW | CISO | AM | short tons | 5865 | 5752 | 5066 | 3344 | 4200 | 4379 | 5285 | 5114 | 5155 | 5100 | 0 | 3263 | 668 | 623 | 591 | 137 | 550 | 276 | 687 | 687 | 681 | 655 | 0 | 58 | 12 | 12 | 12 | 12 | 12 | 12 | 12 | 12 | 12 | 12 | 0 | 12 | 70380 | 69024 | 60792 | 40128 | 50400 | 52548 | 63420 | 61368 | 61860 | 61200 | 0 | 39156 | 8016 | 7474 | 7089 | 1646 | 6603 | 3316 | 8245 | 8241 | 8169 | 7860 | 0 | 694 | 1326 | 1236 | 1082 | -216 | 881 | 183 | 1232 | 1231 | 1239 | 1205 | -73 | -719 | 52523 | 5613 | 630276 | 67353 | 8607 | 2020
Vintage1990 | hard coal | TRUE | 14063.10671.OK.ST | 10671 | N | . | River Valley | Oklahoma Gas & Electric Co | 14063 | OK | WSC | MRO |  | 22 | 1 | Electric Utility | ST | BIT | COL | SWPP | M | short tons | 4054 | 502 | 4640 | 17412 | 27216 | 21190 | 25716 | 26856 | 24848 | 12800 | 132 | 6188 | 4054 | 502 | 4640 | 17412 | 27216 | 21190 | 25716 | 26856 | 24848 | 12800 | 132 | 6188 | 14.46 | 10.87 | 11.4 | 10.3 | 8.4 | 9 | 7.7 | 8.7 | 8.7 | 8.7 | 8.7 | 8.7 | 58621 | 5457 | 52896 | 179344 | 228614 | 190710 | 198013 | 233647 | 216178 | 111360 | 1148 | 53836 | 58621 | 5457 | 52896 | 179344 | 228614 | 190710 | 198013 | 233647 | 216178 | 111360 | 1148 | 53836 | 4252.863 | 245.48 | 4113.852 | 14935.501 | 21587.95 | 17299.178 | 18898.246 | 20662.145 | 19515.024 | 10329.556 | 30.554 | 4509.303 | 171554 | 171554 | 1529824 | 1529824 | 136379.65 | 2020
Vintage1990 | natural gas steam turbine | TRUE | 14063.10671.OK.ST | 10671 | N | . | River Valley | Oklahoma Gas & Electric Co | 14063 | OK | WSC | MRO |  | 22 | 1 | Electric Utility | ST | NG | NG | SWPP | M | mcf | 21509 | 23060 | 16082 | 24152 | 5410 | 46508 | 118566 | 56188 | 54314 | 15702 | 8818 | 27630 | 21509 | 23060 | 16082 | 24152 | 5410 | 46508 | 118566 | 56188 | 54314 | 15702 | 8818 | 27630 | 1.023 | 1 | 1.003 | 1.003 | 1.004 | 1.004 | 1.004 | 1.004 | 1.004 | 1.003 | 1.004 | 1.003 | 22004 | 23060 | 16130 | 24224 | 5432 | 46694 | 119040 | 56413 | 54531 | 15749 | 8853 | 27713 | 22004 | 23060 | 16130 | 24224 | 5432 | 46694 | 119040 | 56413 | 54531 | 15749 | 8853 | 27713 | 1596.339 | 1037.39 | 1254.489 | 2017.381 | 512.907 | 4235.585 | 11361.123 | 4988.754 | 4922.706 | 1460.859 | 235.548 | 2321.249 | 417939 | 417939 | 419843 | 419843 | 35944.33 | 2020
Vintage1990 | hard coal | TRUE | 14063.10671.OK.ST | 10671 | N | . | River Valley | Oklahoma Gas & Electric Co | 14063 | OK | WSC | MRO |  | 22 | 1 | Electric Utility | ST | RC | COL | SWPP | M | short tons | 0 | 0 | 0 | 0 | 0 | 0 | 0 | 0 | 0 | 0 | 0 | 0 | 0 | 0 | 0 | 0 | 0 | 0 | 0 | 0 | 0 | 0 | 0 | 0 | 0 | 0 | 0 | 0 | 0 | 0 | 0 | 0 | 0 | 0 | 0 | 0 | 0 | 0 | 0 | 0 | 0 | 0 | 0 | 0 | 0 | 0 | 0 | 0 | 0 | 0 | 0 | 0 | 0 | 0 | 0 | 0 | 0 | 0 | 0 | 0 | 0 | 0 | 0 | 0 | 0 | 0 | 0 | 0 | 0 | 0 | 0 | 0 | 0 | 0 | 0 | 0 | 0 | 2020
Vintage1990 | hard coal | TRUE | 14063.10671.OK.ST | 10671 | N | . | River Valley | Oklahoma Gas & Electric Co | 14063 | OK | WSC | MRO |  | 22 | 1 | Electric Utility | ST | SUB | COL | SWPP | M | short tons | 9458 | 1172 | 10824 | 40630 | 63504 | 49446 | 60004 | 62664 | 57980 | 29866 | 308 | 14440 | 9458 | 1172 | 10824 | 40630 | 63504 | 49446 | 60004 | 62664 | 57980 | 29866 | 308 | 14440 | 17.29 | 17.3 | 17.5 | 17.08 | 17.285 | 17.23 | 17.117 | 17.346 | 17.302 | 17.6 | 17.194 | 17.262 | 163529 | 20276 | 189420 | 693960 | 1097667 | 851955 | 1027088 | 1086970 | 1003170 | 525642 | 5296 | 249263 | 163529 | 20276 | 189420 | 693960 | 1097667 | 851955 | 1027088 | 1086970 | 1003170 | 525642 | 5296 | 249263 | 11863.798 | 912.13 | 14731.659 | 57792.118 | 103652.14 | 77280.237 | 98024.631 | 96124.101 | 90559.27 | 48757.585 | 140.898 | 20878.448 | 400296 | 400296 | 6914236 | 6914236 | 620717.02 | 2020
Vintage1990 | other | TRUE | 14063.10671.OK.ST | 10671 | N | . | River Valley | Oklahoma Gas & Electric Co | 14063 | OK | WSC | MRO |  | 22 | 1 | Electric Utility | ST | TDF | OTH | SWPP | M | short tons | 0 | 0 | 0 | 0 | 0 | 0 | 0 | 0 | 0 | 0 | 0 | 0 | 0 | 0 | 0 | 0 | 0 | 0 | 0 | 0 | 0 | 0 | 0 | 0 | 0 | 0 | 0 | 0 | 0 | 0 | 0 | 0 | 0 | 0 | 0 | 0 | 0 | 0 | 0 | 0 | 0 | 0 | 0 | 0 | 0 | 0 | 0 | 0 | 0 | 0 | 0 | 0 | 0 | 0 | 0 | 0 | 0 | 0 | 0 | 0 | 0 | 0 | 0 | 0 | 0 | 0 | 0 | 0 | 0 | 0 | 0 | 0 | 0 | 0 | 0 | 0 | 0 | 2020
Vintage1990 | biomass | TRUE | 14063.10671.OK.ST | 10671 | N | . | River Valley | Oklahoma Gas & Electric Co | 14063 | OK | WSC | MRO |  | 22 | 1 | Electric Utility | ST | WDS | WWW | SWPP | M | short tons | 0 | 0 | 0 | 0 | 0 | 0 | 0 | 0 | 0 | 0 | 0 | 0 | 0 | 0 | 0 | 0 | 0 | 0 | 0 | 0 | 0 | 0 | 0 | 0 | 0 | 0 | 0 | 0 | 0 | 0 | 0 | 0 | 0 | 0 | 0 | 0 | 0 | 0 | 0 | 0 | 0 | 0 | 0 | 0 | 0 | 0 | 0 | 0 | 0 | 0 | 0 | 0 | 0 | 0 | 0 | 0 | 0 | 0 | 0 | 0 | 0 | 0 | 0 | 0 | 0 | 0 | 0 | 0 | 0 | 0 | 0 | 0 | 0 | 0 | 0 | 0 | 0 | 2020
Vintage1992 | hard coal | TRUE | 177.10673.HI.ST | 10673 | Y | . | AES Hawaii | AES Hawaii LLC | 177 | HI | PACN |  |  | 22 | 3 | NAICS-22 Cogen | ST | BIT | COL |  | M | short tons | 951 | 634 | 0 | 0 | 0 | 0 | 0 | 0 | 0 | 0 | 0 | 0 | 951 | 631 | 0 | 0 | 0 | 0 | 0 | 0 | 0 | 0 | 0 | 0 | 22.3 | 22.3 | 0 | 0 | 0 | 0 | 0 | 0 | 0 | 0 | 0 | 0 | 21207 | 14138 | 0 | 0 | 0 | 0 | 0 | 0 | 0 | 0 | 0 | 0 | 21207 | 14065 | 0 | 0 | 0 | 0 | 0 | 0 | 0 | 0 | 0 | 0 | 1921.969 | 1218.335 | 0 | 0 | 0 | 0 | 0 | 0 | 0 | 0 | 0 | 0 | 1585 | 1582 | 35345 | 35272 | 3140.304 | 2020
Vintage1992 | petroleum | TRUE | 177.10673.HI.ST | 10673 | Y | . | AES Hawaii | AES Hawaii LLC | 177 | HI | PACN |  |  | 22 | 3 | NAICS-22 Cogen | ST | DFO | DFO |  | M | barrels | 876 | 736 | 187 | 58 | 532 | 1316 | 447 | 2949 | 179 | 4 | 1 | 102 | 876 | 732 | 187 | 58 | 532 | 1297 | 447 | 2949 | 179 | 4 | 1 | 101 | 5.67 | 5.67 | 5.77 | 5.67 | 5.67 | 5.67 | 5.67 | 5.67 | 5.67 | 5.67 | 5.67 | 5.67 | 4967 | 4173 | 1079 | 329 | 3016 | 7462 | 2534 | 16721 | 1015 | 23 | 6 | 578 | 4967 | 4152 | 1079 | 329 | 3016 | 7353 | 2534 | 16721 | 1015 | 22 | 6 | 575 | 450.141 | 359.611 | 94.811 | 28.963 | 266.981 | 628.483 | 229.156 | 1500.642 | 88.885 | 1.952 | 0.497 | 49.883 | 7387 | 7363 | 41903 | 41769 | 3700.005 | 2020
Vintage1992 | biomass | TRUE | 177.10673.HI.ST | 10673 | Y | . | AES Hawaii | AES Hawaii LLC | 177 | HI | PACN |  |  | 22 | 3 | NAICS-22 Cogen | ST | OBS | ORW |  | M | short tons | 0 | 0 | 0 | 0 | 0 | 0 | 0 | 0 | 0 | 0 | 0 | 0 | 0 | 0 | 0 | 0 | 0 | 0 | 0 | 0 | 0 | 0 | 0 | 0 | 0 | 0 | 0 | 0 | 0 | 0 | 0 | 0 | 0 | 0 | 0 | 0 | 0 | 0 | 0 | 0 | 0 | 0 | 0 | 0 | 0 | 0 | 0 | 0 | 0 | 0 | 0 | 0 | 0 | 0 | 0 | 0 | 0 | 0 | 0 | 0 | 0 | 0 | 0 | 0 | 0 | 0 | 0 | 0 | 0 | 0 | 0 | 0 | 0 | 0 | 0 | 0 | 0 | 2020
Vintage1992 | hard coal | TRUE | 177.10673.HI.ST | 10673 | Y | . | AES Hawaii | AES Hawaii LLC | 177 | HI | PACN |  |  | 22 | 3 | NAICS-22 Cogen | ST | SUB | COL |  | M | short tons | 42782 | 49863 | 61899 | 58675 | 55590 | 48336 | 56697 | 54561 | 52045 | 64784 | 60137 | 62872 | 42782 | 49605 | 61899 | 58675 | 55590 | 47630 | 56697 | 54561 | 52045 | 64113 | 60137 | 62552 | 19.83 | 20.42 | 20.12 | 20.09 | 19.83 | 20.14 | 19.75 | 20 | 19.55 | 19.43 | 19.36 | 19.52 | 848367 | 1018202 | 1245408 | 1178781 | 1102350 | 973487 | 1119766 | 1091220 | 1017480 | 1258753 | 1164252 | 1227261 | 848367 | 1012940 | 1245408 | 1178781 | 1102350 | 959277 | 1119766 | 1091220 | 1017480 | 1245714 | 1164252 | 1221013 | 76885.568 | 87741.859 | 109434.2 | 103817.59 | 97567.64 | 81994.517 | 101243.69 | 97933.574 | 89108.131 | 108322.64 | 102104.22 | 105852.77 | 668241 | 666286 | 13245327 | 13206568 | 1162006.4 | 2020
Vintage1992 | other | TRUE | 177.10673.HI.ST | 10673 | Y | . | AES Hawaii | AES Hawaii LLC | 177 | HI | PACN |  |  | 22 | 3 | NAICS-22 Cogen | ST | TDF | OTH |  | M | short tons | 0 | 0 | 0 | 0 | 0 | 0 | 0 | 0 | 0 | 0 | 0 | 0 | 0 | 0 | 0 | 0 | 0 | 0 | 0 | 0 | 0 | 0 | 0 | 0 | 0 | 0 | 0 | 0 | 0 | 0 | 0 | 0 | 0 | 0 | 0 | 0 | 0 | 0 | 0 | 0 | 0 | 0 | 0 | 0 | 0 | 0 | 0 | 0 | 0 | 0 | 0 | 0 | 0 | 0 | 0 | 0 | 0 | 0 | 0 | 0 | 0 | 0 | 0 | 0 | 0 | 0 | 0 | 0 | 0 | 0 | 0 | 0 | 0 | 0 | 0 | 0 | 0 | 2020
Vintage1992 | petroleum | TRUE | 177.10673.HI.ST | 10673 | Y | . | AES Hawaii | AES Hawaii LLC | 177 | HI | PACN |  |  | 22 | 3 | NAICS-22 Cogen | ST | WO | WOO |  | M | barrels | 853 | 2966 | 3992 | 4042 | 3458 | 0 | 12 | 2965 | 2769 | 3489 | 3359 | 2524 | 853 | 2951 | 3992 | 4042 | 3458 | 0 | 12 | 2965 | 2769 | 3453 | 3359 | 2511 | 5.67 | 5.67 | 5.77 | 5.67 | 5.67 | 0 | 5.67 | 5.67 | 5.67 | 5.67 | 5.67 | 5.67 | 4837 | 16817 | 23034 | 22918 | 19607 | 0 | 68 | 16812 | 15700 | 19783 | 19046 | 14311 | 4837 | 16730 | 23034 | 22918 | 19607 | 0 | 68 | 16812 | 15700 | 19578 | 19046 | 14238 | 438.322 | 1449.195 | 2023.987 | 2018.447 | 1735.379 | 0 | 6.152 | 1508.784 | 1374.984 | 1702.404 | 1670.281 | 1234.348 | 30429 | 30365 | 172933 | 172568 | 15162.283 | 2020
Vintage1999 | hard coal | TRUE | 35.10678.MD.ST | 10678 | Y | . | AES Warrior Run Cogeneration Facility | AES WR Ltd Partnership | 35 | MD | SAT | RFC |  | 22 | 3 | NAICS-22 Cogen | ST | BIT | COL | PJM | M | short tons | 48181 | 38923 | 39658 | 36954 | 40701 | 41127 | 31594 | 40904 | 43414 | 46539 | 49389 | 52222 | 37790 | 29746 | 30212 | 28291 | 30812 | 31442 | 24636 | 31237 | 32899 | 35720 | 38544 | 40698 | 21.89 | 22.13 | 22.19 | 22.22 | 22.27 | 22.28 | 22.41 | 22.26 | 22.18 | 22.05 | 22.05 | 21.9 | 1054682 | 861366 | 880011 | 821118 | 906411 | 916310 | 708022 | 910523 | 962923 | 1026185 | 1089027 | 1143662 | 827232 | 658283 | 670404 | 628630 | 686184 | 700538 | 552103 | 695337 | 729703 | 787637 | 849906 | 891292 | 91858 | 71448 | 72079 | 67445 | 74071 | 76039 | 61769.928 | 77185.404 | 79659 | 86605 | 94941 | 99667 | 509606 | 392027 | 11280240 | 8677249 | 952767.33 | 2020
Vintage1999 | petroleum | TRUE | 35.10678.MD.ST | 10678 | Y | . | AES Warrior Run Cogeneration Facility | AES WR Ltd Partnership | 35 | MD | SAT | RFC |  | 22 | 3 | NAICS-22 Cogen | ST | DFO | DFO | PJM | M | barrels | 0 | 0 | 0 | 0 | 0 | 0 | 429 | 906 | 0 | 0 | 0 | 0 | 0 | 0 | 0 | 0 | 0 | 0 | 335 | 692 | 0 | 0 | 0 | 0 | 0 | 0 | 0 | 0 | 0 | 0 | 5.88 | 5.88 | 0 | 0 | 0 | 0 | 0 | 0 | 0 | 0 | 0 | 0 | 2523 | 5327 | 0 | 0 | 0 | 0 | 0 | 0 | 0 | 0 | 0 | 0 | 1967 | 4068 | 0 | 0 | 0 | 0 | 0 | 0 | 0 | 0 | 0 | 0 | 220.072 | 451.596 | 0 | 0 | 0 | 0 | 1335 | 1027 | 7850 | 6035 | 671.668 | 2020
Vintage1999 | hard coal | TRUE | 35.10678.MD.ST | 10678 | Y | . | AES Warrior Run Cogeneration Facility | AES WR Ltd Partnership | 35 | MD | SAT | RFC |  | 22 | 3 | NAICS-22 Cogen | ST | WC | WOC | PJM | M | short tons | 0 | 0 | 0 | 0 | 0 | 0 | 0 | 0 | 0 | 0 | 0 | 0 | 0 | 0 | 0 | 0 | 0 | 0 | 0 | 0 | 0 | 0 | 0 | 0 | 0 | 0 | 0 | 0 | 0 | 0 | 0 | 0 | 0 | 0 | 0 | 0 | 0 | 0 | 0 | 0 | 0 | 0 | 0 | 0 | 0 | 0 | 0 | 0 | 0 | 0 | 0 | 0 | 0 | 0 | 0 | 0 | 0 | 0 | 0 | 0 | 0 | 0 | 0 | 0 | 0 | 0 | 0 | 0 | 0 | 0 | 0 | 0 | 0 | 0 | 0 | 0 | 0 | 2020
Vintage2002 | natural gas combined cycle | TRUE | 55307.10682.CO.CA | 10682 | N | . | Brush Generation Facility | Colorado Energy Management | 55307 | CO | MTN | WECC |  | 22 | 2 | NAICS-22 Non-Cogen | CA | NG | NG | PSCO | AM | mcf | 1200 | 19760 | 10940 | 9270 | 7480 | 56600 | 38250 | 90110 | 45930 | 44670 | 13490 | 14320 | 1200 | 19760 | 10940 | 9270 | 7480 | 56600 | 38250 | 90110 | 45930 | 44670 | 13490 | 14320 | 1.137 | 1.13 | 1.129 | 1.105 | 1.114 | 1.01 | 1.094 | 1.097 | 0.975 | 1.105 | 1.1 | 1.112 | 1364 | 22329 | 12351 | 10243 | 8333 | 57166 | 41846 | 98851 | 44782 | 49360 | 14839 | 15924 | 1364 | 22329 | 12351 | 10243 | 8333 | 57166 | 41846 | 98851 | 44782 | 49360 | 14839 | 15924 | 251 | 4296 | 2216 | 1527 | 1294 | 9890 | 7337 | 16855 | 8870 | 9086 | 2183 | 2910 | 352020 | 352020 | 377388 | 377388 | 66715 | 2020
Vintage1999 | natural gas combined cycle | TRUE | 55307.10682.CO.CT | 10682 | N | . | Brush Generation Facility | Colorado Energy Management | 55307 | CO | MTN | WECC |  | 22 | 2 | NAICS-22 Non-Cogen | CT | NG | NG | PSCO | AM | mcf | 4390 | 73120 | 36040 | 20460 | 17360 | 148780 | 107610 | 258440 | 136420 | 157770 | 31910 | 50420 | 4390 | 73120 | 36040 | 20460 | 17360 | 148780 | 107610 | 258440 | 136420 | 157770 | 31910 | 50420 | 1.137 | 1.132 | 1.129 | 1.105 | 1.114 | 1.01 | 1.094 | 1.097 | 0.975 | 1.105 | 1.1 | 1.112 | 4991 | 82772 | 40689 | 22608 | 19339 | 150268 | 117725 | 283509 | 133010 | 174336 | 35101 | 56067 | 4991 | 82772 | 40689 | 22608 | 19339 | 150268 | 117725 | 283509 | 133010 | 174336 | 35101 | 56067 | 270 | 5084 | 2393 | 1303 | 1030 | 9857 | 7290 | 16542 | 8875 | 10764 | 1960 | 3224 | 1042720 | 1042720 | 1120415 | 1120415 | 68592 | 2020
Vintage1990 | natural gas peaker | TRUE | 55307.10682.CO.GT | 10682 | N | . | Brush Generation Facility | Colorado Energy Management | 55307 | CO | MTN | WECC |  | 22 | 2 | NAICS-22 Non-Cogen | GT | NG | NG | PSCO | A | mcf | 12773 | 18427 | 17182 | 15439 | 13535 | 18433 | 20656 | 21021 | 16095 | 14853 | 13307 | 14839 | 12773 | 18427 | 17182 | 15439 | 13535 | 18433 | 20656 | 21021 | 16095 | 14853 | 13307 | 14839 | 1.092 | 1.092 | 1.092 | 1.092 | 1.092 | 1.092 | 1.092 | 1.092 | 1.092 | 1.092 | 1.092 | 1.092 | 13948 | 20122 | 18763 | 16859 | 14780 | 20129 | 22556 | 22955 | 17576 | 16219 | 14531 | 16204 | 13948 | 20122 | 18763 | 16859 | 14780 | 20129 | 22556 | 22955 | 17576 | 16219 | 14531 | 16204 | 864.953 | 1247.768 | 1163.445 | 1045.444 | 916.507 | 1248.197 | 1398.73 | 1423.461 | 1089.862 | 1005.755 | 901.078 | 1004.8 | 196560 | 196560 | 214642 | 214642 | 13310 | 2020
Vintage1978 | hard coal | FALSE | 49968.10684.CA.ST | 10684 | Y | . | Argus Cogen Plant | Searles Valley Minerals Operations Inc. | 49968 | CA | PACC | WECC |  | 325188 | 7 | Industrial NAICS Cogen | ST | BIT | COL | CISO | M | short tons | 0 | 260 | 666 | 3161 | 0 | 42 | 1483 | 146 | 0 | 833 | 658 | 55 | 0 | 25 | 65 | 308 | 0 | 4 | 143 | 14 | 0 | 79 | 64 | 6 | 0 | 23 | 22.8 | 23.19 | 0 | 22.87 | 22.624 | 22.898 | 0 | 22.936 | 23.074 | 22.904 | 0 | 5980 | 15185 | 73304 | 0 | 961 | 33551 | 3343 | 0 | 19106 | 15183 | 1260 | 0 | 574 | 1472 | 7140 | 0 | 95 | 3239 | 332 | 0 | 1802 | 1476 | 126 | 0 | 126.31 | 321.974 | 1563.487 | 0 | 20.49 | 706.498 | 72.78 | 0 | 395.16 | 329.305 | 28.14 | 7304 | 708 | 167873 | 16256 | 3564.144 | 2020
Vintage1978 | natural gas steam turbine | FALSE | 49968.10684.CA.ST | 10684 | Y | . | Argus Cogen Plant | Searles Valley Minerals Operations Inc. | 49968 | CA | PACC | WECC |  | 325188 | 7 | Industrial NAICS Cogen | ST | NG | NG | CISO | M | mcf | 80211 | 61202 | 154496 | 163369 | 151699 | 113827 | 106925 | 121005 | 122935 | 77093 | 13388 | 46525 | 8007 | 5871 | 14972 | 15913 | 15111 | 11220 | 10323 | 12034 | 12734 | 7271 | 1302 | 4635 | 1.027 | 1.026 | 1.024 | 1.023 | 1.028 | 1.03 | 1.019 | 1.019 | 1.019 | 1.019 | 1.018 | 1.02 | 82377 | 62793 | 158204 | 167126 | 155947 | 117242 | 108957 | 123304 | 125271 | 78558 | 13629 | 47456 | 8223 | 6024 | 15331 | 16279 | 15534 | 11557 | 10519 | 12263 | 12976 | 7409 | 1325 | 4728 | 1793.131 | 1326.324 | 3354.511 | 3564.63 | 3422.385 | 2500.978 | 2294.318 | 2684.364 | 2800.035 | 1624.799 | 295.606 | 1060.067 | 1212675 | 119393 | 1240864 | 122168 | 26721.148 | 2020
Vintage1978 | hard coal | FALSE | 49968.10684.CA.ST | 10684 | Y | . | Argus Cogen Plant | Searles Valley Minerals Operations Inc. | 49968 | CA | PACC | WECC |  | 325188 | 7 | Industrial NAICS Cogen | ST | RC | COL | CISO | M | short tons | 47666 | 51799 | 46933 | 41363 | 48666 | 42618 | 49648 | 48622 | 42858 | 51193 | 54180 | 54828 | 4758 | 4969 | 4548 | 4029 | 4848 | 4201 | 4793 | 4836 | 4439 | 4828 | 5267 | 5462 | 22.862 | 23 | 22.8 | 23.19 | 22.9 | 22.87 | 22.624 | 22.898 | 23.072 | 22.936 | 23.074 | 22.904 | 1089740 | 1191377 | 1070072 | 959208 | 1114451 | 974674 | 1123236 | 1113347 | 988820 | 1174163 | 1250149 | 1255781 | 108782 | 114294 | 103698 | 93432 | 111009 | 96079 | 108441 | 110727 | 102426 | 110735 | 121526 | 125113 | 23720.869 | 25164.366 | 22689.515 | 20458.883 | 24457.615 | 20791.532 | 23652.184 | 24237.856 | 22101.965 | 24285.041 | 27115.089 | 28051.793 | 580374 | 56978 | 13305018 | 1306262 | 286726.71 | 2020
Vintage1943 | hydro | TRUE | 12647.10686.MN.HY | 10686 | Y | . | Rapids Energy Center | ALLETE, Inc. | 12647 | MN | WNC | MRO |  | 22 | 1 | Electric Utility | HY | WAT | HYC | MISO | A |  | 0 | 0 | 0 | 0 | 0 | 0 | 0 | 0 | 0 | 0 | 0 | 0 | 0 | 0 | 0 | 0 | 0 | 0 | 0 | 0 | 0 | 0 | 0 | 0 | 0 | 0 | 0 | 0 | 0 | 0 | 0 | 0 | 0 | 0 | 0 | 0 | 13634 | 12360 | 10055 | 13355 | 10149 | 10751 | 9010 | 7100 | 4444 | 4975 | 6655 | 6836 | 13634 | 12360 | 10055 | 13355 | 10149 | 10751 | 9010 | 7100 | 4444 | 4975 | 6655 | 6836 | 1555.19 | 1409.831 | 1146.883 | 1523.377 | 1157.693 | 1226.33 | 1027.712 | 809.849 | 506.913 | 567.465 | 759.052 | 779.705 | 0 | 0 | 109324 | 109324 | 12470 | 2020
Vintage1980 | natural gas steam turbine | TRUE | 12647.10686.MN.ST | 10686 | Y | . | Rapids Energy Center | ALLETE, Inc. | 12647 | MN | WNC | MRO |  | 22 | 1 | Electric Utility | ST | NG | NG | MISO | AM | mcf | 187437 | 187617 | 177447 | 144739 | 71765 | 70281 | 80017 | 107266 | 127260 | 123269 | 130600 | 138958 | 20563 | 20243 | 18900 | 14500 | 4050 | 5844 | 6559 | 12044 | 14469 | 11490 | 12951 | 17400 | 1.01 | 1.01 | 1.01 | 1.01 | 1.01 | 1.01 | 1.01 | 1.01 | 1.01 | 1.01 | 1.01 | 1.01 | 189311 | 189493 | 179221 | 146186 | 72483 | 70984 | 80817 | 108339 | 128533 | 124502 | 131906 | 140348 | 20769 | 20445 | 19089 | 14645 | 4090 | 5902 | 6625 | 12164 | 14614 | 11605 | 13081 | 17574 | 4687 | 4614 | 4308 | 3305 | 923 | 1332 | 1495 | 2745 | 3298 | 2619 | 2952 | 3966 | 1546656 | 159013 | 1562123 | 160603 | 36244 | 2020
Vintage1980 | hard coal | TRUE | 12647.10686.MN.ST | 10686 | Y | . | Rapids Energy Center | ALLETE, Inc. | 12647 | MN | WNC | MRO |  | 22 | 1 | Electric Utility | ST | SUB | COL | MISO | A | short tons | 0 | 0 | 0 | 0 | 0 | 0 | 0 | 0 | 0 | 0 | 0 | 0 | 0 | 0 | 0 | 0 | 0 | 0 | 0 | 0 | 0 | 0 | 0 | 0 | 0 | 0 | 0 | 0 | 0 | 0 | 0 | 0 | 0 | 0 | 0 | 0 | 0 | 0 | 0 | 0 | 0 | 0 | 0 | 0 | 0 | 0 | 0 | 0 | 0 | 0 | 0 | 0 | 0 | 0 | 0 | 0 | 0 | 0 | 0 | 0 | 0 | 0 | 0 | 0 | 0 | 0 | 0 | 0 | 0 | 0 | 0 | 0 | 0 | 0 | 0 | 0 | 0 | 2020
Vintage1984 | hydro | TRUE | 64078.10687.NY.HY | 10687 | N | . | Black River Hydro Associates | Central Rivers Power US, LLC | 64078 | NY | MAT | NPCC |  | 22 | 2 | NAICS-22 Non-Cogen | HY | WAT | HYC | NYIS | A |  | 0 | 0 | 0 | 0 | 0 | 0 | 0 | 0 | 0 | 0 | 0 | 0 | 0 | 0 | 0 | 0 | 0 | 0 | 0 | 0 | 0 | 0 | 0 | 0 | 0 | 0 | 0 | 0 | 0 | 0 | 0 | 0 | 0 | 0 | 0 | 0 | 5487 | 5120 | 5437 | 5332 | 5569 | 5210 | 5468 | 5362 | 5093 | 5118 | 5062 | 5347 | 5487 | 5120 | 5437 | 5332 | 5569 | 5210 | 5468 | 5362 | 5093 | 5118 | 5062 | 5347 | 625.828 | 583.97 | 620.176 | 608.162 | 635.259 | 594.308 | 623.648 | 611.604 | 580.942 | 583.811 | 577.376 | 609.916 | 0 | 0 | 63605 | 63605 | 7255 | 2020
Vintage1990 | natural gas peaker | FALSE | 6088.10690.LA.GT | 10690 | Y | . | ExxonMobil Baton Rouge Turbine Generator | Exxon Mobil Corp | 6088 | LA | WSC | SERC |  | 325 | 7 | Industrial NAICS Cogen | GT | NG | NG | MISO | A | mcf | 591039 | 587940 | 617296 | 567606 | 595261 | 657214 | 766489 | 694981 | 583900 | 629903 | 588673 | 617724 | 206315 | 205233 | 215481 | 198136 | 207789 | 229415 | 267560 | 242598 | 203823 | 219882 | 205489 | 215630 | 1.038 | 1.038 | 1.038 | 1.038 | 1.038 | 1.038 | 1.038 | 1.038 | 1.038 | 1.038 | 1.038 | 1.038 | 613498 | 610282 | 640753 | 589175 | 617881 | 682188 | 795616 | 721390 | 606088 | 653839 | 611043 | 641198 | 214155 | 213032 | 223669 | 205665 | 215685 | 238133 | 277727 | 251817 | 211568 | 228237 | 213298 | 223824 | 52722.876 | 52446.408 | 55065.02 | 50632.543 | 53099.391 | 58625.855 | 68373.565 | 61994.818 | 52085.978 | 56189.589 | 52511.743 | 55103.214 | 7498026 | 2617351 | 7782951 | 2716810 | 668851 | 2020
Vintage2004 | natural gas peaker | FALSE | 6091.10692.TX.GT | 10692 | Y | . | ExxonMobil Baytown Turbine | Exxon Mobil Refining and Supply Co. | 6091 | TX | WSC | TRE |  | 32512 | 7 | Industrial NAICS Cogen | GT | NG | NG | ERCO | M | mcf | 2891646 | 2700937 | 2927776 | 3045207 | 3140019 | 3004775 | 3068091 | 2968837 | 2688286 | 2648232 | 3016899 | 3133315 | 1141868 | 1010769 | 1153337 | 1141247 | 1095524 | 1208143 | 1144390 | 1153864 | 1025184 | 969672 | 1178125 | 1198115 | 1.029 | 1.028 | 1.021 | 1.028 | 1.019 | 1.015 | 1.018 | 1.019 | 1.018 | 1.018 | 1.016 | 1.026 | 2975504 | 2776563 | 2989259 | 3130473 | 3199679 | 3049847 | 3123317 | 3025245 | 2736675 | 2695900 | 3065169 | 3214781 | 1174982 | 1039071 | 1177557 | 1173202 | 1116339 | 1226265 | 1164989 | 1175787 | 1043637 | 987126 | 1196975 | 1229266 | 239611 | 211895 | 240136 | 239248 | 227652 | 250069 | 237573 | 239775 | 212826 | 201302 | 244096 | 250681 | 35234020 | 13420238 | 35982412 | 13705196 | 2794864 | 2020
Vintage1988 | hard coal | FALSE | 11704.10693.MD.IC | 10693 | Y | . | Eastern Correctional Institute | Maryland Environmental Service | 11704 | MD | SAT | RFC |  | 92214 | 5 | Commercial NAICS Cogen | IC | BIT | COL | PJM | M | short tons | . | . | . | . | . | . | . | . | . | 0 | . | . | . | . | . | . | . | . | . | . | . | 0 | . | . | . | . | . | . | . | . | . | . | . | 0 | . | . | . | . | . | . | . | . | . | . | . | 0 | . | . | . | . | . | . | . | . | . | . | . | 0 | . | . | . | . | . | . | . | . | . | . | . | 0 | . | . | 0 | 0 | 0 | 0 | 0 | 2020
Vintage1988 | petroleum | FALSE | 11704.10693.MD.IC | 10693 | Y | . | Eastern Correctional Institute | Maryland Environmental Service | 11704 | MD | SAT | RFC |  | 92214 | 5 | Commercial NAICS Cogen | IC | DFO | DFO | PJM | M | barrels | 20 | 5 | 9 | 8 | 8 | 16 | 34 | 35 | 5 | 2 | 4 | 5 | 14 | 3 | 6 | 6 | 6 | 11 | 27 | 27 | 3 | 1 | 3 | 3 | 5.85 | 5.85 | 5.85 | 5.85 | 5.85 | 5.85 | 5.58 | 5.58 | 5.58 | 5.85 | 5.85 | 5.85 | 117 | 29 | 53 | 47 | 47 | 94 | 190 | 195 | 28 | 12 | 23 | 29 | 83 | 17 | 33 | 33 | 33 | 67 | 150 | 150 | 17 | 8 | 17 | 17 | 10 | 2 | 4 | 4 | 4 | 8 | 18 | 18 | 2 | 1 | 2 | 2 | 151 | 110 | 864 | 625 | 75 | 2020
Vintage1988 | natural gas peaker | FALSE | 11704.10693.MD.IC | 10693 | Y | . | Eastern Correctional Institute | Maryland Environmental Service | 11704 | MD | SAT | RFC |  | 92214 | 5 | Commercial NAICS Cogen | IC | NG | NG | PJM | M | mcf | . | . | . | . | . | . | . | . | . | 0 | . | . | . | . | . | . | . | . | . | . | . | 0 | . | . | . | . | . | . | . | . | . | . | . | 0 | . | . | . | . | . | . | . | . | . | . | . | 0 | . | . | . | . | . | . | . | . | . | . | . | 0 | . | . | . | . | . | . | . | . | . | . | . | 0 | . | . | 0 | 0 | 0 | 0 | 0 | 2020
Vintage1987 | hard coal | FALSE | 11704.10693.MD.ST | 10693 | Y | . | Eastern Correctional Institute | Maryland Environmental Service | 11704 | MD | SAT | RFC |  | 92214 | 5 | Commercial NAICS Cogen | ST | BIT | COL | PJM | M | short tons | 0 | 0 | 0 | 0 | 0 | 0 | 0 | 0 | 0 | . | 0 | 0 | 0 | 0 | 0 | 0 | 0 | 0 | 0 | 0 | 0 | . | 0 | 0 | 0 | 0 | 0 | 0 | 0 | 0 | 0 | 0 | 0 | . | 0 | 0 | 0 | 0 | 0 | 0 | 0 | 0 | 0 | 0 | 0 | . | 0 | 0 | 0 | 0 | 0 | 0 | 0 | 0 | 0 | 0 | 0 | . | 0 | 0 | 0 | 0 | 0 | 0 | 0 | 0 | 0 | 0 | 0 | . | 0 | 0 | 0 | 0 | 0 | 0 | 0 | 2020
Vintage1987 | petroleum | FALSE | 11704.10693.MD.ST | 10693 | Y | . | Eastern Correctional Institute | Maryland Environmental Service | 11704 | MD | SAT | RFC |  | 92214 | 5 | Commercial NAICS Cogen | ST | DFO | DFO | PJM | M | barrels | 36 | 19 | 9 | 40 | 125 | 86 | 34 | 52 | 11 | 2 | 44 | 7 | 8 | 4 | 2 | 7 | 32 | 23 | 9 | 14 | 3 | 0 | 7 | 1 | 5.85 | 5.85 | 5.85 | 5.85 | 5.85 | 5.85 | 5.85 | 5.85 | 5.85 | 5.85 | 5.85 | 5.85 | 211 | 111 | 53 | 234 | 731 | 503 | 199 | 304 | 64 | 12 | 257 | 41 | 48 | 25 | 12 | 41 | 186 | 137 | 51 | 79 | 15 | 0 | 42 | 8 | 4.067 | 2.154 | 0.977 | 2.397 | 15.872 | 12.079 | 4.479 | 6.744 | 1.186 | 0 | 2.437 | 0.587 | 465 | 110 | 2720 | 644 | 52.979 | 2020
Vintage1987 | natural gas steam turbine | FALSE | 11704.10693.MD.ST | 10693 | Y | . | Eastern Correctional Institute | Maryland Environmental Service | 11704 | MD | SAT | RFC |  | 92214 | 5 | Commercial NAICS Cogen | ST | NG | NG | PJM | M | mcf | 0 | 0 | 0 | 0 | 0 | 0 | 0 | 0 | 0 | . | 0 | 0 | 0 | 0 | 0 | 0 | 0 | 0 | 0 | 0 | 0 | . | 0 | 0 | 0 | 0 | 0 | 0 | 0 | 0 | 0 | 0 | 0 | . | 0 | 0 | 0 | 0 | 0 | 0 | 0 | 0 | 0 | 0 | 0 | . | 0 | 0 | 0 | 0 | 0 | 0 | 0 | 0 | 0 | 0 | 0 | . | 0 | 0 | 0 | 0 | 0 | 0 | 0 | 0 | 0 | 0 | 0 | . | 0 | 0 | 0 | 0 | 0 | 0 | 0 | 2020
Vintage1987 | other | FALSE | 11704.10693.MD.ST | 10693 | Y | . | Eastern Correctional Institute | Maryland Environmental Service | 11704 | MD | SAT | RFC |  | 92214 | 5 | Commercial NAICS Cogen | ST | PG | WOO | PJM | M | mcf | 0 | 0 | 0 | 0 | 0 | 0 | 0 | 0 | 0 | 0 | 0 | 0 | 0 | 0 | 0 | 0 | 0 | 0 | 0 | 0 | 0 | 0 | 0 | 0 | 0 | 0 | 0 | 0 | 0 | 0 | 0 | 0 | 0 | 0 | 0 | 0 | 0 | 0 | 0 | 0 | 0 | 0 | 0 | 0 | 0 | 0 | 0 | 0 | 0 | 0 | 0 | 0 | 0 | 0 | 0 | 0 | 0 | 0 | 0 | 0 | 0 | 0 | 0 | 0 | 0 | 0 | 0 | 0 | 0 | 0 | 0 | 0 | 0 | 0 | 0 | 0 | 0 | 2020
Vintage1987 | biomass | FALSE | 11704.10693.MD.ST | 10693 | Y | . | Eastern Correctional Institute | Maryland Environmental Service | 11704 | MD | SAT | RFC |  | 92214 | 5 | Commercial NAICS Cogen | ST | WDS | WWW | PJM | M | short tons | 5660 | 5337 | 5199 | 3461 | 5073 | 5112 | 5557 | 5365 | 4250 | 2009 | 4065 | 5013 | 1293 | 1213 | 1169 | 614 | 1287 | 1396 | 1438 | 1385 | 995 | 0 | 666 | 972 | 10.2 | 10.2 | 10.2 | 10.2 | 10.2 | 10.2 | 10.2 | 10.2 | 10.2 | 10.2 | 10.2 | 10.2 | 57732 | 54437 | 53030 | 35302 | 51745 | 52142 | 56681 | 54723 | 43350 | 20492 | 41463 | 51133 | 13184 | 12374 | 11922 | 6258 | 13130 | 14243 | 14670 | 14127 | 10154 | 0 | 6790 | 9912 | 1114.933 | 1054.846 | 984.023 | 361.603 | 1123.128 | 1251.921 | 1276.521 | 1213.256 | 798.814 | 0 | 392.563 | 732.413 | 56101 | 12428 | 572230 | 126764 | 10304.021 | 2020
Vintage2006 | hydro | TRUE | 49911.10694.MA.HY | 10694 | N | . | Pepperell Hydro Power Plant | Swift River Hydro Operations Co., Inc | 49911 | MA | NEW | NPCC |  | 22 | 2 | NAICS-22 Non-Cogen | HY | WAT | HYC | ISNE | M |  | 0 | 0 | 0 | 0 | 0 | 0 | 0 | 0 | 0 | 0 | 0 | 0 | 0 | 0 | 0 | 0 | 0 | 0 | 0 | 0 | 0 | 0 | 0 | 0 | 0 | 0 | 0 | 0 | 0 | 0 | 0 | 0 | 0 | 0 | 0 | 0 | 7022 | 5602 | 6312 | 7312 | 5602 | 1841 | 736 | 53 | 0 | 842 | 1631 | 5813 | 7022 | 5602 | 6312 | 7312 | 5602 | 1841 | 736 | 53 | 0 | 842 | 1631 | 5813 | 801 | 639 | 720 | 834 | 639 | 210 | 84 | 6 | 0 | 96 | 186 | 663 | 0 | 0 | 42766 | 42766 | 4878 | 2020
Vintage1966 | biomass | FALSE | 59867.10697.LA.ST | 10697 | Y | . | St Francisville Mill | Hood Container of Louisiana, LLC | 59867 | LA | WSC | SERC |  | 322122 | 7 | Industrial NAICS Cogen | ST | BLQ | WWW | MISO | AM | short tons | 33788 | 30963 | 31848 | 36856 | 8056 | 34690 | 34038 | 24014 | 28343 | 33324 | 25737 | 34557 | 3537 | 3557 | 3457 | 3865 | 2037 | 3857 | 3779 | 2749 | 3584 | 3772 | 3403 | 3700 | 11.4 | 11.4 | 11.4 | 11.4 | 11.4 | 11.4 | 11.4 | 11.4 | 11.4 | 11.4 | 11.4 | 11.4 | 385183 | 352978 | 363067 | 420158 | 91838 | 395466 | 388033 | 273760 | 323110 | 379894 | 293402 | 393950 | 40319 | 40545 | 39411 | 44063 | 23220 | 43975 | 43082 | 31343 | 40861 | 43004 | 38790 | 42184 | 6695.108 | 6732.731 | 6544.429 | 7316.845 | 3855.844 | 7302.252 | 7153.946 | 5204.571 | 6785.166 | 7140.992 | 6441.194 | 7004.872 | 356214 | 41297 | 4060839 | 470797 | 78177.95 | 2020
Vintage1966 | natural gas steam turbine | FALSE | 59867.10697.LA.ST | 10697 | Y | . | St Francisville Mill | Hood Container of Louisiana, LLC | 59867 | LA | WSC | SERC |  | 322122 | 7 | Industrial NAICS Cogen | ST | NG | NG | MISO | AM | mcf | 135526 | 160659 | 158154 | 132381 | 121106 | 141125 | 144940 | 114110 | 126578 | 137123 | 152349 | 201124 | 14186 | 18454 | 17168 | 13883 | 30621 | 15693 | 16092 | 13065 | 16007 | 15523 | 20141 | 21536 | 1.02 | 1.02 | 1.02 | 1.02 | 1.02 | 1.02 | 1.02 | 1.02 | 1.02 | 1.02 | 1.02 | 1.02 | 138237 | 163872 | 161317 | 135029 | 123528 | 143948 | 147839 | 116392 | 129110 | 139865 | 155396 | 205146 | 14470 | 18823 | 17511 | 14161 | 31233 | 16007 | 16414 | 13326 | 16327 | 15833 | 20544 | 21967 | 2402.774 | 3125.709 | 2907.804 | 2351.455 | 5186.341 | 2657.98 | 2725.62 | 2212.786 | 2711.241 | 2629.1 | 3411.484 | 3647.736 | 1725175 | 212369 | 1759679 | 216616 | 35970.03 | 2020
Vintage1992 | natural gas steam turbine | FALSE | 7475.10698.MI.ST | 10698 | Y | . | Graphic Packaging | Graphic Packaging Corp | 7475 | MI | ENC | RFC |  | 32213 | 7 | Industrial NAICS Cogen | ST | NG | NG | MISO | A | mcf | 228172 | 200832 | 191102 | 170012 | 172268 | 187856 | 252767 | 201902 | 174983 | 191406 | 146365 | 182189 | 6857 | 6036 | 5743 | 5109 | 5177 | 5646 | 7597 | 6067 | 5259 | 5752 | 4399 | 5475 | 1.056 | 1.056 | 1.056 | 1.056 | 1.056 | 1.056 | 1.056 | 1.056 | 1.056 | 1.056 | 1.056 | 1.056 | 240950 | 212079 | 201804 | 179533 | 181915 | 198376 | 266922 | 213209 | 184782 | 202125 | 154561 | 192392 | 7241 | 6374 | 6065 | 5395 | 5467 | 5962 | 8022 | 6407 | 5553 | 6074 | 4645 | 5782 | -12630.14 | -11116.86 | -10578.28 | -9410.848 | -9535.72 | -10398.58 | -13991.64 | -11176.07 | -9686.008 | -10595.09 | -8101.875 | -10084.9 | 2299854 | 69117 | 2428648 | 72987 | -127306 | 2020
Vintage1992 | petroleum | FALSE | 7475.10698.MI.ST | 10698 | Y | . | Graphic Packaging | Graphic Packaging Corp | 7475 | MI | ENC | RFC |  | 32213 | 7 | Industrial NAICS Cogen | ST | RFO | RFO | MISO | A | barrels | 0 | 0 | 0 | 0 | 0 | 0 | 0 | 0 | 0 | 0 | 0 | 0 | 0 | 0 | 0 | 0 | 0 | 0 | 0 | 0 | 0 | 0 | 0 | 0 | 0 | 0 | 0 | 0 | 0 | 0 | 0 | 0 | 0 | 0 | 0 | 0 | 0 | 0 | 0 | 0 | 0 | 0 | 0 | 0 | 0 | 0 | 0 | 0 | 0 | 0 | 0 | 0 | 0 | 0 | 0 | 0 | 0 | 0 | 0 | 0 | 0 | 0 | 0 | 0 | 0 | 0 | 0 | 0 | 0 | 0 | 0 | 0 | 0 | 0 | 0 | 0 | 0 | 2020
Vintage2019 | hard coal | FALSE | 7136.10699.AL.ST | 10699 | Y | . | Georgia-Pacific Consr Prods LP-Naheola | Georgia-Pacific Consr Prods LP-Naheola | 7136 | AL | ESC | SERC |  | 322 | 7 | Industrial NAICS Cogen | ST | BIT | COL | SOCO | M | short tons | 0 | 0 | 0 | 0 | 0 | 0 | 0 | 0 | 0 | 0 | 0 | 0 | 0 | 0 | 0 | 0 | 0 | 0 | 0 | 0 | 0 | 0 | 0 | 0 | 0 | 0 | 0 | 0 | 0 | 0 | 0 | 0 | 0 | 0 | 0 | 0 | 0 | 0 | 0 | 0 | 0 | 0 | 0 | 0 | 0 | 0 | 0 | 0 | 0 | 0 | 0 | 0 | 0 | 0 | 0 | 0 | 0 | 0 | 0 | 0 | 0 | 0 | 0 | 0 | 0 | 0 | 0 | 0 | 0 | 0 | 0 | 0 | 0 | 0 | 0 | 0 | 0 | 2020
Vintage2019 | biomass | FALSE | 7136.10699.AL.ST | 10699 | Y | . | Georgia-Pacific Consr Prods LP-Naheola | Georgia-Pacific Consr Prods LP-Naheola | 7136 | AL | ESC | SERC |  | 322 | 7 | Industrial NAICS Cogen | ST | BLQ | WWW | SOCO | M | short tons | 65512 | 63253 | 71877 | 70642 | 80345 | 66229 | 74907 | 71024 | 25128 | 73747 | 73497 | 70873 | 10420 | 10887 | 13836 | 13002 | 13546 | 11933 | 13558 | 12322 | 5074 | 12882 | 12382 | 12780 | 12.1 | 12.1 | 12.1 | 12.1 | 12.1 | 12.1 | 12.1 | 12.1 | 12.1 | 12.1 | 12.1 | 12.1 | 792695 | 765361 | 869712 | 854768 | 972175 | 801371 | 906375 | 859390 | 304049 | 892339 | 889314 | 857563 | 126086 | 131729 | 167412 | 157320 | 163901 | 144393 | 164054 | 149099 | 61394 | 155878 | 149822 | 154640 | 15817.187 | 17319.823 | 22247.708 | 20659.428 | 21370.454 | 18387.024 | 21360.638 | 19000.192 | 7289.806 | 19435.039 | 19399.228 | 20586.592 | 807034 | 142622 | 9765112 | 1725728 | 222873.12 | 2020
Vintage2019 | petroleum | FALSE | 7136.10699.AL.ST | 10699 | Y | . | Georgia-Pacific Consr Prods LP-Naheola | Georgia-Pacific Consr Prods LP-Naheola | 7136 | AL | ESC | SERC |  | 322 | 7 | Industrial NAICS Cogen | ST | DFO | DFO | SOCO | M | barrels | 36 | 2 | 0 | 0 | 0 | 90 | 0 | 0 | 1 | 0 | 0 | 0 | 6 | 0 | 0 | 0 | 0 | 16 | 0 | 0 | 0 | 0 | 0 | 0 | 5.63 | 5.63 | 0 | 0 | 0 | 5.63 | 0 | 0 | 5.63 | 0 | 0 | 0 | 203 | 11 | 0 | 0 | 0 | 507 | 0 | 0 | 6 | 0 | 0 | 0 | 32 | 2 | 0 | 0 | 0 | 91 | 0 | 0 | 1 | 0 | 0 | 0 | 4.044 | 0.255 | 0 | 0 | 0 | 11.626 | 0 | 0 | 0.135 | 0 | 0 | 0 | 129 | 22 | 727 | 126 | 16.06 | 2020
Vintage2019 | natural gas steam turbine | FALSE | 7136.10699.AL.ST | 10699 | Y | . | Georgia-Pacific Consr Prods LP-Naheola | Georgia-Pacific Consr Prods LP-Naheola | 7136 | AL | ESC | SERC |  | 322 | 7 | Industrial NAICS Cogen | ST | NG | NG | SOCO | M | mcf | 270663 | 244153 | 95055 | 107220 | 177751 | 126426 | 142977 | 218855 | 151896 | 204941 | 209740 | 223679 | 43051 | 42022 | 18297 | 19734 | 29967 | 22780 | 25879 | 37970 | 30671 | 35800 | 35335 | 40335 | 1.03 | 1.03 | 1.03 | 1.03 | 1.03 | 1.03 | 1.03 | 1.03 | 1.03 | 1.03 | 1.03 | 1.03 | 278783 | 251478 | 97907 | 110437 | 183084 | 130219 | 147266 | 225421 | 156453 | 211089 | 216032 | 230389 | 44343 | 43283 | 18846 | 20326 | 30866 | 23463 | 26655 | 39109 | 31591 | 36874 | 36395 | 41545 | 5562.745 | 5690.839 | 2504.506 | 2669.211 | 4024.564 | 2987.8 | 3470.642 | 4983.806 | 3751.08 | 4597.5 | 4712.463 | 5530.708 | 2173356 | 381841 | 2238558 | 393296 | 50485.864 | 2020
Vintage2019 | petroleum | FALSE | 7136.10699.AL.ST | 10699 | Y | . | Georgia-Pacific Consr Prods LP-Naheola | Georgia-Pacific Consr Prods LP-Naheola | 7136 | AL | ESC | SERC |  | 322 | 7 | Industrial NAICS Cogen | ST | RFO | RFO | SOCO | M | barrels | 0 | 0 | 0 | 0 | 0 | 0 | 0 | 0 | 0 | 0 | 0 | 0 | 0 | 0 | 0 | 0 | 0 | 0 | 0 | 0 | 0 | 0 | 0 | 0 | 0 | 0 | 0 | 0 | 0 | 0 | 0 | 0 | 0 | 0 | 0 | 0 | 0 | 0 | 0 | 0 | 0 | 0 | 0 | 0 | 0 | 0 | 0 | 0 | 0 | 0 | 0 | 0 | 0 | 0 | 0 | 0 | 0 | 0 | 0 | 0 | 0 | 0 | 0 | 0 | 0 | 0 | 0 | 0 | 0 | 0 | 0 | 0 | 0 | 0 | 0 | 0 | 0 | 2020
Vintage2019 | biomass | FALSE | 7136.10699.AL.ST | 10699 | Y | . | Georgia-Pacific Consr Prods LP-Naheola | Georgia-Pacific Consr Prods LP-Naheola | 7136 | AL | ESC | SERC |  | 322 | 7 | Industrial NAICS Cogen | ST | WDS | WWW | SOCO | M | short tons | 40338 | 43007 | 45763 | 42185 | 35271 | 38453 | 42756 | 34320 | 29678 | 30530 | 38810 | 42303 | 6416 | 7402 | 8809 | 7764 | 5946 | 6929 | 7739 | 5954 | 5993 | 5333 | 6538 | 7628 | 9 | 9 | 9 | 9 | 9 | 9 | 9 | 9 | 9 | 9 | 9 | 9 | 363042 | 387063 | 411867 | 379665 | 317439 | 346077 | 384804 | 308880 | 267102 | 274770 | 349290 | 380727 | 57745 | 66619 | 79281 | 69877 | 53518 | 62357 | 69649 | 53589 | 53934 | 47998 | 58845 | 68655 | 7244.024 | 8759.083 | 10535.786 | 9176.361 | 6977.982 | 7940.55 | 9068.72 | 6829.002 | 6403.979 | 5984.461 | 7619.309 | 9139.7 | 463414 | 82451 | 4170726 | 742067 | 95678.957 | 2020
Vintage1987 | biomass | FALSE | 61813.10700.ME.ST | 10700 | Y | . | Red Shield Envir Old Town Facility | ND Paper, Inc. | 61813 | ME | NEW | NPCC |  | 322 | 7 | Industrial NAICS Cogen | ST | BLQ | WWW | ISNE | A | short tons | 12446 | 11217 | 11455 | 11119 | 10883 | 11389 | 12689 | 12480 | 10991 | 10457 | 11518 | 12109 | 1198 | 1080 | 1103 | 1071 | 1048 | 1097 | 1222 | 1202 | 1058 | 1007 | 1109 | 1166 | 10.6 | 10.6 | 10.6 | 10.6 | 10.6 | 10.6 | 10.6 | 10.6 | 10.6 | 10.6 | 10.6 | 10.6 | 131928 | 118900 | 121423 | 117861 | 115360 | 120723 | 134503 | 132288 | 116505 | 110844 | 122091 | 128355 | 12703 | 11450 | 11693 | 11350 | 11109 | 11625 | 12953 | 12739 | 11219 | 10675 | 11757 | 12361 | 2717.251 | 2449.237 | 2501.056 | 2427.829 | 2376.216 | 2486.649 | 2770.602 | 2724.835 | 2399.811 | 2283.293 | 2514.814 | 2643.951 | 138753 | 13361 | 1470781 | 141634 | 30295.544 | 2020
Vintage1987 | natural gas steam turbine | FALSE | 61813.10700.ME.ST | 10700 | Y | . | Red Shield Envir Old Town Facility | ND Paper, Inc. | 61813 | ME | NEW | NPCC |  | 322 | 7 | Industrial NAICS Cogen | ST | NG | NG | ISNE | A | mcf | 0 | 0 | 0 | 0 | 0 | 0 | 0 | 0 | 0 | 0 | 0 | 0 | 0 | 0 | 0 | 0 | 0 | 0 | 0 | 0 | 0 | 0 | 0 | 0 | 0 | 0 | 0 | 0 | 0 | 0 | 0 | 0 | 0 | 0 | 0 | 0 | 0 | 0 | 0 | 0 | 0 | 0 | 0 | 0 | 0 | 0 | 0 | 0 | 0 | 0 | 0 | 0 | 0 | 0 | 0 | 0 | 0 | 0 | 0 | 0 | 0 | 0 | 0 | 0 | 0 | 0 | 0 | 0 | 0 | 0 | 0 | 0 | 0 | 0 | 0 | 0 | 0 | 2020
Vintage1987 | petroleum | FALSE | 61813.10700.ME.ST | 10700 | Y | . | Red Shield Envir Old Town Facility | ND Paper, Inc. | 61813 | ME | NEW | NPCC |  | 322 | 7 | Industrial NAICS Cogen | ST | RFO | RFO | ISNE | A | barrels | 0 | 0 | 0 | 0 | 0 | 0 | 0 | 0 | 0 | 0 | 0 | 0 | 0 | 0 | 0 | 0 | 0 | 0 | 0 | 0 | 0 | 0 | 0 | 0 | 0 | 0 | 0 | 0 | 0 | 0 | 0 | 0 | 0 | 0 | 0 | 0 | 0 | 0 | 0 | 0 | 0 | 0 | 0 | 0 | 0 | 0 | 0 | 0 | 0 | 0 | 0 | 0 | 0 | 0 | 0 | 0 | 0 | 0 | 0 | 0 | 0 | 0 | 0 | 0 | 0 | 0 | 0 | 0 | 0 | 0 | 0 | 0 | 0 | 0 | 0 | 0 | 0 | 2020
Vintage1990 | hydro | TRUE | 17725.10706.CA.HY | 10706 | N | . | Burney Creek | Snow Mountain Hydro LLC | 17725 | CA | PACC | WECC |  | 22 | 2 | NAICS-22 Non-Cogen | HY | WAT | HYC | CISO | A |  | 0 | 0 | 0 | 0 | 0 | 0 | 0 | 0 | 0 | 0 | 0 | 0 | 0 | 0 | 0 | 0 | 0 | 0 | 0 | 0 | 0 | 0 | 0 | 0 | 0 | 0 | 0 | 0 | 0 | 0 | 0 | 0 | 0 | 0 | 0 | 0 | 1103 | 823 | 871 | 1279 | 1751 | 1636 | 1730 | 1743 | 1214 | 999 | 755 | 622 | 1103 | 823 | 871 | 1279 | 1751 | 1636 | 1730 | 1743 | 1214 | 999 | 755 | 622 | 125.8 | 93.856 | 99.364 | 145.856 | 199.767 | 186.655 | 197.347 | 198.858 | 138.497 | 113.898 | 86.143 | 70.959 | 0 | 0 | 14526 | 14526 | 1657 | 2020
Vintage1990 | hydro | TRUE | 17725.10707.CA.HY | 10707 | N | . | Cove Hydroelectric | Snow Mountain Hydro LLC | 17725 | CA | PACC | WECC |  | 22 | 2 | NAICS-22 Non-Cogen | HY | WAT | HYC | CISO | A |  | 0 | 0 | 0 | 0 | 0 | 0 | 0 | 0 | 0 | 0 | 0 | 0 | 0 | 0 | 0 | 0 | 0 | 0 | 0 | 0 | 0 | 0 | 0 | 0 | 0 | 0 | 0 | 0 | 0 | 0 | 0 | 0 | 0 | 0 | 0 | 0 | 4710 | 3514 | 3720 | 5461 | 7479 | 6988 | 7388 | 7445 | 5185 | 4264 | 3225 | 2657 | 4710 | 3514 | 3720 | 5461 | 7479 | 6988 | 7388 | 7445 | 5185 | 4264 | 3225 | 2657 | 537.221 | 400.799 | 424.319 | 622.858 | 853.077 | 797.084 | 842.744 | 849.195 | 591.433 | 486.385 | 367.862 | 303.023 | 0 | 0 | 62036 | 62036 | 7076 | 2020
Vintage1989 | hydro | TRUE | 17725.10708.CA.HY | 10708 | N | . | Lost Creek I | Snow Mountain Hydro LLC | 17725 | CA | PACC | WECC |  | 22 | 2 | NAICS-22 Non-Cogen | HY | WAT | HYC | CISO | A |  | 0 | 0 | 0 | 0 | 0 | 0 | 0 | 0 | 0 | 0 | 0 | 0 | 0 | 0 | 0 | 0 | 0 | 0 | 0 | 0 | 0 | 0 | 0 | 0 | 0 | 0 | 0 | 0 | 0 | 0 | 0 | 0 | 0 | 0 | 0 | 0 | 3938 | 2938 | 3111 | 4566 | 6254 | 5843 | 6178 | 6225 | 4336 | 3566 | 2697 | 2221 | 3938 | 2938 | 3111 | 4566 | 6254 | 5843 | 6178 | 6225 | 4336 | 3566 | 2697 | 2221 | 449.227 | 335.151 | 354.818 | 520.838 | 713.349 | 666.528 | 704.709 | 710.103 | 494.56 | 406.719 | 307.608 | 253.39 | 0 | 0 | 51873 | 51873 | 5917 | 2020
Vintage1990 | hydro | TRUE | 17725.10709.CA.HY | 10709 | N | . | Ponderosa Bailey Creek | Snow Mountain Hydro LLC | 17725 | CA | PACC | WECC |  | 22 | 2 | NAICS-22 Non-Cogen | HY | WAT | HYC | CISO | A |  | 0 | 0 | 0 | 0 | 0 | 0 | 0 | 0 | 0 | 0 | 0 | 0 | 0 | 0 | 0 | 0 | 0 | 0 | 0 | 0 | 0 | 0 | 0 | 0 | 0 | 0 | 0 | 0 | 0 | 0 | 0 | 0 | 0 | 0 | 0 | 0 | 512 | 382 | 404 | 593 | 813 | 759 | 803 | 809 | 563 | 463 | 350 | 289 | 512 | 382 | 404 | 593 | 813 | 759 | 803 | 809 | 563 | 463 | 350 | 289 | 58.384 | 43.558 | 46.114 | 67.69 | 92.71 | 86.625 | 91.587 | 92.288 | 64.275 | 52.859 | 39.978 | 32.932 | 0 | 0 | 6740 | 6740 | 769 | 2020
Vintage1985 | onshore wind | TRUE | 16630.10718.CA.WT | 10718 | N | . | Karen Avenue Wind Farm | San Gorgonio Farms Inc | 16630 | CA | PACC | WECC |  | 22 | 2 | NAICS-22 Non-Cogen | WT | WND | WND | CISO | A |  | 0 | 0 | 0 | 0 | 0 | 0 | 0 | 0 | 0 | 0 | 0 | 0 | 0 | 0 | 0 | 0 | 0 | 0 | 0 | 0 | 0 | 0 | 0 | 0 | 0 | 0 | 0 | 0 | 0 | 0 | 0 | 0 | 0 | 0 | 0 | 0 | 14383 | 14743 | 21372 | 28815 | 29402 | 32607 | 32015 | 27276 | 15100 | 16452 | 12590 | 12364 | 14383 | 14743 | 21372 | 28815 | 29402 | 32607 | 32015 | 27276 | 15100 | 16452 | 12590 | 12364 | 1640.555 | 1681.68 | 2437.828 | 3286.728 | 3353.728 | 3719.288 | 3651.73 | 3111.2 | 1722.371 | 1876.573 | 1436.075 | 1410.244 | 0 | 0 | 257119 | 257119 | 29328 | 2020
Vintage2012 | natural gas peaker | FALSE | 9948.10720.CA.IC | 10720 | Y | . | Kyocera America Project | Kyocrea International, Ind | 9948 | CA | PACC | WECC |  | 334 | 7 | Industrial NAICS Cogen | IC | NG | NG | CISO | A | mcf | 11085 | 9788 | 10865 | 7684 | 7225 | 10163 | 14217 | 17680 | 15397 | 15990 | 12772 | 14157 | 10717 | 9464 | 10506 | 7430 | 6986 | 9827 | 13747 | 17096 | 14888 | 15461 | 12350 | 13689 | 1.025 | 1.025 | 1.025 | 1.025 | 1.025 | 1.025 | 1.025 | 1.025 | 1.025 | 1.025 | 1.025 | 1.025 | 11362 | 10033 | 11137 | 7876 | 7406 | 10417 | 14572 | 18122 | 15782 | 16390 | 13091 | 14511 | 10985 | 9701 | 10769 | 7616 | 7161 | 10073 | 14091 | 17523 | 15260 | 15848 | 12659 | 14031 | 901.851 | 796.42 | 884.08 | 625.222 | 587.878 | 826.974 | 1156.849 | 1438.622 | 1252.816 | 1301.081 | 1039.257 | 1151.95 | 147023 | 142161 | 150699 | 145717 | 11963 | 2020
Vintage1994 | petroleum | TRUE | 16909.10725.NY.CA | 10725 | Y | . | Selkirk Cogen | Selkirk Cogen Partners LP | 16909 | NY | MAT | NPCC |  | 22 | 3 | NAICS-22 Cogen | CA | DFO | DFO | NYIS | A | barrels | 0 | 0 | 0 | 0 | 0 | 0 | 0 | 0 | 0 | 0 | 0 | 0 | 0 | 0 | 0 | 0 | 0 | 0 | 0 | 0 | 0 | 0 | 0 | 0 | 0 | 0 | 0 | 0 | 0 | 0 | 0 | 0 | 0 | 0 | 0 | 0 | 0 | 0 | 0 | 0 | 0 | 0 | 0 | 0 | 0 | 0 | 0 | 0 | 0 | 0 | 0 | 0 | 0 | 0 | 0 | 0 | 0 | 0 | 0 | 0 | 0 | 0 | 0 | 0 | 0 | 0 | 0 | 0 | 0 | 0 | 0 | 0 | 0 | 0 | 0 | 0 | 0 | 2020
Vintage1994 | natural gas combined cycle | TRUE | 16909.10725.NY.CA | 10725 | Y | . | Selkirk Cogen | Selkirk Cogen Partners LP | 16909 | NY | MAT | NPCC |  | 22 | 3 | NAICS-22 Cogen | CA | NG | NG | NYIS | AM | mcf | 0 | 2318 | 0 | 0 | 0 | 1945 | 2592 | 1048 | 0 | 0 | 0 | 0 | 0 | 2318 | 0 | 0 | 0 | 1945 | 2592 | 1048 | 0 | 0 | 0 | 0 | 0 | 1.03 | 0 | 0 | 0 | 1.03 | 1.03 | 1.03 | 0 | 0 | 0 | 0 | 0 | 2388 | 0 | 0 | 0 | 2003 | 2670 | 1079 | 0 | 0 | 0 | 0 | 0 | 2388 | 0 | 0 | 0 | 2003 | 2670 | 1079 | 0 | 0 | 0 | 0 | 0 | 1038 | 0 | 0 | 0 | 4538 | 18223 | 6932 | 0 | 740 | 2381 | 3226 | 7903 | 7903 | 8140 | 8140 | 37078 | 2020
Vintage1994 | petroleum | TRUE | 16909.10725.NY.CT | 10725 | Y | . | Selkirk Cogen | Selkirk Cogen Partners LP | 16909 | NY | MAT | NPCC |  | 22 | 3 | NAICS-22 Cogen | CT | DFO | DFO | NYIS | AM | barrels | 0 | 0 | 0 | 0 | 0 | 0 | 0 | 0 | 0 | 0 | 0 | 0 | 0 | 0 | 0 | 0 | 0 | 0 | 0 | 0 | 0 | 0 | 0 | 0 | 0 | 0 | 0 | 0 | 0 | 0 | 0 | 0 | 0 | 0 | 0 | 0 | 0 | 0 | 0 | 0 | 0 | 0 | 0 | 0 | 0 | 0 | 0 | 0 | 0 | 0 | 0 | 0 | 0 | 0 | 0 | 0 | 0 | 0 | 0 | 0 | 0 | 0 | 0 | 0 | 0 | 0 | 0 | 0 | 0 | 0 | 0 | 0 | 0 | 0 | 0 | 0 | 0 | 2020
Vintage1994 | natural gas combined cycle | TRUE | 16909.10725.NY.CT | 10725 | Y | . | Selkirk Cogen | Selkirk Cogen Partners LP | 16909 | NY | MAT | NPCC |  | 22 | 3 | NAICS-22 Cogen | CT | NG | NG | NYIS | AM | mcf | 0 | 31207 | 0 | 0 | 0 | 144398 | 600890 | 242841 | 14329 | 25275 | 86514 | 101182 | 0 | 25032 | 0 | 0 | 0 | 120680 | 501596 | 201109 | 9506 | 21028 | 73029 | 88692 | 0 | 1.03 | 0 | 0 | 0 | 1.03 | 1.03 | 1.03 | 1.03 | 1.03 | 1.03 | 1.03 | 0 | 32143 | 0 | 0 | 0 | 148730 | 618917 | 250126 | 14759 | 26033 | 89109 | 104217 | 0 | 25783 | 0 | 0 | 0 | 124300 | 516644 | 207142 | 9791 | 21659 | 75220 | 91353 | 0 | 1629 | 0 | 0 | 0 | 11111 | 48346 | 19182 | 1170 | 1416 | 6532 | 7812 | 1246636 | 1040672 | 1284034 | 1071892 | 97198 | 2020
Vintage1993 | petroleum | TRUE | 11741.10726.MA.CA | 10726 | Y | . | Masspower | Masspower | 11741 | MA | NEW | NPCC |  | 22 | 3 | NAICS-22 Cogen | CA | DFO | DFO | ISNE | A | barrels | 0 | 0 | 0 | 0 | 0 | 0 | 0 | 0 | 0 | 0 | 0 | 0 | 0 | 0 | 0 | 0 | 0 | 0 | 0 | 0 | 0 | 0 | 0 | 0 | 0 | 0 | 0 | 0 | 0 | 0 | 0 | 0 | 0 | 0 | 0 | 0 | 0 | 0 | 0 | 0 | 0 | 0 | 0 | 0 | 0 | 0 | 0 | 0 | 0 | 0 | 0 | 0 | 0 | 0 | 0 | 0 | 0 | 0 | 0 | 0 | 0 | 0 | 0 | 0 | 0 | 0 | 0 | 0 | 0 | 0 | 0 | 0 | 0 | 0 | 0 | 0 | 0 | 2020
Vintage1993 | natural gas combined cycle | TRUE | 11741.10726.MA.CA | 10726 | Y | . | Masspower | Masspower | 11741 | MA | NEW | NPCC |  | 22 | 3 | NAICS-22 Cogen | CA | NG | NG | ISNE | AM | mcf | 0 | 0 | 0 | 0 | 0 | 0 | 0 | 0 | 0 | 0 | 0 | 0 | 0 | 0 | 0 | 0 | 0 | 0 | 0 | 0 | 0 | 0 | 0 | 0 | 0 | 0 | 0 | 0 | 0 | 0 | 0 | 0 | 0 | 0 | 0 | 0 | 0 | 0 | 0 | 0 | 0 | 0 | 0 | 0 | 0 | 0 | 0 | 0 | 0 | 0 | 0 | 0 | 0 | 0 | 0 | 0 | 0 | 0 | 0 | 0 | 0 | 0 | 0 | 1123 | 973 | 15216 | 29000 | 24172 | 8636 | 21236 | 9108 | 764 | 0 | 0 | 0 | 0 | 110228 | 2020
Vintage1993 | petroleum | TRUE | 11741.10726.MA.CT | 10726 | Y | . | Masspower | Masspower | 11741 | MA | NEW | NPCC |  | 22 | 3 | NAICS-22 Cogen | CT | DFO | DFO | ISNE | AM | barrels | 0 | 0 | 0 | 0 | 0 | 0 | 0 | 0 | 0 | 0 | 0 | 0 | 0 | 0 | 0 | 0 | 0 | 0 | 0 | 0 | 0 | 0 | 0 | 0 | 0 | 0 | 0 | 0 | 0 | 0 | 0 | 0 | 0 | 0 | 0 | 0 | 0 | 0 | 0 | 0 | 0 | 0 | 0 | 0 | 0 | 0 | 0 | 0 | 0 | 0 | 0 | 0 | 0 | 0 | 0 | 0 | 0 | 0 | 0 | 0 | 0 | 0 | 0 | 0 | 0 | 0 | 0 | 0 | 0 | 0 | 0 | 0 | 0 | 0 | 0 | 0 | 0 | 2020
Vintage1993 | natural gas combined cycle | TRUE | 11741.10726.MA.CT | 10726 | Y | . | Masspower | Masspower | 11741 | MA | NEW | NPCC |  | 22 | 3 | NAICS-22 Cogen | CT | NG | NG | ISNE | AM | mcf | 0 | 0 | 0 | 32064 | 26906 | 407398 | 770188 | 647471 | 236285 | 592364 | 257298 | 24787 | 0 | 0 | 0 | 31347 | 26098 | 393548 | 759779 | 635821 | 228255 | 577053 | 247316 | 23393 | 0 | 0 | 0 | 1.029 | 1.029 | 1.03 | 1.03 | 1.03 | 1.03 | 1.029 | 1.03 | 1.032 | 0 | 0 | 0 | 32994 | 27686 | 419620 | 793294 | 666895 | 243374 | 609543 | 265017 | 25580 | 0 | 0 | 0 | 32256 | 26855 | 405354 | 782572 | 654896 | 235103 | 593788 | 254735 | 24142 | 0 | 0 | 0 | 2654 | 2162 | 32237 | 62791 | 52585 | 18863 | 48358 | 20707 | 2047 | 2994761 | 2922610 | 3084003 | 3009701 | 242404 | 2020
Vintage1986 | hydro | TRUE | 56838.10728.ME.HY | 10728 | N | . | Barker Lower | KEI (Maine) Power Management (III) LLC | 56838 | ME | NEW | NPCC |  | 22 | 2 | NAICS-22 Non-Cogen | HY | WAT | HYC | ISNE | A |  | 0 | 0 | 0 | 0 | 0 | 0 | 0 | 0 | 0 | 0 | 0 | 0 | 0 | 0 | 0 | 0 | 0 | 0 | 0 | 0 | 0 | 0 | 0 | 0 | 0 | 0 | 0 | 0 | 0 | 0 | 0 | 0 | 0 | 0 | 0 | 0 | 5214 | 4443 | 6064 | 6542 | 5896 | 1951 | 2479 | 1340 | 763 | 2837 | 3346 | 4513 | 5214 | 4443 | 6064 | 6542 | 5896 | 1951 | 2479 | 1340 | 763 | 2837 | 3346 | 4513 | 594.686 | 506.826 | 691.63 | 746.23 | 672.486 | 222.584 | 282.721 | 152.855 | 87.014 | 323.629 | 381.61 | 514.729 | 0 | 0 | 45388 | 45388 | 5177 | 2020
Vintage1990 | hydro | TRUE | 64078.10735.ID.HY | 10735 | N | . | Barber Dam | Central Rivers Power US, LLC | 64078 | ID | MTN | WECC |  | 22 | 2 | NAICS-22 Non-Cogen | HY | WAT | HYC | IPCO | A |  | 0 | 0 | 0 | 0 | 0 | 0 | 0 | 0 | 0 | 0 | 0 | 0 | 0 | 0 | 0 | 0 | 0 | 0 | 0 | 0 | 0 | 0 | 0 | 0 | 0 | 0 | 0 | 0 | 0 | 0 | 0 | 0 | 0 | 0 | 0 | 0 | 2902 | 3056 | 3179 | 3577 | 4069 | 3963 | 4016 | 4043 | 2937 | 3213 | 3132 | 2908 | 2902 | 3056 | 3179 | 3577 | 4069 | 3963 | 4016 | 4043 | 2937 | 3213 | 3132 | 2908 | 330.964 | 348.586 | 362.659 | 407.995 | 464.098 | 452.068 | 458.053 | 461.161 | 334.979 | 366.471 | 357.225 | 331.741 | 0 | 0 | 40995 | 40995 | 4676 | 2020
Vintage1989 | hydro | TRUE | 8353.10737.OR.HY | 10737 | N | . | Sprague Hydro | Sprague Hydro LLC | 8353 | OR | PACC | WECC |  | 22 | 2 | NAICS-22 Non-Cogen | HY | WAT | HYC | PACW | A |  | 0 | 0 | 0 | 0 | 0 | 0 | 0 | 0 | 0 | 0 | 0 | 0 | 0 | 0 | 0 | 0 | 0 | 0 | 0 | 0 | 0 | 0 | 0 | 0 | 0 | 0 | 0 | 0 | 0 | 0 | 0 | 0 | 0 | 0 | 0 | 0 | 1488 | 1612 | 1294 | 1150 | 1973 | 1981 | 1816 | 1460 | 1110 | 1093 | 1319 | 1353 | 1488 | 1612 | 1294 | 1150 | 1973 | 1981 | 1816 | 1460 | 1110 | 1093 | 1319 | 1353 | 169.772 | 183.864 | 147.548 | 131.212 | 224.995 | 225.933 | 207.139 | 166.569 | 126.577 | 124.665 | 150.422 | 154.304 | 0 | 0 | 17649 | 17649 | 2013 | 2020
Vintage1989 | hydro | TRUE | 62045.10740.ID.HY | 10740 | N | . | Magic Dam Hydroelectric Project | Wood Hydro, LLC | 62045 | ID | MTN | WECC |  | 22 | 2 | NAICS-22 Non-Cogen | HY | WAT | HYC | IPCO | A |  | 0 | 0 | 0 | 0 | 0 | 0 | 0 | 0 | 0 | 0 | 0 | 0 | 0 | 0 | 0 | 0 | 0 | 0 | 0 | 0 | 0 | 0 | 0 | 0 | 0 | 0 | 0 | 0 | 0 | 0 | 0 | 0 | 0 | 0 | 0 | 0 | 6733 | 7092 | 7378 | 8300 | 9442 | 9197 | 9319 | 9382 | 6815 | 7456 | 7268 | 6749 | 6733 | 7092 | 7378 | 8300 | 9442 | 9197 | 9319 | 9382 | 6815 | 7456 | 7268 | 6749 | 768.023 | 808.919 | 841.576 | 946.782 | 1076.974 | 1049.058 | 1062.945 | 1070.158 | 777.344 | 850.423 | 828.968 | 769.83 | 0 | 0 | 95131 | 95131 | 10851 | 2020
Vintage1991 | hard coal | TRUE | 12949.10743.WV.ST | 10743 | Y | . | Morgantown Energy Facility | Morgantown Energy Associates | 12949 | WV | SAT | RFC |  | 22 | 3 | NAICS-22 Cogen | ST | BIT | COL | PJM | M | short tons | 0 | 0 | . | . | . | . | . | . | . | . | . | . | 0 | 0 | . | . | . | . | . | . | . | . | . | . | 0 | 0 | . | . | . | . | . | . | . | . | . | . | 0 | 0 | . | . | . | . | . | . | . | . | . | . | 0 | 0 | . | . | . | . | . | . | . | . | . | . | 0 | 0 | . | . | . | . | . | . | . | . | . | . | 0 | 0 | 0 | 0 | 0 | 2020
Vintage1991 | natural gas steam turbine | TRUE | 12949.10743.WV.ST | 10743 | Y | . | Morgantown Energy Facility | Morgantown Energy Associates | 12949 | WV | SAT | RFC |  | 22 | 3 | NAICS-22 Cogen | ST | NG | NG | PJM | M | mcf | 1443 | 826 | . | . | . | . | . | . | . | . | . | . | 0 | 0 | . | . | . | . | . | . | . | . | . | . | 1.077 | 1.077 | . | . | . | . | . | . | . | . | . | . | 1554 | 890 | . | . | . | . | . | . | . | . | . | . | 0 | 0 | . | . | . | . | . | . | . | . | . | . | 0 | 0 | . | . | . | . | . | . | . | . | . | . | 2269 | 0 | 2444 | 0 | 0 | 2020
Vintage1991 | hard coal | TRUE | 12949.10743.WV.ST | 10743 | Y | . | Morgantown Energy Facility | Morgantown Energy Associates | 12949 | WV | SAT | RFC |  | 22 | 3 | NAICS-22 Cogen | ST | WC | WOC | PJM | M | short tons | 8249 | 8741 | . | . | . | . | . | . | . | . | . | . | 0 | 0 | . | . | . | . | . | . | . | . | . | . | 14.98 | 15.052 | . | . | . | . | . | . | . | . | . | . | 123570 | 131570 | . | . | . | . | . | . | . | . | . | . | 0 | 0 | . | . | . | . | . | . | . | . | . | . | 0 | 0 | . | . | . | . | . | . | . | . | . | . | 16990 | 0 | 255140 | 0 | 0 | 2020
Vintage1998 | natural gas combined cycle | TRUE | 12492.10745.MI.CA | 10745 | Y | . | Midland Cogeneration Venture | Midland Cogeneration Venture | 12492 | MI | ENC | RFC |  | 22 | 3 | NAICS-22 Cogen | CA | NG | NG | MISO | M | mcf | 63745 | 132515 | 137809 | 68385 | 55013 | 222669 | 381272 | 222843 | 111109 | 143886 | 34594 | 70047 | 63745 | 132515 | 137809 | 68385 | 55013 | 222669 | 381272 | 222843 | 111109 | 143886 | 34594 | 70047 | 1.046 | 1.051 | 1.055 | 1.056 | 1.056 | 1.051 | 1.05 | 1.047 | 1.051 | 1.048 | 1.045 | 1.042 | 66677 | 139273 | 145388 | 72215 | 58094 | 234025 | 400336 | 233317 | 116776 | 150793 | 36151 | 72989 | 66677 | 139273 | 145388 | 72215 | 58094 | 234025 | 400336 | 233317 | 116776 | 150793 | 36151 | 72989 | 172422.35 | 177143.34 | 182633.54 | 151681.81 | 146759.06 | 179852.55 | 233873.79 | 202663.07 | 169150.54 | 170235 | 97726.53 | 117978.19 | 1643887 | 1643887 | 1726034 | 1726034 | 2002119.8 | 2020
Vintage1990 | natural gas combined cycle | TRUE | 12492.10745.MI.CT | 10745 | Y | . | Midland Cogeneration Venture | Midland Cogeneration Venture | 12492 | MI | ENC | RFC |  | 22 | 3 | NAICS-22 Cogen | CT | NG | NG | MISO | M | mcf | 8059030 | 7784915 | 7795841 | 6678931 | 5912252 | 6546408 | 8089486 | 7328401 | 6429163 | 6831225 | 4975103 | 5797561 | 6554660 | 6403449 | 6372973 | 5465909 | 4935289 | 5414739 | 6603416 | 6025087 | 5315479 | 5644588 | 3906553 | 4699613 | 1.046 | 1.051 | 1.055 | 1.056 | 1.056 | 1.051 | 1.05 | 1.047 | 1.051 | 1.048 | 1.045 | 1.042 | 8429745 | 8181946 | 8224612 | 7052951 | 6243338 | 6880275 | 8493960 | 7672836 | 6757050 | 7159124 | 5198983 | 6041059 | 6856174 | 6730025 | 6723487 | 5772000 | 5211665 | 5690891 | 6933587 | 6308266 | 5586568 | 5915528 | 4082348 | 4896997 | 732904.84 | 721180.45 | 715634.96 | 612587.98 | 542387.14 | 594970.84 | 725210.8 | 652804.18 | 576697.01 | 623080.47 | 440865 | 531965.46 | 82228316 | 67341755 | 86335879 | 70707536 | 7470289.1 | 2020
Vintage1990 | petroleum | TRUE | 12492.10745.MI.IC | 10745 | Y | . | Midland Cogeneration Venture | Midland Cogeneration Venture | 12492 | MI | ENC | RFC |  | 22 | 3 | NAICS-22 Cogen | IC | DFO | DFO | MISO | M | barrels | 0 | 0 | 0 | 0 | 0 | 0 | 0 | 0 | 0 | 0 | 0 | 0 | 0 | 0 | 0 | 0 | 0 | 0 | 0 | 0 | 0 | 0 | 0 | 0 | 0 | 0 | 0 | 0 | 0 | 0 | 0 | 0 | 0 | 0 | 0 | 0 | 0 | 0 | 0 | 0 | 0 | 0 | 0 | 0 | 0 | 0 | 0 | 0 | 0 | 0 | 0 | 0 | 0 | 0 | 0 | 0 | 0 | 0 | 0 | 0 | 0 | 0 | 0 | 0 | 0 | 0 | 0 | 0 | 0 | 0 | 0 | 0 | 0 | 0 | 0 | 0 | 0 | 2020
Vintage1991 | municipal solid waste | TRUE | 570.10746.PA.ST | 10746 | N | . | Covanta Delaware Valley | Covanta Delaware Valley LP | 570 | PA | MAT | RFC |  | 22 | 2 | NAICS-22 Non-Cogen | ST | MSB | MLG | PJM | M | short tons | 68082 | 60504 | 63912 | 63294 | 67764 | 66024 | 68310 | 68328 | 66024 | 65646 | 63360 | 65646 | 68082 | 60504 | 63912 | 63294 | 67764 | 66024 | 68310 | 68328 | 66024 | 65646 | 63360 | 65646 | 6.86 | 6.861 | 6.861 | 6.86 | 6.861 | 6.861 | 6.861 | 6.861 | 6.861 | 6.861 | 6.861 | 6.861 | 467043 | 415118 | 438500 | 434197 | 464929 | 452991 | 468675 | 468798 | 452991 | 450397 | 434713 | 450397 | 467043 | 415118 | 438500 | 434197 | 464929 | 452991 | 468675 | 468798 | 452991 | 450397 | 434713 | 450397 | 23156.857 | 20353.364 | 21124.302 | 21409.421 | 23039.17 | 22099.74 | 23277.457 | 21655.282 | 22105.647 | 22231.787 | 21450.291 | 21844.253 | 786894 | 786894 | 5398749 | 5398749 | 263747.57 | 2020
Vintage1991 | municipal solid waste | TRUE | 570.10746.PA.ST | 10746 | N | . | Covanta Delaware Valley | Covanta Delaware Valley LP | 570 | PA | MAT | RFC |  | 22 | 2 | NAICS-22 Non-Cogen | ST | MSN | OTH | PJM | M | short tons | 43524 | 38682 | 40866 | 40464 | 43326 | 42216 | 43674 | 43686 | 42216 | 41970 | 40512 | 41970 | 43524 | 38682 | 40866 | 40464 | 43326 | 42216 | 43674 | 43686 | 42216 | 41970 | 40512 | 41970 | 13.116 | 13.116 | 13.115 | 13.116 | 13.115 | 13.115 | 13.115 | 13.115 | 13.115 | 13.115 | 13.115 | 13.115 | 570861 | 507353 | 535958 | 530726 | 568220 | 553663 | 572785 | 572942 | 553663 | 550437 | 531315 | 550437 | 570861 | 507353 | 535958 | 530726 | 568220 | 553663 | 572785 | 572942 | 553663 | 550437 | 531315 | 550437 | 28304.365 | 24875.684 | 25819.212 | 26169.082 | 28157.707 | 27011.163 | 28448.219 | 26465.999 | 27018.383 | 27169.768 | 26216.975 | 26696.159 | 503106 | 503106 | 6598360 | 6598360 | 322352.72 | 2020
Vintage1991 | natural gas steam turbine | TRUE | 570.10746.PA.ST | 10746 | N | . | Covanta Delaware Valley | Covanta Delaware Valley LP | 570 | PA | MAT | RFC |  | 22 | 2 | NAICS-22 Non-Cogen | ST | NG | NG | PJM | M | mcf | 1446 | 4086 | 1980 | 768 | 1260 | 336 | 180 | 264 | 78 | 300 | 228 | 150 | 1446 | 4086 | 1980 | 768 | 1260 | 336 | 180 | 264 | 78 | 300 | 228 | 150 | 1.043 | 1.043 | 1.043 | 1.043 | 1.043 | 1.043 | 1.043 | 1.043 | 1.043 | 1.043 | 1.043 | 1.043 | 1508 | 4262 | 2065 | 801 | 1314 | 350 | 188 | 275 | 81 | 313 | 238 | 156 | 1508 | 4262 | 2065 | 801 | 1314 | 350 | 188 | 275 | 81 | 313 | 238 | 156 | 74.778 | 208.952 | 99.486 | 39.497 | 65.123 | 17.097 | 9.324 | 12.719 | 3.97 | 15.445 | 11.734 | 7.588 | 11076 | 11076 | 11551 | 11551 | 565.713 | 2020
Vintage2017 | biomass | FALSE | 12869.10748.CA.IC | 10748 | N | . | Marina Landfill Gas | Monterey Regional Waste Mgmt | 12869 | CA | PACC | WECC |  | 562212 | 4 | Commercial NAICS Non-Cogen | IC | LFG | MLG | CISO | A | mcf | 67837 | 61022 | 64299 | 60178 | 63926 | 58919 | 66173 | 63179 | 62666 | 60310 | 60717 | 54229 | 67837 | 61022 | 64299 | 60178 | 63926 | 58919 | 66173 | 63179 | 62666 | 60310 | 60717 | 54229 | 0.5 | 0.5 | 0.5 | 0.5 | 0.5 | 0.5 | 0.5 | 0.5 | 0.5 | 0.5 | 0.5 | 0.5 | 33919 | 30511 | 32150 | 30089 | 31963 | 29460 | 33087 | 31590 | 31333 | 30155 | 30359 | 27115 | 33919 | 30511 | 32150 | 30089 | 31963 | 29460 | 33087 | 31590 | 31333 | 30155 | 30359 | 27115 | 3570.411 | 3211.644 | 3384.132 | 3167.239 | 3364.493 | 3100.976 | 3482.762 | 3325.185 | 3298.202 | 3174.213 | 3195.609 | 2854.134 | 743455 | 743455 | 371731 | 371731 | 39129 | 2020
Vintage1993 | petroleum | TRUE | 63360.10751.NJ.CA | 10751 | N | . | Camden Plant Holdings LLC | Camden Plant Holdings LLC | 63360 | NJ | MAT | RFC |  | 22 | 2 | NAICS-22 Non-Cogen | CA | KER | WOO | PJM | A | barrels | 0 | 0 | 0 | 0 | 0 | 0 | 0 | 0 | 0 | 0 | 0 | 0 | 0 | 0 | 0 | 0 | 0 | 0 | 0 | 0 | 0 | 0 | 0 | 0 | 0 | 0 | 0 | 0 | 0 | 0 | 0 | 0 | 0 | 0 | 0 | 0 | 0 | 0 | 0 | 0 | 0 | 0 | 0 | 0 | 0 | 0 | 0 | 0 | 0 | 0 | 0 | 0 | 0 | 0 | 0 | 0 | 0 | 0 | 0 | 0 | 0 | 0 | 0 | 0 | 0 | 0 | 0 | 0 | 0 | 0 | 0 | 0 | 0 | 0 | 0 | 0 | 0 | 2020
Vintage1993 | natural gas combined cycle | TRUE | 63360.10751.NJ.CA | 10751 | N | . | Camden Plant Holdings LLC | Camden Plant Holdings LLC | 63360 | NJ | MAT | RFC |  | 22 | 2 | NAICS-22 Non-Cogen | CA | NG | NG | PJM | AM | mcf | 2913 | 0 | 0 | 0 | 0 | 6350 | 23656 | 16405 | 4396 | 7958 | 0 | 1190 | 2913 | 0 | 0 | 0 | 0 | 6350 | 23656 | 16405 | 4396 | 7958 | 0 | 1190 | 1.04 | 0 | 0 | 0 | 0 | 1.04 | 1.04 | 1.04 | 1.04 | 1.04 | 0 | 1.04 | 3030 | 0 | 0 | 0 | 0 | 6604 | 24602 | 17061 | 4572 | 8276 | 0 | 1238 | 3030 | 0 | 0 | 0 | 0 | 6604 | 24602 | 17061 | 4572 | 8276 | 0 | 1238 | 1969 | 0 | 190 | 0 | 0 | 3861 | 11694 | 8199 | 3113 | 4212 | 0 | 900 | 62868 | 62868 | 65383 | 65383 | 34138 | 2020
Vintage1993 | petroleum | TRUE | 63360.10751.NJ.CT | 10751 | N | . | Camden Plant Holdings LLC | Camden Plant Holdings LLC | 63360 | NJ | MAT | RFC |  | 22 | 2 | NAICS-22 Non-Cogen | CT | KER | WOO | PJM | AM | barrels | 0 | 0 | 0 | 0 | 0 | 0 | 0 | 0 | 0 | 0 | 0 | 0 | 0 | 0 | 0 | 0 | 0 | 0 | 0 | 0 | 0 | 0 | 0 | 0 | 0 | 0 | 0 | 0 | 0 | 0 | 0 | 0 | 0 | 0 | 0 | 0 | 0 | 0 | 0 | 0 | 0 | 0 | 0 | 0 | 0 | 0 | 0 | 0 | 0 | 0 | 0 | 0 | 0 | 0 | 0 | 0 | 0 | 0 | 0 | 0 | 0 | 0 | 0 | 0 | 0 | 0 | 0 | 0 | 0 | 0 | 0 | 0 | 0 | 0 | 0 | 0 | 0 | 2020
Vintage1993 | natural gas combined cycle | TRUE | 63360.10751.NJ.CT | 10751 | N | . | Camden Plant Holdings LLC | Camden Plant Holdings LLC | 63360 | NJ | MAT | RFC |  | 22 | 2 | NAICS-22 Non-Cogen | CT | NG | NG | PJM | AM | mcf | 56337 | 0 | 5950 | 0 | 0 | 104590 | 298824 | 214105 | 91064 | 109452 | 0 | 24170 | 56337 | 0 | 5950 | 0 | 0 | 104590 | 298824 | 214105 | 91064 | 109452 | 0 | 24170 | 1.04 | 0 | 1.04 | 0 | 0 | 1.04 | 1.04 | 1.04 | 1.04 | 1.04 | 0 | 1.04 | 58590 | 0 | 6188 | 0 | 0 | 108774 | 310777 | 222669 | 94707 | 113830 | 0 | 25137 | 58590 | 0 | 6188 | 0 | 0 | 108774 | 310777 | 222669 | 94707 | 113830 | 0 | 25137 | 4824 | 0 | 477 | 0 | 0 | 8494 | 24948 | 17862 | 7588 | 9208 | 0 | 2400 | 904492 | 904492 | 940672 | 940672 | 75801 | 2020
Vintage1987 | hydro | TRUE | 64078.10752.NY.HY | 10752 | N | . | Lachute Hydro Lower | Central Rivers Power US, LLC | 64078 | NY | MAT | NPCC |  | 22 | 2 | NAICS-22 Non-Cogen | HY | WAT | HYC | NYIS | A |  | 0 | 0 | 0 | 0 | 0 | 0 | 0 | 0 | 0 | 0 | 0 | 0 | 0 | 0 | 0 | 0 | 0 | 0 | 0 | 0 | 0 | 0 | 0 | 0 | 0 | 0 | 0 | 0 | 0 | 0 | 0 | 0 | 0 | 0 | 0 | 0 | 7501 | 7000 | 7434 | 7290 | 7614 | 7123 | 7475 | 7331 | 6963 | 6998 | 6921 | 7311 | 7501 | 7000 | 7434 | 7290 | 7614 | 7123 | 7475 | 7331 | 6963 | 6998 | 6921 | 7311 | 855.63 | 798.401 | 847.901 | 831.476 | 868.523 | 812.535 | 852.648 | 836.182 | 794.261 | 798.183 | 789.386 | 833.874 | 0 | 0 | 86961 | 86961 | 9919 | 2020
Vintage1987 | hydro | TRUE | 64078.10753.NY.HY | 10753 | N | . | Lachute Hydro Upper | Central Rivers Power US, LLC | 64078 | NY | MAT | NPCC |  | 22 | 2 | NAICS-22 Non-Cogen | HY | WAT | HYC | NYIS | A |  | 0 | 0 | 0 | 0 | 0 | 0 | 0 | 0 | 0 | 0 | 0 | 0 | 0 | 0 | 0 | 0 | 0 | 0 | 0 | 0 | 0 | 0 | 0 | 0 | 0 | 0 | 0 | 0 | 0 | 0 | 0 | 0 | 0 | 0 | 0 | 0 | 10359 | 9666 | 10266 | 10067 | 10515 | 9837 | 10323 | 10124 | 9616 | 9664 | 9557 | 10096 | 10359 | 9666 | 10266 | 10067 | 10515 | 9837 | 10323 | 10124 | 9616 | 9664 | 9557 | 10096 | 1181.61 | 1102.581 | 1170.94 | 1148.256 | 1199.418 | 1122.1 | 1177.495 | 1154.756 | 1096.864 | 1102.28 | 1090.131 | 1151.569 | 0 | 0 | 120090 | 120090 | 13698 | 2020
Vintage1987 | natural gas combined cycle | TRUE | 30151.10755.CO.CA | 10755 | N | . | Rifle Generating Station | Tri-State G & T Assn, Inc | 30151 | CO | MTN | WECC |  | 22 | 1 | Electric Utility | CA | NG | NG | PSCO | AM | mcf | 0 | 0 | 0 | 0 | 0 | 0 | 0 | 0 | 0 | 0 | 0 | 0 | 0 | 0 | 0 | 0 | 0 | 0 | 0 | 0 | 0 | 0 | 0 | 0 | 0 | 0 | 0 | 0 | 0 | 0 | 0 | 0 | 0 | 0 | 0 | 0 | 0 | 0 | 0 | 0 | 0 | 0 | 0 | 0 | 0 | 0 | 0 | 0 | 0 | 0 | 0 | 0 | 0 | 0 | 0 | 0 | 0 | 0 | 0 | 0 | 0 | 0 | 0 | 0 | 0 | 0 | 522 | 3539 | 982 | 0 | 0 | 196 | 0 | 0 | 0 | 0 | 5239 | 2020
Vintage1987 | natural gas combined cycle | TRUE | 30151.10755.CO.CT | 10755 | N | . | Rifle Generating Station | Tri-State G & T Assn, Inc | 30151 | CO | MTN | WECC |  | 22 | 1 | Electric Utility | CT | NG | NG | PSCO | AM | mcf | 21 | 0 | 0 | 0 | 0 | 0 | 11189 | 74062 | 20771 | 0 | 0 | 4866 | 21 | 0 | 0 | 0 | 0 | 0 | 11189 | 74062 | 20771 | 0 | 0 | 4866 | 0.965 | 0 | 0 | 0 | 0 | 0 | 0.965 | 0.965 | 0.965 | 0 | 0 | 0.965 | 20 | 0 | 0 | 0 | 0 | 0 | 10797 | 71470 | 20044 | 0 | 0 | 4696 | 20 | 0 | 0 | 0 | 0 | 0 | 10797 | 71470 | 20044 | 0 | 0 | 4696 | 0 | 0 | 0 | 0 | 0 | 0 | 580 | 3866 | 1077 | 0 | 0 | 291 | 110909 | 110909 | 107027 | 107027 | 5814 | 2020
Vintage1989 | geothermal | TRUE | 49899.10759.CA.ST | 10759 | N | . | Salton Sea Power Gen Co - Unit 3 | CalEnergy Operating Corporation | 49899 | CA | PACC | WECC |  | 22 | 2 | NAICS-22 Non-Cogen | ST | GEO | GEO | IID | A |  | 0 | 0 | 0 | 0 | 0 | 0 | 0 | 0 | 0 | 0 | 0 | 0 | 0 | 0 | 0 | 0 | 0 | 0 | 0 | 0 | 0 | 0 | 0 | 0 | 0 | 0 | 0 | 0 | 0 | 0 | 0 | 0 | 0 | 0 | 0 | 0 | 191198 | 209577 | 265906 | 255521 | 253150 | 235784 | 254831 | 255701 | 240010 | 230550 | 253690 | 248393 | 191198 | 209577 | 265906 | 255521 | 253150 | 235784 | 254831 | 255701 | 240010 | 230550 | 253690 | 248393 | 21808.829 | 23905.225 | 30330.315 | 29145.814 | 28875.381 | 26894.442 | 29067.039 | 29166.35 | 27376.537 | 26297.468 | 28936.902 | 28332.698 | 0 | 0 | 2894311 | 2894311 | 330137 | 2020
Vintage2003 | natural gas combined cycle | TRUE | 13407.10761.NV.CA | 10761 | N | . | Las Vegas Generating Station | Nevada Power Co | 13407 | NV | MTN | WECC |  | 22 | 1 | Electric Utility | CA | NG | NG | NEVP | M | mcf | 0 | 0 | 0 | 0 | 0 | 0 | 0 | 0 | 0 | 0 | 0 | 0 | 0 | 0 | 0 | 0 | 0 | 0 | 0 | 0 | 0 | 0 | 0 | 0 | 0 | 0 | 0 | 0 | 0 | 0 | 0 | 0 | 0 | 0 | 0 | 0 | 0 | 0 | 0 | 0 | 0 | 0 | 0 | 0 | 0 | 0 | 0 | 0 | 0 | 0 | 0 | 0 | 0 | 0 | 0 | 0 | 0 | 0 | 0 | 0 | 0 | 382 | 607 | 3199 | 5433 | 8584 | 15774 | 19131 | 10236 | 7291 | 1027 | 891 | 0 | 0 | 0 | 0 | 72555 | 2020
Vintage2003 | natural gas combined cycle | TRUE | 13407.10761.NV.CT | 10761 | N | . | Las Vegas Generating Station | Nevada Power Co | 13407 | NV | MTN | WECC |  | 22 | 1 | Electric Utility | CT | NG | NG | NEVP | M | mcf | 0 | 16270 | 27100 | 122150 | 188000 | 333580 | 559740 | 707940 | 387590 | 274140 | 42930 | 36620 | 0 | 16270 | 27100 | 122150 | 188000 | 333580 | 559740 | 707940 | 387590 | 274140 | 42930 | 36620 | 0 | 1.049 | 1.052 | 1.047 | 1.04 | 1.028 | 1.028 | 1.03 | 1.037 | 1.035 | 1.046 | 1.05 | 0 | 17067 | 28509 | 127891 | 195520 | 342920 | 575413 | 729178 | 401931 | 283735 | 44905 | 38451 | 0 | 17067 | 28509 | 127891 | 195520 | 342920 | 575413 | 729178 | 401931 | 283735 | 44905 | 38451 | -620 | 746 | 1962 | 10725 | 18613 | 29693 | 52063 | 63874 | 34763 | 25066 | 3375 | 2701 | 2696060 | 2696060 | 2785520 | 2785520 | 242961 | 2020
Vintage2020 | geothermal | TRUE | 34691.10763.CA.BT | 10763 | N | . | Ormesa III | Ormat Nevada Inc | 34691 | CA | PACC | WECC |  | 22 | 2 | NAICS-22 Non-Cogen | BT | GEO | GEO | IID | A |  | 0 | 0 | 0 | 0 | 0 | 0 | 0 | 0 | 0 | 0 | 0 | 0 | 0 | 0 | 0 | 0 | 0 | 0 | 0 | 0 | 0 | 0 | 0 | 0 | 0 | 0 | 0 | 0 | 0 | 0 | 0 | 0 | 0 | 0 | 0 | 0 | 10589 | 11606 | 14726 | 14151 | 14019 | 13058 | 14113 | 14161 | 13292 | 12768 | 14049 | 13756 | 10589 | 11606 | 14726 | 14151 | 14019 | 13058 | 14113 | 14161 | 13292 | 12768 | 14049 | 13756 | 1207.773 | 1323.872 | 1679.694 | 1614.096 | 1599.12 | 1489.415 | 1609.734 | 1615.234 | 1516.114 | 1456.355 | 1602.527 | 1569.066 | 0 | 0 | 160288 | 160288 | 18283 | 2020
Vintage1989 | geothermal | TRUE | 34691.10763.CA.ST | 10763 | N | . | Ormesa III | Ormat Nevada Inc | 34691 | CA | PACC | WECC |  | 22 | 2 | NAICS-22 Non-Cogen | ST | GEO | GEO | IID | A |  | 0 | 0 | 0 | 0 | 0 | 0 | 0 | 0 | 0 | 0 | 0 | 0 | 0 | 0 | 0 | 0 | 0 | 0 | 0 | 0 | 0 | 0 | 0 | 0 | 0 | 0 | 0 | 0 | 0 | 0 | 0 | 0 | 0 | 0 | 0 | 0 | 27915 | 30598 | 38822 | 37306 | 36960 | 34424 | 37205 | 37332 | 35041 | 33660 | 37039 | 36265 | 27915 | 30598 | 38822 | 37306 | 36960 | 34424 | 37205 | 37332 | 35041 | 33660 | 37039 | 36265 | 3184.088 | 3490.163 | 4428.226 | 4255.289 | 4215.806 | 3926.588 | 4243.788 | 4258.287 | 3996.974 | 3839.43 | 4224.787 | 4136.574 | 0 | 0 | 422567 | 422567 | 48200 | 2020
Vintage1985 | other | TRUE | 56120.10764.CA.ST | 10764 | N | . | Blue Lake Power LLC | Blue Lake Power LLC | 56120 | CA | PACC | WECC |  | 22 | 2 | NAICS-22 Non-Cogen | ST | PG | WOO | CISO | M | mcf | 0 | 0 | 0 | 0 | 0 | 0 | 0 | 0 | 0 | 0 | 0 | 0 | 0 | 0 | 0 | 0 | 0 | 0 | 0 | 0 | 0 | 0 | 0 | 0 | 0 | 0 | 0 | 0 | 0 | 0 | 0 | 0 | 0 | 0 | 0 | 0 | 0 | 0 | 0 | 0 | 0 | 0 | 0 | 0 | 0 | 0 | 0 | 0 | 0 | 0 | 0 | 0 | 0 | 0 | 0 | 0 | 0 | 0 | 0 | 0 | 0 | 0 | 0 | 0 | 0 | 0 | 0 | 0 | 0 | 0 | 0 | 0 | 0 | 0 | 0 | 0 | 0 | 2020
Vintage1985 | biomass | TRUE | 56120.10764.CA.ST | 10764 | N | . | Blue Lake Power LLC | Blue Lake Power LLC | 56120 | CA | PACC | WECC |  | 22 | 2 | NAICS-22 Non-Cogen | ST | WDS | WWW | CISO | M | short tons | 0 | 0 | 0 | 0 | 0 | 0 | 0 | 0 | 0 | 0 | 0 | 0 | 0 | 0 | 0 | 0 | 0 | 0 | 0 | 0 | 0 | 0 | 0 | 0 | 0 | 0 | 0 | 0 | 0 | 0 | 0 | 0 | 0 | 0 | 0 | 0 | 0 | 0 | 0 | 0 | 0 | 0 | 0 | 0 | 0 | 0 | 0 | 0 | 0 | 0 | 0 | 0 | 0 | 0 | 0 | 0 | 0 | 0 | 0 | 0 | 0 | 0 | 0 | 0 | 0 | 0 | 0 | 0 | 0 | 0 | 0 | 0 | 0 | 0 | 0 | 0 | 0 | 2020
Vintage1987 | other | TRUE | 62815.10765.ME.ST | 10765 | N | . | Indeck Jonesboro Energy Center | Stored Solar J&WE | 62815 | ME | NEW | NPCC |  | 22 | 2 | NAICS-22 Non-Cogen | ST | PG | WOO | ISNE | M | mcf | 0 | 36 | 28 | 0 | 0 | 0 | 38 | 0 | 0 | 0 | 0 | 66 | 0 | 36 | 28 | 0 | 0 | 0 | 38 | 0 | 0 | 0 | 0 | 66 | 0 | 2.5 | 2.5 | 0 | 0 | 0 | 2.5 | 0 | 0 | 0 | 0 | 2.5 | 0 | 90 | 70 | 0 | 0 | 0 | 95 | 0 | 0 | 0 | 0 | 165 | 0 | 90 | 70 | 0 | 0 | 0 | 95 | 0 | 0 | 0 | 0 | 165 | 0 | 4.528 | 3.218 | 0 | 0 | 0 | 5.165 | 0 | 0 | 0 | 0 | 8.832 | 168 | 168 | 420 | 420 | 21.743 | 2020
Vintage1987 | biomass | TRUE | 62815.10765.ME.ST | 10765 | N | . | Indeck Jonesboro Energy Center | Stored Solar J&WE | 62815 | ME | NEW | NPCC |  | 22 | 2 | NAICS-22 Non-Cogen | ST | WDS | WWW | ISNE | M | short tons | 10345 | 4177 | 1650 | 0 | 0 | 0 | 162 | 0 | 0 | 0 | 0 | 9960 | 10345 | 4177 | 1650 | 0 | 0 | 0 | 162 | 0 | 0 | 0 | 0 | 9960 | 10.2 | 10.2 | 10.2 | 0 | 0 | 0 | 10.2 | 0 | 0 | 0 | 0 | 10.2 | 105519 | 42605 | 16830 | 0 | 0 | 0 | 1652 | 0 | 0 | 0 | 0 | 101592 | 105519 | 42605 | 16830 | 0 | 0 | 0 | 1652 | 0 | 0 | 0 | 0 | 101592 | 5123 | 2143.472 | 773.782 | 0 | 0 | 0 | 89.835 | 0 | 0 | 0 | 0 | 5438.168 | 26294 | 26294 | 268198 | 268198 | 13568.257 | 2020
Vintage1987 | other | TRUE | 62815.10766.ME.ST | 10766 | N | . | Indeck West Enfield Energy Center | Stored Solar J&WE | 62815 | ME | NEW | NPCC |  | 22 | 2 | NAICS-22 Non-Cogen | ST | PG | WOO | ISNE | AM | mcf | 50 | 0 | 29 | 0 | 0 | 0 | 0 | 47 | 0 | 0 | 25 | 28 | 50 | 0 | 29 | 0 | 0 | 0 | 0 | 47 | 0 | 0 | 25 | 28 | 2.5 | 0 | 2.5 | 0 | 0 | 0 | 0 | 2.5 | 0 | 0 | 2.5 | 2.5 | 125 | 0 | 73 | 0 | 0 | 0 | 0 | 118 | 0 | 0 | 63 | 70 | 125 | 0 | 73 | 0 | 0 | 0 | 0 | 118 | 0 | 0 | 63 | 70 | 6.979 | 0 | 3.944 | 0 | 0 | 0 | 0 | 7.476 | 0 | 0 | 3.694 | 3.783 | 179 | 179 | 449 | 449 | 25.876 | 2020
Vintage1987 | biomass | TRUE | 62815.10766.ME.ST | 10766 | N | . | Indeck West Enfield Energy Center | Stored Solar J&WE | 62815 | ME | NEW | NPCC |  | 22 | 2 | NAICS-22 Non-Cogen | ST | WDS | WWW | ISNE | AM | short tons | 10520 | 0 | 1960 | 0 | 0 | 0 | 0 | 1368 | 0 | 0 | 3667 | 747 | 10520 | 0 | 1960 | 0 | 0 | 0 | 0 | 1368 | 0 | 0 | 3667 | 747 | 8.87 | 0 | 8.6 | 0 | 0 | 0 | 0 | 8.6 | 0 | 0 | 9.46 | 9.64 | 93312 | 0 | 16856 | 0 | 0 | 0 | 0 | 11765 | 0 | 0 | 34690 | 7201 | 93312 | 0 | 16856 | 0 | 0 | 0 | 0 | 11765 | 0 | 0 | 34690 | 7201 | 5210.021 | 0 | 917.056 | 0 | 0 | 0 | 0 | 748.524 | 0 | 0 | 2050.306 | 389.217 | 18262 | 18262 | 163824 | 163824 | 9315.124 | 2020
Vintage1988 | natural gas steam turbine | TRUE | 15986.10767.CA.ST | 10767 | N | . | Rio Bravo Fresno | Rio Bravo Fresno | 15986 | CA | PACC | WECC |  | 22 | 2 | NAICS-22 Non-Cogen | ST | NG | NG | CISO | AM | mcf | 3361 | 4170 | 4131 | 5262 | 2873 | 1590 | 3295 | 2383 | 2256 | 2753 | 2035 | 4865 | 3361 | 4170 | 4131 | 5262 | 2873 | 1590 | 3295 | 2383 | 2256 | 2753 | 2035 | 4865 | 1.035 | 1.031 | 1.022 | 1.026 | 1.028 | 1.027 | 1.031 | 1.038 | 1.033 | 1.023 | 1.03 | 1.041 | 3479 | 4299 | 4222 | 5399 | 2953 | 1633 | 3397 | 2474 | 2330 | 2816 | 2096 | 5064 | 3479 | 4299 | 4222 | 5399 | 2953 | 1633 | 3397 | 2474 | 2330 | 2816 | 2096 | 5064 | 241.206 | 294.028 | 319.747 | 340.619 | 212.321 | 99.932 | 229.024 | 142.09 | 149.098 | 172.995 | 139.629 | 351.49 | 38974 | 38974 | 40162 | 40162 | 2692.179 | 2020
Vintage1988 | biomass | TRUE | 15986.10767.CA.ST | 10767 | N | . | Rio Bravo Fresno | Rio Bravo Fresno | 15986 | CA | PACC | WECC |  | 22 | 2 | NAICS-22 Non-Cogen | ST | WDS | WWW | CISO | AM | short tons | 16602 | 16587 | 15237 | 10104 | 15196 | 16553 | 17304 | 18017 | 17979 | 11732 | 17094 | 16638 | 16602 | 16587 | 15237 | 10104 | 15196 | 16553 | 17304 | 18017 | 17979 | 11732 | 17094 | 16638 | 13.93 | 14.48 | 13.62 | 15.54 | 14.57 | 15.76 | 15.14 | 15.93 | 14.88 | 15.45 | 15.17 | 15.12 | 231266 | 240180 | 207528 | 157016 | 221406 | 260875 | 261983 | 287011 | 267528 | 181259 | 259316 | 251567 | 231266 | 240180 | 207528 | 157016 | 221406 | 260875 | 261983 | 287011 | 267528 | 181259 | 259316 | 251567 | 16035.794 | 16425.972 | 15717.253 | 9906.381 | 15916.679 | 15965.068 | 17661.976 | 16486.91 | 17115.902 | 11134.005 | 17274.371 | 17459.51 | 189043 | 189043 | 2826935 | 2826935 | 187099.82 | 2020
Vintage1992 | hard coal | TRUE | 19876.10771.VA.ST | 10771 | N | . | Hopewell Power Station | Virginia Electric & Power Co | 19876 | VA | SAT | SERC |  | 22 | 1 | Electric Utility | ST | BIT | COL | PJM | A | short tons | 0 | 0 | 0 | 0 | 0 | 0 | 0 | 0 | 0 | 0 | 0 | 0 | 0 | 0 | 0 | 0 | 0 | 0 | 0 | 0 | 0 | 0 | 0 | 0 | 0 | 0 | 0 | 0 | 0 | 0 | 0 | 0 | 0 | 0 | 0 | 0 | 0 | 0 | 0 | 0 | 0 | 0 | 0 | 0 | 0 | 0 | 0 | 0 | 0 | 0 | 0 | 0 | 0 | 0 | 0 | 0 | 0 | 0 | 0 | 0 | 0 | 0 | 0 | 0 | 0 | 0 | 0 | 0 | 0 | 0 | 0 | 0 | 0 | 0 | 0 | 0 | 0 | 2020
Vintage1992 | natural gas steam turbine | TRUE | 19876.10771.VA.ST | 10771 | N | . | Hopewell Power Station | Virginia Electric & Power Co | 19876 | VA | SAT | SERC |  | 22 | 1 | Electric Utility | ST | NG | NG | PJM | AM | mcf | 7 | 0 | 0 | 0 | 0 | 0 | 0 | 0 | 0 | 98 | 109 | 239 | 7 | 0 | 0 | 0 | 0 | 0 | 0 | 0 | 0 | 98 | 109 | 239 | 1.04 | 0 | 0 | 0 | 0 | 0 | 0 | 0 | 0 | 1.04 | 1.04 | 1.04 | 7 | 0 | 0 | 0 | 0 | 0 | 0 | 0 | 0 | 102 | 113 | 249 | 7 | 0 | 0 | 0 | 0 | 0 | 0 | 0 | 0 | 102 | 113 | 249 | 0.54 | 0 | 0 | 0 | 0 | 0 | 0 | 0 | 0 | 5.534 | 6.44 | 13.252 | 453 | 453 | 471 | 471 | 25.766 | 2020
Vintage1992 | biomass | TRUE | 19876.10771.VA.ST | 10771 | N | . | Hopewell Power Station | Virginia Electric & Power Co | 19876 | VA | SAT | SERC |  | 22 | 1 | Electric Utility | ST | WDS | WWW | PJM | AM | short tons | 1713 | 0 | 0 | 0 | 0 | 0 | 0 | 0 | 0 | 52668 | 34325 | 39767 | 1713 | 0 | 0 | 0 | 0 | 0 | 0 | 0 | 0 | 52668 | 34325 | 39767 | 10.458 | 0 | 0 | 0 | 0 | 0 | 0 | 0 | 0 | 11.015 | 10.368 | 10.809 | 17915 | 0 | 0 | 0 | 0 | 0 | 0 | 0 | 0 | 580138 | 355882 | 429842 | 17915 | 0 | 0 | 0 | 0 | 0 | 0 | 0 | 0 | 580138 | 355882 | 429842 | 1328.46 | 0 | 0 | 0 | 0 | 0 | 0 | 0 | 0 | 31498.466 | 20216.56 | 22917.748 | 128473 | 128473 | 1383777 | 1383777 | 75961.234 | 2020
Vintage1989 | natural gas steam turbine | TRUE | 16077.10772.CA.ST | 10772 | N | . | Rio Bravo Rocklin | Rio Bravo Rocklin | 16077 | CA | PACC | WECC |  | 22 | 2 | NAICS-22 Non-Cogen | ST | NG | NG | CISO | AM | mcf | 3788 | 3979 | 358 | 6672 | 2368 | 4322 | 4123 | 1900 | 3898 | 2733 | 3421 | 2212 | 3788 | 3979 | 358 | 6672 | 2368 | 4322 | 4123 | 1900 | 3898 | 2733 | 3421 | 2212 | 1 | 1 | 1 | 1 | 1 | 1 | 1 | 1 | 1 | 1 | 1 | 1 | 3788 | 3979 | 358 | 6672 | 2368 | 4322 | 4123 | 1900 | 3898 | 2733 | 3421 | 2212 | 3788 | 3979 | 358 | 6672 | 2368 | 4322 | 4123 | 1900 | 3898 | 2733 | 3421 | 2212 | 255.039 | 255.266 | 19.702 | 477.584 | 155.219 | 293.44 | 270.66 | 112.75 | 243.962 | 182.667 | 197.371 | 137.455 | 39774 | 39774 | 39774 | 39774 | 2601.115 | 2020
Vintage1989 | biomass | TRUE | 16077.10772.CA.ST | 10772 | N | . | Rio Bravo Rocklin | Rio Bravo Rocklin | 16077 | CA | PACC | WECC |  | 22 | 2 | NAICS-22 Non-Cogen | ST | WDS | WWW | CISO | AM | short tons | 15279 | 12333 | 21337 | 14538 | 9493 | 17198 | 16180 | 19013 | 10753 | 17489 | 16046 | 16880 | 15279 | 12333 | 21337 | 14538 | 9493 | 17198 | 16180 | 19013 | 10753 | 17489 | 16046 | 16880 | 15.78 | 15.15 | 15.2 | 13.89 | 15 | 13.77 | 13.97 | 15.75 | 14.55 | 14.34 | 15.4 | 14.46 | 241103 | 186845 | 324322 | 201933 | 142395 | 236816 | 226035 | 299455 | 156456 | 250792 | 247108 | 244085 | 241103 | 186845 | 324322 | 201933 | 142395 | 236816 | 226035 | 299455 | 156456 | 250792 | 247108 | 244085 | 16232.961 | 11986.734 | 17848.298 | 14454.416 | 9333.781 | 16078.56 | 14838.34 | 17770.25 | 9792.038 | 16762.333 | 14256.629 | 15167.545 | 186539 | 186539 | 2757345 | 2757345 | 174521.89 | 2020
Vintage1992 | hard coal | TRUE | 19876.10773.VA.ST | 10773 | N | . | Altavista Power Station | Virginia Electric & Power Co | 19876 | VA | SAT | SERC |  | 22 | 1 | Electric Utility | ST | BIT | COL | PJM | A | short tons | 0 | 0 | 0 | 0 | 0 | 0 | 0 | 0 | 0 | 0 | 0 | 0 | 0 | 0 | 0 | 0 | 0 | 0 | 0 | 0 | 0 | 0 | 0 | 0 | 0 | 0 | 0 | 0 | 0 | 0 | 0 | 0 | 0 | 0 | 0 | 0 | 0 | 0 | 0 | 0 | 0 | 0 | 0 | 0 | 0 | 0 | 0 | 0 | 0 | 0 | 0 | 0 | 0 | 0 | 0 | 0 | 0 | 0 | 0 | 0 | 0 | 0 | 0 | 0 | 0 | 0 | 0 | 0 | 0 | 0 | 0 | 0 | 0 | 0 | 0 | 0 | 0 | 2020
Vintage1992 | petroleum | TRUE | 19876.10773.VA.ST | 10773 | N | . | Altavista Power Station | Virginia Electric & Power Co | 19876 | VA | SAT | SERC |  | 22 | 1 | Electric Utility | ST | DFO | DFO | PJM | A | barrels | 0 | 0 | 0 | 0 | 0 | 0 | 0 | 0 | 0 | 0 | 0 | 0 | 0 | 0 | 0 | 0 | 0 | 0 | 0 | 0 | 0 | 0 | 0 | 0 | 0 | 0 | 0 | 0 | 0 | 0 | 0 | 0 | 0 | 0 | 0 | 0 | 0 | 0 | 0 | 0 | 0 | 0 | 0 | 0 | 0 | 0 | 0 | 0 | 0 | 0 | 0 | 0 | 0 | 0 | 0 | 0 | 0 | 0 | 0 | 0 | 0 | 0 | 0 | 0 | 0 | 0 | 0 | 0 | 0 | 0 | 0 | 0 | 0 | 0 | 0 | 0 | 0 | 2020
Vintage1992 | natural gas steam turbine | TRUE | 19876.10773.VA.ST | 10773 | N | . | Altavista Power Station | Virginia Electric & Power Co | 19876 | VA | SAT | SERC |  | 22 | 1 | Electric Utility | ST | NG | NG | PJM | AM | mcf | 1238 | 2228 | 1778 | 1221 | 0 | 1956 | 0 | 1235 | 29 | 1967 | 2991 | 1224 | 1238 | 2228 | 1778 | 1221 | 0 | 1956 | 0 | 1235 | 29 | 1967 | 2991 | 1224 | 1.04 | 1.04 | 1.04 | 1.04 | 0 | 1.04 | 0 | 1.04 | 1.04 | 1.04 | 1.04 | 1.04 | 1288 | 2317 | 1849 | 1270 | 0 | 2034 | 0 | 1284 | 30 | 2046 | 3111 | 1273 | 1288 | 2317 | 1849 | 1270 | 0 | 2034 | 0 | 1284 | 30 | 2046 | 3111 | 1273 | 81.376 | 138.941 | 106.521 | 79.38 | 0 | 128.625 | 0 | 82.727 | 2.076 | 122.936 | 185.614 | 80.416 | 15867 | 15867 | 16502 | 16502 | 1008.612 | 2020
Vintage1992 | biomass | TRUE | 19876.10773.VA.ST | 10773 | N | . | Altavista Power Station | Virginia Electric & Power Co | 19876 | VA | SAT | SERC |  | 22 | 1 | Electric Utility | ST | WDS | WWW | PJM | AM | short tons | 42391 | 46032 | 41429 | 26395 | 45716 | 48001 | 54912 | 39577 | 41644 | 12117 | 35515 | 22251 | 42391 | 46032 | 41429 | 26395 | 45716 | 48001 | 54912 | 39577 | 41644 | 12117 | 35515 | 22251 | 10.271 | 9.733 | 10.108 | 10.287 | 10.515 | 10.379 | 11.123 | 10.224 | 10.084 | 10.308 | 10.322 | 10.259 | 435398 | 448029 | 418764 | 271525 | 480704 | 498202 | 610786 | 404635 | 419938 | 124902 | 366586 | 228273 | 435398 | 448029 | 418764 | 271525 | 480704 | 498202 | 610786 | 404635 | 419938 | 124902 | 366586 | 228273 | 27518.624 | 26865.059 | 24123.479 | 16973.62 | 33456 | 31501.375 | 37694 | 26062.273 | 28898.924 | 7506.064 | 21874.386 | 14420.584 | 455980 | 455980 | 4707742 | 4707742 | 296894.39 | 2020
Vintage1992 | hard coal | TRUE | 19876.10774.VA.ST | 10774 | N | . | Southampton Power Station | Virginia Electric & Power Co | 19876 | VA | SAT | SERC |  | 22 | 1 | Electric Utility | ST | BIT | COL | PJM | A | short tons | 0 | 0 | 0 | 0 | 0 | 0 | 0 | 0 | 0 | 0 | 0 | 0 | 0 | 0 | 0 | 0 | 0 | 0 | 0 | 0 | 0 | 0 | 0 | 0 | 0 | 0 | 0 | 0 | 0 | 0 | 0 | 0 | 0 | 0 | 0 | 0 | 0 | 0 | 0 | 0 | 0 | 0 | 0 | 0 | 0 | 0 | 0 | 0 | 0 | 0 | 0 | 0 | 0 | 0 | 0 | 0 | 0 | 0 | 0 | 0 | 0 | 0 | 0 | 0 | 0 | 0 | 0 | 0 | 0 | 0 | 0 | 0 | 0 | 0 | 0 | 0 | 0 | 2020
Vintage1992 | petroleum | TRUE | 19876.10774.VA.ST | 10774 | N | . | Southampton Power Station | Virginia Electric & Power Co | 19876 | VA | SAT | SERC |  | 22 | 1 | Electric Utility | ST | DFO | DFO | PJM | AM | barrels | 260 | 220 | 490 | 270 | 549 | 427 | 414 | 100 | 17 | 560 | 330 | 506 | 260 | 220 | 490 | 270 | 549 | 427 | 414 | 100 | 17 | 560 | 330 | 506 | 5.793 | 5.793 | 5.793 | 5.793 | 5.793 | 5.793 | 5.793 | 5.793 | 5.793 | 5.793 | 5.793 | 5.793 | 1506 | 1274 | 2839 | 1564 | 3180 | 2474 | 2398 | 579 | 98 | 3244 | 1912 | 2931 | 1506 | 1274 | 2839 | 1564 | 3180 | 2474 | 2398 | 579 | 98 | 3244 | 1912 | 2931 | 95.677 | 80.74 | 165.46 | 85.419 | 175.399 | 141.567 | 133.798 | 33.417 | 6.006 | 179.698 | 112.409 | 156.852 | 4143 | 4143 | 23999 | 23999 | 1366.442 | 2020
Vintage1992 | petroleum | TRUE | 19876.10774.VA.ST | 10774 | N | . | Southampton Power Station | Virginia Electric & Power Co | 19876 | VA | SAT | SERC |  | 22 | 1 | Electric Utility | ST | RFO | RFO | PJM | A | barrels | 0 | 0 | 0 | 0 | 0 | 0 | 0 | 0 | 0 | 0 | 0 | 0 | 0 | 0 | 0 | 0 | 0 | 0 | 0 | 0 | 0 | 0 | 0 | 0 | 0 | 0 | 0 | 0 | 0 | 0 | 0 | 0 | 0 | 0 | 0 | 0 | 0 | 0 | 0 | 0 | 0 | 0 | 0 | 0 | 0 | 0 | 0 | 0 | 0 | 0 | 0 | 0 | 0 | 0 | 0 | 0 | 0 | 0 | 0 | 0 | 0 | 0 | 0 | 0 | 0 | 0 | 0 | 0 | 0 | 0 | 0 | 0 | 0 | 0 | 0 | 0 | 0 | 2020
Vintage1992 | biomass | TRUE | 19876.10774.VA.ST | 10774 | N | . | Southampton Power Station | Virginia Electric & Power Co | 19876 | VA | SAT | SERC |  | 22 | 1 | Electric Utility | ST | WDS | WWW | PJM | AM | short tons | 48224 | 52702 | 46299 | 3332 | 18887 | 47657 | 43618 | 57507 | 57728 | 5504 | 45244 | 28673 | 48224 | 52702 | 46299 | 3332 | 18887 | 47657 | 43618 | 57507 | 57728 | 5504 | 45244 | 28673 | 9.669 | 9.638 | 9.758 | 10.06 | 10.247 | 10.503 | 10.912 | 10.505 | 9.721 | 9.772 | 10.027 | 10.603 | 466278 | 507942 | 451786 | 33520 | 193535 | 500541 | 475960 | 604111 | 561174 | 53785 | 453662 | 304020 | 466278 | 507942 | 451786 | 33520 | 193535 | 500541 | 475960 | 604111 | 561174 | 53785 | 453662 | 304020 | 29619.323 | 32179.26 | 26334.54 | 1830.581 | 10673.601 | 28646.433 | 26553.202 | 34848.583 | 34223.994 | 2979.302 | 26675.591 | 16268.148 | 455375 | 455375 | 4606314 | 4606314 | 270832.56 | 2020
Vintage1990 | natural gas peaker | TRUE | 5533.10776.CA.GT | 10776 | N | . | E F Oxnard Energy Facility | EF Oxnard, LLC | 5533 | CA | PACC | WECC |  | 22 | 2 | NAICS-22 Non-Cogen | GT | NG | NG | CISO | M | mcf | 122461 | 94994 | 96824 | 122549 | 5161 | 12538 | 16424 | 27080 | 16770 | 21691 | 8800 | 773 | 122461 | 94994 | 96824 | 122549 | 5161 | 12538 | 16424 | 27080 | 16770 | 21691 | 8800 | 773 | 1.045 | 1.046 | 1.047 | 1.043 | 1.032 | 1.027 | 1.024 | 1.024 | 1.031 | 1.031 | 1.041 | 1.046 | 127972 | 99364 | 101375 | 127819 | 5326 | 12877 | 16818 | 27730 | 17290 | 22363 | 9161 | 809 | 127972 | 99364 | 101375 | 127819 | 5326 | 12877 | 16818 | 27730 | 17290 | 22363 | 9161 | 809 | 13810 | 10719 | 10943 | 13843 | 580 | 1230 | 1708 | 2851 | 1743 | 2195 | 932 | 61 | 546065 | 546065 | 568904 | 568904 | 60615 | 2020
Vintage1989 | natural gas steam turbine | TRUE | 56866.10777.CA.ST | 10777 | N | . | HL Power | HL Power Company | 56866 | CA | PACC | WECC |  | 22 | 2 | NAICS-22 Non-Cogen | ST | NG | NG | CISO | AM | mcf | 0 | 0 | 525 | 430 | 49 | 0 | 412 | 0 | 7952 | 10810 | 585 | 0 | 0 | 0 | 525 | 430 | 49 | 0 | 412 | 0 | 7952 | 10810 | 585 | 0 | 0 | 0 | 1.01 | 1.01 | 1.01 | 0 | 1.01 | 0 | 1.01 | 1.01 | 1.01 | 0 | 0 | 0 | 530 | 434 | 49 | 0 | 416 | 0 | 8032 | 10918 | 591 | 0 | 0 | 0 | 530 | 434 | 49 | 0 | 416 | 0 | 8032 | 10918 | 591 | 0 | 0 | 0 | 37.093 | 28.748 | 3.477 | 0 | 27.355 | 0 | 555.302 | 734.114 | 42.171 | 0 | 20763 | 20763 | 20970 | 20970 | 1428.26 | 2020
Vintage1989 | biomass | TRUE | 56866.10777.CA.ST | 10777 | N | . | HL Power | HL Power Company | 56866 | CA | PACC | WECC |  | 22 | 2 | NAICS-22 Non-Cogen | ST | WDS | WWW | CISO | AM | short tons | 17646 | 16514 | 16033 | 7599 | 16646 | 15894 | 12667 | 16734 | 14723 | 14185 | 11170 | 16447 | 17646 | 16514 | 16033 | 7599 | 16646 | 15894 | 12667 | 16734 | 14723 | 14185 | 11170 | 16447 | 16.36 | 16.57 | 15.99 | 16.73 | 16.74 | 16.74 | 16.87 | 16.87 | 16.47 | 16.79 | 16.43 | 16.43 | 288689 | 273637 | 256368 | 127131 | 278654 | 266066 | 213692 | 282303 | 242488 | 238166 | 183523 | 270224 | 288689 | 273637 | 256368 | 127131 | 278654 | 266066 | 213692 | 282303 | 242488 | 238166 | 183523 | 270224 | 19620 | 18368 | 17933.907 | 8415.252 | 19579.523 | 18855 | 14047.645 | 19687 | 16765.698 | 16013.886 | 13098.829 | 19350 | 176258 | 176258 | 2920941 | 2920941 | 201734.74 | 2020
Vintage1983 | hydro | TRUE | 10363.10781.ID.HY | 10781 | N | . | Koyle Ranch Hydroelectric Project | Koyle Hydro Inc | 10363 | ID | MTN | WECC |  | 22 | 2 | NAICS-22 Non-Cogen | HY | WAT | HYC | IPCO | A |  | 0 | 0 | 0 | 0 | 0 | 0 | 0 | 0 | 0 | 0 | 0 | 0 | 0 | 0 | 0 | 0 | 0 | 0 | 0 | 0 | 0 | 0 | 0 | 0 | 0 | 0 | 0 | 0 | 0 | 0 | 0 | 0 | 0 | 0 | 0 | 0 | 2223 | 2341 | 2436 | 2740 | 3117 | 3036 | 3076 | 3097 | 2250 | 2461 | 2399 | 2228 | 2223 | 2341 | 2436 | 2740 | 3117 | 3036 | 3076 | 3097 | 2250 | 2461 | 2399 | 2228 | 253.53 | 267.031 | 277.811 | 312.54 | 355.518 | 346.302 | 350.887 | 353.267 | 256.607 | 280.731 | 273.649 | 254.127 | 0 | 0 | 31404 | 31404 | 3582 | 2020
Vintage1990 | petroleum | TRUE | 4217.10784.MT.ST | 10784 | N | . | Colstrip Energy LP | Colstrip Energy LP | 4217 | MT | MTN | WECC |  | 22 | 2 | NAICS-22 Non-Cogen | ST | DFO | DFO | NWMT | AM | barrels | 0 | 0 | 0 | 92 | 0 | 205 | 0 | 0 | 0 | 268 | 205 | 200 | 0 | 0 | 0 | 92 | 0 | 205 | 0 | 0 | 0 | 268 | 205 | 200 | 0 | 0 | 0 | 5.912 | 0 | 5.912 | 0 | 0 | 0 | 5.912 | 5.912 | 5.912 | 0 | 0 | 0 | 544 | 0 | 1212 | 0 | 0 | 0 | 1584 | 1212 | 1182 | 0 | 0 | 0 | 544 | 0 | 1212 | 0 | 0 | 0 | 1584 | 1212 | 1182 | 0 | 0 | 0 | 38.352 | 0 | 86.218 | 0 | 0 | 0 | 105.26 | 75.662 | 91.369 | 970 | 970 | 5734 | 5734 | 396.861 | 2020
Vintage1990 | hard coal | TRUE | 4217.10784.MT.ST | 10784 | N | . | Colstrip Energy LP | Colstrip Energy LP | 4217 | MT | MTN | WECC |  | 22 | 2 | NAICS-22 Non-Cogen | ST | SUB | COL | NWMT | A | short tons | 0 | 0 | 0 | 0 | 0 | 0 | 0 | 0 | 0 | 0 | 0 | 0 | 0 | 0 | 0 | 0 | 0 | 0 | 0 | 0 | 0 | 0 | 0 | 0 | 0 | 0 | 0 | 0 | 0 | 0 | 0 | 0 | 0 | 0 | 0 | 0 | 0 | 0 | 0 | 0 | 0 | 0 | 0 | 0 | 0 | 0 | 0 | 0 | 0 | 0 | 0 | 0 | 0 | 0 | 0 | 0 | 0 | 0 | 0 | 0 | 0 | 0 | 0 | 0 | 0 | 0 | 0 | 0 | 0 | 0 | 0 | 0 | 0 | 0 | 0 | 0 | 0 | 2020
Vintage1990 | hard coal | TRUE | 4217.10784.MT.ST | 10784 | N | . | Colstrip Energy LP | Colstrip Energy LP | 4217 | MT | MTN | WECC |  | 22 | 2 | NAICS-22 Non-Cogen | ST | WC | WOC | NWMT | AM | short tons | 23589 | 22208 | 24733 | 23789 | 25172 | 14827 | 22782 | 23450 | 11669 | 14820 | 2702 | 21760 | 23589 | 22208 | 24733 | 23789 | 25172 | 14827 | 22782 | 23450 | 11669 | 14820 | 2702 | 21760 | 17.637 | 17.392 | 16.485 | 16.18 | 15.72 | 16.718 | 16.998 | 16.408 | 15.74 | 16.081 | 16.198 | 16.497 | 416039 | 386242 | 407724 | 384906 | 395704 | 247878 | 387248 | 384768 | 183670 | 238320 | 43767 | 358975 | 416039 | 386242 | 407724 | 384906 | 395704 | 247878 | 387248 | 384768 | 183670 | 238320 | 43767 | 358975 | 28793 | 26710 | 28801 | 27140.648 | 28659 | 17633.782 | 27377 | 27112 | 13232 | 15832.74 | 2732.338 | 27739.631 | 231501 | 231501 | 3835241 | 3835241 | 271763.14 | 2020
Vintage1989 | hydro | TRUE | 64078.10787.SC.HY | 10787 | N | . | Piedmont Hydro Power Project | Central Rivers Power US, LLC | 64078 | SC | SAT | SERC |  | 22 | 2 | NAICS-22 Non-Cogen | HY | WAT | HYC | DUK | A |  | 0 | 0 | 0 | 0 | 0 | 0 | 0 | 0 | 0 | 0 | 0 | 0 | 0 | 0 | 0 | 0 | 0 | 0 | 0 | 0 | 0 | 0 | 0 | 0 | 0 | 0 | 0 | 0 | 0 | 0 | 0 | 0 | 0 | 0 | 0 | 0 | 5153 | 5748 | 6570 | 5456 | 5014 | 3311 | 2629 | 2813 | 2352 | 1950 | 2720 | 3599 | 5153 | 5748 | 6570 | 5456 | 5014 | 3311 | 2629 | 2813 | 2352 | 1950 | 2720 | 3599 | 587.732 | 655.683 | 749.431 | 622.299 | 571.915 | 377.622 | 299.928 | 320.891 | 268.226 | 222.482 | 310.306 | 410.485 | 0 | 0 | 47315 | 47315 | 5397 | 2020
Vintage2001 | natural gas combined cycle | FALSE | 57160.10789.TX.CA | 10789 | Y | . | Sabine River Works | Performance Materials NA, Inc. | 57160 | TX | WSC | SERC |  | 325211 | 7 | Industrial NAICS Cogen | CA | NG | NG | MISO | M | mcf | 68332 | 55099 | 65103 | 39059 | 109922 | 115161 | 74888 | 64615 | 0 | 0 | 0 | 121312 | 68332 | 55099 | 65103 | 39059 | 0 | 109087 | 74888 | 64615 | 0 | 0 | 0 | 121312 | 1.045 | 1.014 | 1.021 | 1.016 | 1.021 | 1.009 | 1.009 | 1.01 | 0 | 0 | 0 | 1.014 | 71407 | 55870 | 66470 | 39684 | 112230 | 116197 | 75562 | 65261 | 0 | 0 | 0 | 123010 | 71407 | 55870 | 66470 | 39684 | 0 | 110069 | 75562 | 65261 | 0 | 0 | 0 | 123010 | 61335.328 | 53020.915 | 61268.288 | 57264.947 | 0 | 20103.077 | 62289.288 | 50820.167 | 0 | 0 | 0 | 53529 | 713491 | 597495 | 725691 | 607333 | 419631.01 | 2020
Vintage2001 | other | FALSE | 57160.10789.TX.CA | 10789 | Y | . | Sabine River Works | Performance Materials NA, Inc. | 57160 | TX | WSC | SERC |  | 325211 | 7 | Industrial NAICS Cogen | CA | OG | OOG | MISO | M | mcf | 292325 | 95674 | 233541 | 369503 | 6782 | 55506 | 295995 | 143084 | 0 | 0 | 0 | 0 | 38364 | 12336 | 30605 | 49212 | 0 | 3056 | 42181 | 18819 | 0 | 0 | 0 | 0 | 0.332 | 0.339 | 0.332 | 0.335 | 0.322 | 0.342 | 0.331 | 0.342 | 0 | 0 | 0 | 0 | 97052 | 32433 | 77536 | 123784 | 2184 | 18983 | 97974 | 48935 | 0 | 0 | 0 | 0 | 12737 | 4182 | 10161 | 16486 | 0 | 1045 | 13962 | 6436 | 0 | 0 | 0 | 0 | 2342.672 | 768.085 | 1869.712 | 3032.053 | 0 | 190.923 | 2566.712 | 1179.833 | 0 | 0 | 0 | 0 | 1492410 | 194573 | 498881 | 65009 | 11949.99 | 2020
Vintage2001 | natural gas combined cycle | FALSE | 57160.10789.TX.CT | 10789 | Y | . | Sabine River Works | Performance Materials NA, Inc. | 57160 | TX | WSC | SERC |  | 325211 | 7 | Industrial NAICS Cogen | CT | NG | NG | MISO | M | mcf | 2363239 | 2152874 | 2423390 | 2261965 | 1693218 | 1865812 | 2281558 | 2022331 | 374128 | 512959 | 528358 | 2186082 | 1452532 | 1344027 | 1527297 | 1467589 | 859919 | 946569 | 1445010 | 1272683 | 184141 | 256628 | 265632 | 1312705 | 1.045 | 1.014 | 1.021 | 1.016 | 1.021 | 1.009 | 1.009 | 1.01 | 1.017 | 1.017 | 1.014 | 1.014 | 2469585 | 2183014 | 2474281 | 2298156 | 1728776 | 1882604 | 2302092 | 2042554 | 380488 | 521679 | 535755 | 2216687 | 1517896 | 1362843 | 1559370 | 1491070 | 877977 | 955088 | 1458015 | 1285410 | 187271 | 260991 | 269351 | 1331083 | 230980 | 207575 | 237900 | 224313 | 160229 | 175381 | 219626 | 196845 | 35127 | 48955 | 50523 | 213622 | 20665914 | 12334732 | 21035671 | 12556365 | 2001076 | 2020
Vintage2001 | other | FALSE | 57160.10789.TX.CT | 10789 | Y | . | Sabine River Works | Performance Materials NA, Inc. | 57160 | TX | WSC | SERC |  | 325211 | 7 | Industrial NAICS Cogen | CT | OG | OOG | MISO | M | mcf | 0 | 0 | 0 | 0 | 0 | 0 | 0 | 0 | 0 | 0 | 0 | 0 | 0 | 0 | 0 | 0 | 0 | 0 | 0 | 0 | 0 | 0 | 0 | 0 | 0 | 0 | 0 | 0 | 0 | 0 | 0 | 0 | 0 | 0 | 0 | 0 | 0 | 0 | 0 | 0 | 0 | 0 | 0 | 0 | 0 | 0 | 0 | 0 | 0 | 0 | 0 | 0 | 0 | 0 | 0 | 0 | 0 | 0 | 0 | 0 | 0 | 0 | 0 | 0 | 0 | 0 | 0 | 0 | 0 | 0 | 0 | 0 | 0 | 0 | 0 | 0 | 0 | 2020
Vintage1987 | natural gas peaker | FALSE | 50006.10790.TX.GT | 10790 | Y | . | Victoria Texas Plant | Invista | 50006 | TX | WSC | TRE |  | 325211 | 7 | Industrial NAICS Cogen | GT | NG | NG | ERCO | A | mcf | 431874 | 410892 | 400398 | 356516 | 426814 | 504824 | 614198 | 594463 | 490539 | 424202 | 332267 | 365171 | 170309 | 162035 | 157896 | 140591 | 168314 | 199076 | 242208 | 234426 | 193443 | 167284 | 131029 | 144005 | 1.033 | 1.033 | 1.033 | 1.033 | 1.033 | 1.033 | 1.033 | 1.033 | 1.033 | 1.033 | 1.033 | 1.033 | 446126 | 424451 | 413611 | 368281 | 440899 | 521483 | 634467 | 614080 | 506727 | 438201 | 343232 | 377222 | 175929 | 167382 | 163107 | 145231 | 173868 | 205646 | 250201 | 242162 | 199827 | 172804 | 135353 | 148757 | 35901.849 | 34157.592 | 33285.245 | 29637.275 | 35481.239 | 41966.25 | 51058.516 | 49417.939 | 40778.732 | 35264.048 | 27621.493 | 30356.822 | 5352158 | 2110616 | 5528780 | 2180267 | 444927 | 2020
Vintage1993 | hard coal | FALSE | 50006.10795.SC.ST | 10795 | Y | . | Camden South Carolina | Invista | 50006 | SC | SAT | SERC |  | 325211 | 7 | Industrial NAICS Cogen | ST | BIT | COL | CPLE | M | short tons | 0 | 0 | 0 | 0 | 0 | 0 | 0 | 0 | 0 | 0 | 0 | 0 | 0 | 0 | 0 | 0 | 0 | 0 | 0 | 0 | 0 | 0 | 0 | 0 | 0 | 0 | 0 | 0 | 0 | 0 | 0 | 0 | 0 | 0 | 0 | 0 | 0 | 0 | 0 | 0 | 0 | 0 | 0 | 0 | 0 | 0 | 0 | 0 | 0 | 0 | 0 | 0 | 0 | 0 | 0 | 0 | 0 | 0 | 0 | 0 | 0 | 0 | 0 | 0 | 0 | 0 | 0 | 0 | 0 | 0 | 0 | 0 | 0 | 0 | 0 | 0 | 0 | 2020
Vintage1993 | petroleum | FALSE | 50006.10795.SC.ST | 10795 | Y | . | Camden South Carolina | Invista | 50006 | SC | SAT | SERC |  | 325211 | 7 | Industrial NAICS Cogen | ST | DFO | DFO | CPLE | M | barrels | 0 | 0 | 0 | 0 | 0 | 0 | 0 | 0 | 0 | 0 | 0 | 0 | 0 | 0 | 0 | 0 | 0 | 0 | 0 | 0 | 0 | 0 | 0 | 0 | 0 | 0 | 0 | 0 | 0 | 0 | 0 | 0 | 0 | 0 | 0 | 0 | 0 | 0 | 0 | 0 | 0 | 0 | 0 | 0 | 0 | 0 | 0 | 0 | 0 | 0 | 0 | 0 | 0 | 0 | 0 | 0 | 0 | 0 | 0 | 0 | 0 | 0 | 0 | 0 | 0 | 0 | 0 | 0 | 0 | 0 | 0 | 0 | 0 | 0 | 0 | 0 | 0 | 2020
Vintage1993 | natural gas steam turbine | FALSE | 50006.10795.SC.ST | 10795 | Y | . | Camden South Carolina | Invista | 50006 | SC | SAT | SERC |  | 325211 | 7 | Industrial NAICS Cogen | ST | NG | NG | CPLE | M | mcf | 102768 | 89219 | 85458 | 68927 | 62708 | 51065 | 56888 | 54395 | 54755 | 61990 | 72141 | 80666 | 0 | 0 | 0 | 0 | 0 | 0 | 0 | 0 | 0 | 0 | 0 | 0 | 1.03 | 1.03 | 1.031 | 1.033 | 1.032 | 1.031 | 1.03 | 1.031 | 1.034 | 1.031 | 1.034 | 1.031 | 105851 | 91896 | 88107 | 71202 | 64715 | 52648 | 58595 | 56081 | 56617 | 63912 | 74594 | 83167 | 0 | 0 | 0 | 0 | 0 | 0 | 0 | 0 | 0 | 0 | 0 | 0 | 0 | 0 | 0 | 0 | 0 | 0 | 0 | 0 | 0 | 0 | 0 | 0 | 840980 | 0 | 867385 | 0 | 0 | 2020
Vintage1981 | hydro | TRUE | 64078.10798.VA.HY | 10798 | N | . | Fries Hydroelectric Project | Central Rivers Power US, LLC | 64078 | VA | SAT | RFC |  | 22 | 2 | NAICS-22 Non-Cogen | HY | WAT | HYC | PJM | M |  | 0 | 0 | 0 | 0 | 0 | 0 | 0 | 0 | 0 | 0 | 0 | 0 | 0 | 0 | 0 | 0 | 0 | 0 | 0 | 0 | 0 | 0 | 0 | 0 | 0 | 0 | 0 | 0 | 0 | 0 | 0 | 0 | 0 | 0 | 0 | 0 | 4419 | 3980 | 4515 | 4664 | 10915 | 10792 | 3384 | 7619 | 9635 | 8916 | 8302 | 15465 | 4419 | 3980 | 4515 | 4664 | 10915 | 10792 | 3384 | 7619 | 9635 | 8916 | 8302 | 15465 | 504 | 454 | 515 | 532 | 1245 | 1231 | 386 | 869 | 1099 | 1017 | 947 | 1764 | 0 | 0 | 92606 | 92606 | 10563 | 2020
Vintage1989 | hydro | TRUE | 64078.10799.SC.HY | 10799 | N | . | Pelzer Upper | Central Rivers Power US, LLC | 64078 | SC | SAT | SERC |  | 22 | 2 | NAICS-22 Non-Cogen | HY | WAT | HYC | DUK | A |  | 0 | 0 | 0 | 0 | 0 | 0 | 0 | 0 | 0 | 0 | 0 | 0 | 0 | 0 | 0 | 0 | 0 | 0 | 0 | 0 | 0 | 0 | 0 | 0 | 0 | 0 | 0 | 0 | 0 | 0 | 0 | 0 | 0 | 0 | 0 | 0 | 5552 | 6194 | 7079 | 5878 | 5402 | 3567 | 2833 | 3031 | 2534 | 2102 | 2931 | 3877 | 5552 | 6194 | 7079 | 5878 | 5402 | 3567 | 2833 | 3031 | 2534 | 2102 | 2931 | 3877 | 633.251 | 706.466 | 807.475 | 670.497 | 616.21 | 406.869 | 323.158 | 345.744 | 289 | 239.713 | 334.339 | 442.278 | 0 | 0 | 50980 | 50980 | 5815 | 2020
Vintage1989 | hydro | TRUE | 64078.10800.SC.HY | 10800 | N | . | Pelzer Lower | Central Rivers Power US, LLC | 64078 | SC | SAT | SERC |  | 22 | 2 | NAICS-22 Non-Cogen | HY | WAT | HYC | DUK | A |  | 0 | 0 | 0 | 0 | 0 | 0 | 0 | 0 | 0 | 0 | 0 | 0 | 0 | 0 | 0 | 0 | 0 | 0 | 0 | 0 | 0 | 0 | 0 | 0 | 0 | 0 | 0 | 0 | 0 | 0 | 0 | 0 | 0 | 0 | 0 | 0 | 7809 | 8712 | 9957 | 8268 | 7599 | 5017 | 3985 | 4263 | 3564 | 2956 | 4123 | 5454 | 7809 | 8712 | 9957 | 8268 | 7599 | 5017 | 3985 | 4263 | 3564 | 2956 | 4123 | 5454 | 890.689 | 993.67 | 1135.741 | 943.077 | 866.721 | 572.276 | 454.533 | 486.301 | 406.488 | 337.165 | 470.26 | 622.079 | 0 | 0 | 71707 | 71707 | 8179 | 2020
Vintage1986 | hydro | TRUE | 64078.10801.SC.HY | 10801 | N | . | Ware Shoals Hydro Project | Central Rivers Power US, LLC | 64078 | SC | SAT | SERC |  | 22 | 2 | NAICS-22 Non-Cogen | HY | WAT | HYC | DUK | M |  | 0 | 0 | 0 | 0 | 0 | 0 | 0 | 0 | 0 | 0 | 0 | 0 | 0 | 0 | 0 | 0 | 0 | 0 | 0 | 0 | 0 | 0 | 0 | 0 | 0 | 0 | 0 | 0 | 0 | 0 | 0 | 0 | 0 | 0 | 0 | 0 | 20471 | 16280 | 5409 | 7171 | 3051 | 6628 | 35 | 0 | 0 | 2551 | 4953 | 3445 | 20471 | 16280 | 5409 | 7171 | 3051 | 6628 | 35 | 0 | 0 | 2551 | 4953 | 3445 | 2335 | 1857 | 617 | 818 | 348 | 756 | 4 | 0 | 0 | 291 | 565 | 393 | 0 | 0 | 69994 | 69994 | 7984 | 2020
Vintage1989 | petroleum | TRUE | 5530.10805.NJ.CA | 10805 | Y | . | Kenilworth Energy Facility | E F Kenilworth LLC | 5530 | NJ | MAT | RFC |  | 22 | 3 | NAICS-22 Cogen | CA | DFO | DFO | PJM | A | barrels | 0 | 0 | 0 | 0 | 0 | 0 | 0 | 0 | 0 | 0 | 0 | 0 | 0 | 0 | 0 | 0 | 0 | 0 | 0 | 0 | 0 | 0 | 0 | 0 | 0 | 0 | 0 | 0 | 0 | 0 | 0 | 0 | 0 | 0 | 0 | 0 | 0 | 0 | 0 | 0 | 0 | 0 | 0 | 0 | 0 | 0 | 0 | 0 | 0 | 0 | 0 | 0 | 0 | 0 | 0 | 0 | 0 | 0 | 0 | 0 | 0.179 | 0.137 | 0.19 | 0.139 | 0.176 | 0.13 | 0.182 | 0.161 | 0.149 | 0.117 | 0.141 | 0.164 | 0 | 0 | 0 | 0 | 1.865 | 2020
Vintage1989 | natural gas combined cycle | TRUE | 5530.10805.NJ.CA | 10805 | Y | . | Kenilworth Energy Facility | E F Kenilworth LLC | 5530 | NJ | MAT | RFC |  | 22 | 3 | NAICS-22 Cogen | CA | NG | NG | PJM | A | mcf | 0 | 0 | 0 | 0 | 0 | 0 | 0 | 0 | 0 | 0 | 0 | 0 | 0 | 0 | 0 | 0 | 0 | 0 | 0 | 0 | 0 | 0 | 0 | 0 | 0 | 0 | 0 | 0 | 0 | 0 | 0 | 0 | 0 | 0 | 0 | 0 | 0 | 0 | 0 | 0 | 0 | 0 | 0 | 0 | 0 | 0 | 0 | 0 | 0 | 0 | 0 | 0 | 0 | 0 | 0 | 0 | 0 | 0 | 0 | 0 | 1722.27 | 1510.071 | 1532.418 | 1392.951 | 1176.895 | 1955.957 | 2982.655 | 2612.529 | 1652.223 | 1822.359 | 1600.777 | 1162.66 | 0 | 0 | 0 | 0 | 21123.765 | 2020
Vintage1989 | petroleum | TRUE | 5530.10805.NJ.CT | 10805 | Y | . | Kenilworth Energy Facility | E F Kenilworth LLC | 5530 | NJ | MAT | RFC |  | 22 | 3 | NAICS-22 Cogen | CT | DFO | DFO | PJM | A | barrels | 2 | 2 | 2 | 2 | 2 | 2 | 2 | 2 | 2 | 2 | 2 | 2 | 2 | 1 | 2 | 1 | 2 | 1 | 2 | 2 | 1 | 1 | 1 | 2 | 5.82 | 5.82 | 5.82 | 5.82 | 5.82 | 5.82 | 5.82 | 5.82 | 5.82 | 5.82 | 5.82 | 5.82 | 12 | 12 | 12 | 12 | 12 | 12 | 12 | 12 | 12 | 12 | 12 | 12 | 10 | 8 | 11 | 8 | 10 | 7 | 10 | 9 | 8 | 7 | 8 | 9 | 1.082 | 0.83 | 1.154 | 0.844 | 1.065 | 0.787 | 1.104 | 0.978 | 0.906 | 0.712 | 0.855 | 0.997 | 24 | 18 | 144 | 105 | 11.314 | 2020
Vintage1989 | natural gas combined cycle | TRUE | 5530.10805.NJ.CT | 10805 | Y | . | Kenilworth Energy Facility | E F Kenilworth LLC | 5530 | NJ | MAT | RFC |  | 22 | 3 | NAICS-22 Cogen | CT | NG | NG | PJM | A | mcf | 124744 | 109374 | 110993 | 100891 | 85242 | 141669 | 216033 | 189225 | 119670 | 131993 | 115944 | 84211 | 96279 | 84417 | 85666 | 77869 | 65791 | 109342 | 166738 | 146047 | 92364 | 101874 | 89487 | 64996 | 1.034 | 1.034 | 1.034 | 1.034 | 1.034 | 1.034 | 1.034 | 1.034 | 1.034 | 1.034 | 1.034 | 1.034 | 128985 | 113093 | 114767 | 104321 | 88140 | 146486 | 223378 | 195659 | 123739 | 136481 | 119886 | 87074 | 99553 | 87287 | 88579 | 80517 | 68028 | 113060 | 172407 | 151013 | 95504 | 105338 | 92530 | 67206 | 10447.572 | 9160.338 | 9295.898 | 8449.873 | 7139.241 | 11865.159 | 18093.277 | 15848.031 | 10022.655 | 11054.732 | 9710.575 | 7052.885 | 1529989 | 1180870 | 1582009 | 1221022 | 128140.24 | 2020
Vintage1988 | hydro | TRUE | 3490.10806.ID.HY | 10806 | N | . | Crystal Springs | Crystal Springs Hydro Elec LP | 3490 | ID | MTN | WECC |  | 22 | 2 | NAICS-22 Non-Cogen | HY | WAT | HYC | IPCO | A |  | 0 | 0 | 0 | 0 | 0 | 0 | 0 | 0 | 0 | 0 | 0 | 0 | 0 | 0 | 0 | 0 | 0 | 0 | 0 | 0 | 0 | 0 | 0 | 0 | 0 | 0 | 0 | 0 | 0 | 0 | 0 | 0 | 0 | 0 | 0 | 0 | 7029 | 7403 | 7702 | 8665 | 9856 | 9601 | 9728 | 9794 | 7114 | 7783 | 7586 | 7045 | 7029 | 7403 | 7702 | 8665 | 9856 | 9601 | 9728 | 9794 | 7114 | 7783 | 7586 | 7045 | 801.714 | 844.404 | 878.493 | 988.314 | 1124.218 | 1095.077 | 1109.573 | 1117.102 | 811.444 | 887.729 | 865.332 | 803.6 | 0 | 0 | 99306 | 99306 | 11327 | 2020
Vintage1990 | hydro | TRUE | 64078.10807.ID.HY | 10807 | N | . | Dietrich Drop | Central Rivers Power US, LLC | 64078 | ID | MTN | WECC |  | 22 | 2 | NAICS-22 Non-Cogen | HY | WAT | HYC | IPCO | A |  | 0 | 0 | 0 | 0 | 0 | 0 | 0 | 0 | 0 | 0 | 0 | 0 | 0 | 0 | 0 | 0 | 0 | 0 | 0 | 0 | 0 | 0 | 0 | 0 | 0 | 0 | 0 | 0 | 0 | 0 | 0 | 0 | 0 | 0 | 0 | 0 | 9326 | 9823 | 10220 | 11497 | 13078 | 12739 | 12908 | 12995 | 9440 | 10327 | 10066 | 9348 | 9326 | 9823 | 10220 | 11497 | 13078 | 12739 | 12908 | 12995 | 9440 | 10327 | 10066 | 9348 | 1063.81 | 1120.455 | 1165.688 | 1311.412 | 1491.744 | 1453.077 | 1472.313 | 1482.303 | 1076.719 | 1177.943 | 1148.225 | 1066.311 | 0 | 0 | 131767 | 131767 | 15030 | 2020
Vintage1990 | hydro | TRUE | 64078.10808.ID.HY | 10808 | N | . | Low Line Rapids | Central Rivers Power US, LLC | 64078 | ID | MTN | WECC |  | 22 | 2 | NAICS-22 Non-Cogen | HY | WAT | HYC | IPCO | A |  | 0 | 0 | 0 | 0 | 0 | 0 | 0 | 0 | 0 | 0 | 0 | 0 | 0 | 0 | 0 | 0 | 0 | 0 | 0 | 0 | 0 | 0 | 0 | 0 | 0 | 0 | 0 | 0 | 0 | 0 | 0 | 0 | 0 | 0 | 0 | 0 | 58 | 61 | 64 | 72 | 82 | 80 | 81 | 81 | 59 | 65 | 63 | 58 | 58 | 61 | 64 | 72 | 82 | 80 | 81 | 81 | 59 | 65 | 63 | 58 | 6.652 | 7.008 | 7.29 | 8.202 | 9.33 | 9.088 | 9.208 | 9.271 | 6.734 | 7.367 | 7.181 | 6.669 | 0 | 0 | 824 | 824 | 94 | 2020
Vintage1990 | hydro | TRUE | 63985.10809.ID.HY | 10809 | N | . | Rock Creek II | Hydroland Omega LLC | 63985 | ID | MTN | WECC |  | 22 | 2 | NAICS-22 Non-Cogen | HY | WAT | HYC | IPCO | A |  | 0 | 0 | 0 | 0 | 0 | 0 | 0 | 0 | 0 | 0 | 0 | 0 | 0 | 0 | 0 | 0 | 0 | 0 | 0 | 0 | 0 | 0 | 0 | 0 | 0 | 0 | 0 | 0 | 0 | 0 | 0 | 0 | 0 | 0 | 0 | 0 | 2934 | 3091 | 3215 | 3617 | 4115 | 4008 | 4061 | 4089 | 2970 | 3249 | 3167 | 2941 | 2934 | 3091 | 3215 | 3617 | 4115 | 4008 | 4061 | 4089 | 2970 | 3249 | 3167 | 2941 | 334.715 | 352.537 | 366.769 | 412.619 | 469.359 | 457.192 | 463.245 | 466.388 | 338.776 | 370.625 | 361.274 | 335.501 | 0 | 0 | 41457 | 41457 | 4729 | 2020
Vintage1985 | hydro | TRUE | 5811.10817.NY.HY | 10817 | N | . | Port Leyden Hydroelectric Project | Empire Hydro Partners | 5811 | NY | MAT | NPCC |  | 22 | 2 | NAICS-22 Non-Cogen | HY | WAT | HYC | NYIS | A |  | 0 | 0 | 0 | 0 | 0 | 0 | 0 | 0 | 0 | 0 | 0 | 0 | 0 | 0 | 0 | 0 | 0 | 0 | 0 | 0 | 0 | 0 | 0 | 0 | 0 | 0 | 0 | 0 | 0 | 0 | 0 | 0 | 0 | 0 | 0 | 0 | 3253 | 3036 | 3224 | 3162 | 3302 | 3090 | 3242 | 3179 | 3020 | 3035 | 3002 | 3171 | 3253 | 3036 | 3224 | 3162 | 3302 | 3090 | 3242 | 3179 | 3020 | 3035 | 3002 | 3171 | 371.097 | 346.277 | 367.746 | 360.622 | 376.69 | 352.407 | 369.805 | 362.663 | 344.482 | 346.182 | 342.367 | 361.662 | 0 | 0 | 37716 | 37716 | 4302 | 2020
Vintage1990 | natural gas combined cycle | TRUE | 64125.10819.MI.CA | 10819 | Y | . | Ada Cogeneration LP | Ada Cogeneration LLC | 64125 | MI | ENC | RFC |  | 22 | 3 | NAICS-22 Cogen | CA | NG | NG | MISO | AM | mcf | 15733 | 16483 | 12567 | 9002 | 7213 | 7427 | 10506 | 10175 | 5708 | 12410 | 12838 | 17407 | 13948 | 13149 | 12567 | 9002 | 7213 | 7427 | 10506 | 10175 | 5708 | 12410 | 12838 | 15380 | 1.06 | 1.061 | 1.061 | 1.062 | 1.054 | 1.055 | 1.055 | 1.05 | 1.054 | 1.053 | 1.054 | 1.055 | 16677 | 17488 | 13334 | 9560 | 7603 | 7835 | 11084 | 10684 | 6016 | 13068 | 13531 | 18364 | 14785 | 13951 | 13334 | 9560 | 7603 | 7835 | 11084 | 10684 | 6016 | 13068 | 13531 | 16226 | 1803 | 1701 | 1797 | 1647 | 1837 | 2199 | 3005 | 2768 | 1316 | 2045 | 1837 | 1998 | 137469 | 130323 | 145244 | 137677 | 23953 | 2020
Vintage1990 | natural gas combined cycle | TRUE | 64125.10819.MI.CT | 10819 | Y | . | Ada Cogeneration LP | Ada Cogeneration LLC | 64125 | MI | ENC | RFC |  | 22 | 3 | NAICS-22 Cogen | CT | NG | NG | MISO | AM | mcf | 120388 | 113474 | 120342 | 114027 | 122141 | 118654 | 129209 | 126264 | 76680 | 106181 | 118367 | 123491 | 75965 | 72035 | 77776 | 77315 | 83946 | 83689 | 94998 | 92308 | 52951 | 71246 | 76177 | 78395 | 1.06 | 1.061 | 1.061 | 1.062 | 1.054 | 1.055 | 1.055 | 1.05 | 1.054 | 1.053 | 1.054 | 1.055 | 127611 | 120396 | 127683 | 121097 | 128737 | 125180 | 136315 | 132577 | 80821 | 111809 | 124759 | 130283 | 80523 | 76429 | 82520 | 82109 | 88479 | 88292 | 100223 | 96923 | 55810 | 75022 | 80291 | 82707 | 10326 | 9801 | 10385 | 9864 | 10407 | 10146 | 11209 | 10848 | 6519 | 9258 | 10138 | 10624 | 1389218 | 936801 | 1467268 | 989328 | 119525 | 2020
Vintage1992 | natural gas steam turbine | TRUE | 3836.10822.MI.ST | 10822 | N | . | Grayling Generating Station | CMS Generation Operating LLC | 3836 | MI | ENC | RFC |  | 22 | 2 | NAICS-22 Non-Cogen | ST | NG | NG | MISO | AM | mcf | 0 | 1015 | 0 | 0 | 0 | 1647 | 0 | 0 | 0 | 0 | 1922 | 1588 | 0 | 1015 | 0 | 0 | 0 | 1647 | 0 | 0 | 0 | 0 | 1922 | 1588 | 0 | 1 | 0 | 0 | 0 | 1 | 0 | 0 | 0 | 0 | 1 | 1 | 0 | 1015 | 0 | 0 | 0 | 1647 | 0 | 0 | 0 | 0 | 1922 | 1588 | 0 | 1015 | 0 | 0 | 0 | 1647 | 0 | 0 | 0 | 0 | 1922 | 1588 | 0 | 65.658 | 0 | 0 | 0 | 101.96 | 0 | 0 | 0 | 0 | 110.011 | 90.925 | 6172 | 6172 | 6172 | 6172 | 368.554 | 2020
Vintage1992 | other | TRUE | 3836.10822.MI.ST | 10822 | N | . | Grayling Generating Station | CMS Generation Operating LLC | 3836 | MI | ENC | RFC |  | 22 | 2 | NAICS-22 Non-Cogen | ST | TDF | OTH | MISO | AM | short tons | 311 | 319 | 126 | 0 | 0 | 97 | 52 | 0 | 0 | 0 | 450 | 538 | 311 | 319 | 126 | 0 | 0 | 97 | 52 | 0 | 0 | 0 | 450 | 538 | 26 | 26 | 26 | 0 | 0 | 26 | 26 | 0 | 0 | 0 | 26 | 26 | 8086 | 8294 | 3276 | 0 | 0 | 2522 | 1352 | 0 | 0 | 0 | 11700 | 13988 | 8086 | 8294 | 3276 | 0 | 0 | 2522 | 1352 | 0 | 0 | 0 | 11700 | 13988 | 468.691 | 536.522 | 182.769 | 0 | 0 | 156.129 | 104.529 | 0 | 0 | 0 | 669.683 | 800.922 | 1893 | 1893 | 49218 | 49218 | 2919.245 | 2020
Vintage1992 | biomass | TRUE | 3836.10822.MI.ST | 10822 | N | . | Grayling Generating Station | CMS Generation Operating LLC | 3836 | MI | ENC | RFC |  | 22 | 2 | NAICS-22 Non-Cogen | ST | WDS | WWW | MISO | AM | short tons | 25996 | 20955 | 11231 | 0 | 0 | 5273 | 2165 | 0 | 0 | 0 | 25151 | 27653 | 25996 | 20955 | 11231 | 0 | 0 | 5273 | 2165 | 0 | 0 | 0 | 25151 | 27653 | 9 | 9 | 9 | 0 | 0 | 9 | 9 | 0 | 0 | 0 | 9 | 9 | 233964 | 188595 | 101079 | 0 | 0 | 47457 | 19485 | 0 | 0 | 0 | 226359 | 248877 | 233964 | 188595 | 101079 | 0 | 0 | 47457 | 19485 | 0 | 0 | 0 | 226359 | 248877 | 13561.309 | 12199.82 | 5639.231 | 0 | 0 | 2937.911 | 1506.471 | 0 | 0 | 0 | 12956.306 | 14250.153 | 118424 | 118424 | 1065816 | 1065816 | 63051.201 | 2020
Vintage1995 | petroleum | FALSE | 11427.10823.MA.GT | 10823 | Y | . | Deer Island Treatment Plant | Massachusetts Wtr Rauth-Deer I | 11427 | MA | NEW | NPCC |  | 22132 | 5 | Commercial NAICS Cogen | GT | DFO | DFO | ISNE | M | barrels | 68 | 286 | 175 | 381 | 11 | 490 | 720 | 120 | 35 | 2018 | 16 | 1124 | 17 | 58 | 60 | 120 | 4 | 135 | 238 | 38 | 12 | 644 | 5 | 367 | 5.67 | 5.67 | 5.67 | 5.67 | 5.67 | 5.67 | 5.67 | 5.67 | 5.67 | 5.67 | 5.67 | 5.67 | 386 | 1622 | 992 | 2160 | 62 | 2778 | 4082 | 680 | 198 | 11442 | 91 | 6373 | 96 | 329 | 341 | 682 | 20 | 763 | 1349 | 213 | 68 | 3653 | 28 | 2083 | 23.52 | 80.36 | 83.3 | 166.6 | 4.9 | 186.2 | 329.28 | 51.94 | 16.66 | 891.8 | 6.86 | 508.62 | 5444 | 1698 | 30866 | 9625 | 2350.04 | 2020
Vintage2001 | hydro | FALSE | 11427.10823.MA.HY | 10823 | Y | . | Deer Island Treatment Plant | Massachusetts Wtr Rauth-Deer I | 11427 | MA | NEW | NPCC |  | 22132 | 5 | Commercial NAICS Cogen | HY | WAT | HYC | ISNE | M |  | 0 | 0 | 0 | 0 | 0 | 0 | 0 | 0 | 0 | 0 | 0 | 0 | 0 | 0 | 0 | 0 | 0 | 0 | 0 | 0 | 0 | 0 | 0 | 0 | 0 | 0 | 0 | 0 | 0 | 0 | 0 | 0 | 0 | 0 | 0 | 0 | 5086 | 4548 | 4730 | 4999 | 4583 | 3133 | 1068 | 2682 | 2439 | 3211 | 4149 | 226 | 5086 | 4548 | 4730 | 4999 | 4583 | 3133 | 1068 | 2682 | 2439 | 3211 | 4149 | 226 | 580.14 | 518.76 | 539.55 | 570.24 | 522.72 | 357.39 | 121.77 | 305.91 | 278.19 | 366.3 | 473.22 | 25.74 | 0 | 0 | 40854 | 40854 | 4659.93 | 2020
Vintage2008 | solar pv | FALSE | 11427.10823.MA.PV | 10823 | Y | . | Deer Island Treatment Plant | Massachusetts Wtr Rauth-Deer I | 11427 | MA | NEW | NPCC |  | 22132 | 5 | Commercial NAICS Cogen | PV | SUN | SUN | ISNE | M |  | 0 | 0 | 0 | 0 | 0 | 0 | 0 | 0 | 0 | 0 | 0 | 0 | 0 | 0 | 0 | 0 | 0 | 0 | 0 | 0 | 0 | 0 | 0 | 0 | 0 | 0 | 0 | 0 | 0 | 0 | 0 | 0 | 0 | 0 | 0 | 0 | 347 | 434 | 660 | 642 | 981 | 781 | 764 | 772 | 677 | 469 | 338 | 2977 | 347 | 434 | 660 | 642 | 981 | 781 | 764 | 772 | 677 | 469 | 338 | 2977 | 39.6 | 49.5 | 75.24 | 73.26 | 111.87 | 89.1 | 87.12 | 88.11 | 77.22 | 53.46 | 38.61 | 339.57 | 0 | 0 | 9842 | 9842 | 1122.66 | 2020
Vintage1998 | petroleum | FALSE | 11427.10823.MA.ST | 10823 | Y | . | Deer Island Treatment Plant | Massachusetts Wtr Rauth-Deer I | 11427 | MA | NEW | NPCC |  | 22132 | 5 | Commercial NAICS Cogen | ST | DFO | DFO | ISNE | M | barrels | 153 | 141 | 60 | 350 | 320 | 226 | 1568 | 2076 | 1620 | 953 | 675 | 757 | 15 | 14 | 6 | 35 | 33 | 24 | 211 | 344 | 185 | 102 | 70 | 79 | 5.67 | 5.67 | 5.67 | 5.67 | 5.67 | 5.67 | 5.67 | 5.67 | 5.67 | 5.67 | 5.67 | 5.67 | 868 | 799 | 340 | 1985 | 1814 | 1281 | 8891 | 11771 | 9185 | 5404 | 3827 | 4292 | 87 | 80 | 35 | 201 | 187 | 138 | 1194 | 1953 | 1047 | 579 | 399 | 449 | 21.114 | 19.374 | 8.429 | 48.501 | 45.236 | 33.268 | 288.516 | 471.819 | 252.961 | 139.936 | 96.356 | 108.53 | 8899 | 1118 | 50457 | 6349 | 1534.04 | 2020
Vintage1998 | biomass | FALSE | 11427.10823.MA.ST | 10823 | Y | . | Deer Island Treatment Plant | Massachusetts Wtr Rauth-Deer I | 11427 | MA | NEW | NPCC |  | 22132 | 5 | Commercial NAICS Cogen | ST | OBG | ORW | ISNE | M | Mcf | 150190 | 140033 | 154621 | 131732 | 132355 | 122454 | 105332 | 110394 | 97163 | 127691 | 124625 | 136230 | 15127 | 14043 | 15854 | 13322 | 13656 | 13156 | 14145 | 18313 | 11074 | 13684 | 12984 | 14255 | 0.608 | 0.608 | 0.608 | 0.608 | 0.608 | 0.608 | 0.608 | 0.608 | 0.608 | 0.608 | 0.608 | 0.608 | 91316 | 85140 | 94010 | 80093 | 80472 | 74452 | 64042 | 67120 | 59075 | 77636 | 75772 | 82828 | 9197 | 8538 | 9639 | 8100 | 8303 | 7999 | 8600 | 11134 | 6733 | 8320 | 7894 | 8667 | 2222.496 | 2063.216 | 2329.271 | 1957.459 | 2006.314 | 1932.922 | 2078.284 | 2690.381 | 1626.899 | 2010.554 | 1907.664 | 2094.34 | 1532820 | 169613 | 931956 | 103124 | 24919.8 | 2020
Vintage2009 | onshore wind | FALSE | 11427.10823.MA.WT | 10823 | Y | . | Deer Island Treatment Plant | Massachusetts Wtr Rauth-Deer I | 11427 | MA | NEW | NPCC |  | 22132 | 5 | Commercial NAICS Cogen | WT | WND | WND | ISNE | M |  | 0 | 0 | 0 | 0 | 0 | 0 | 0 | 0 | 0 | 0 | 0 | 0 | 0 | 0 | 0 | 0 | 0 | 0 | 0 | 0 | 0 | 0 | 0 | 0 | 0 | 0 | 0 | 0 | 0 | 0 | 0 | 0 | 0 | 0 | 0 | 0 | 1475 | 1658 | 1805 | 2170 | 1892 | 512 | 686 | 790 | 825 | 1076 | 1797 | 1831 | 1475 | 1658 | 1805 | 2170 | 1892 | 512 | 686 | 790 | 825 | 1076 | 1797 | 1831 | 168.3 | 189.09 | 205.92 | 247.5 | 215.82 | 58.41 | 78.21 | 90.09 | 94.05 | 122.76 | 204.93 | 208.89 | 0 | 0 | 16517 | 16517 | 1883.97 | 2020
Vintage1951 | hydro | TRUE | 11426.10824.MA.HY | 10824 | N | . | Oakdale Power Station | Massachusetts Water Res Auth | 11426 | MA | NEW | NPCC |  | 22 | 2 | NAICS-22 Non-Cogen | HY | WAT | HYC | ISNE | A |  | 0 | 0 | 0 | 0 | 0 | 0 | 0 | 0 | 0 | 0 | 0 | 0 | 0 | 0 | 0 | 0 | 0 | 0 | 0 | 0 | 0 | 0 | 0 | 0 | 0 | 0 | 0 | 0 | 0 | 0 | 0 | 0 | 0 | 0 | 0 | 0 | 10087 | 8597 | 11731 | 12657 | 11406 | 3775 | 4795 | 2593 | 1476 | 5489 | 6473 | 8731 | 10087 | 8597 | 11731 | 12657 | 11406 | 3775 | 4795 | 2593 | 1476 | 5489 | 6473 | 8731 | 1150.545 | 980.563 | 1338.105 | 1443.74 | 1301.067 | 430.637 | 546.983 | 295.73 | 168.346 | 626.128 | 738.304 | 995.852 | 0 | 0 | 87810 | 87810 | 10016 | 2020
Vintage1969 | hydro | TRUE | 11426.10825.MA.HY | 10825 | N | . | Cosgrove Intake and Power Station | Massachusetts Water Res Auth | 11426 | MA | NEW | NPCC |  | 22 | 2 | NAICS-22 Non-Cogen | HY | WAT | HYC | ISNE | A |  | 0 | 0 | 0 | 0 | 0 | 0 | 0 | 0 | 0 | 0 | 0 | 0 | 0 | 0 | 0 | 0 | 0 | 0 | 0 | 0 | 0 | 0 | 0 | 0 | 0 | 0 | 0 | 0 | 0 | 0 | 0 | 0 | 0 | 0 | 0 | 0 | 4645 | 3958 | 5402 | 5828 | 5252 | 1738 | 2208 | 1194 | 680 | 2528 | 2980 | 4020 | 4645 | 3958 | 5402 | 5828 | 5252 | 1738 | 2208 | 1194 | 680 | 2528 | 2980 | 4020 | 529.784 | 451.513 | 616.148 | 664.789 | 599.094 | 198.292 | 251.866 | 136.173 | 77.517 | 288.309 | 339.962 | 458.553 | 0 | 0 | 40433 | 40433 | 4612 | 2020
Vintage1989 | natural gas steam turbine | TRUE | 54806.10836.CA.ST | 10836 | N | . | Woodland Biomass Power Ltd | DTE Energy Services-Woodland | 54806 | CA | PACC | WECC |  | 22 | 2 | NAICS-22 Non-Cogen | ST | NG | NG | CISO | AM | mcf | 1155 | 1031 | 0 | 0 | 0 | 0 | 0 | 0 | 0 | 0 | 0 | 0 | 1155 | 1031 | 0 | 0 | 0 | 0 | 0 | 0 | 0 | 0 | 0 | 0 | 1 | 1 | 0 | 0 | 0 | 0 | 0 | 0 | 0 | 0 | 0 | 0 | 1155 | 1031 | 0 | 0 | 0 | 0 | 0 | 0 | 0 | 0 | 0 | 0 | 1155 | 1031 | 0 | 0 | 0 | 0 | 0 | 0 | 0 | 0 | 0 | 0 | 61.036 | 60.738 | 0 | 0 | 0 | 0 | 0 | 0 | 0 | 0 | 0 | 0 | 2186 | 2186 | 2186 | 2186 | 121.774 | 2020
Vintage1989 | biomass | TRUE | 54806.10836.CA.ST | 10836 | N | . | Woodland Biomass Power Ltd | DTE Energy Services-Woodland | 54806 | CA | PACC | WECC |  | 22 | 2 | NAICS-22 Non-Cogen | ST | WDS | WWW | CISO | AM | short tons | 19044 | 15811 | 0 | 0 | 0 | 0 | 0 | 0 | 0 | 0 | 0 | 0 | 19044 | 15811 | 0 | 0 | 0 | 0 | 0 | 0 | 0 | 0 | 0 | 0 | 16 | 16 | 0 | 0 | 0 | 0 | 0 | 0 | 0 | 0 | 0 | 0 | 304704 | 252976 | 0 | 0 | 0 | 0 | 0 | 0 | 0 | 0 | 0 | 0 | 304704 | 252976 | 0 | 0 | 0 | 0 | 0 | 0 | 0 | 0 | 0 | 0 | 16101.964 | 14903.262 | 0 | 0 | 0 | 0 | 0 | 0 | 0 | 0 | 0 | 0 | 34855 | 34855 | 557680 | 557680 | 31005.226 | 2020
Vintage1987 | biomass | TRUE | 64003.10838.NH.ST | 10838 | N | . | Stored Solar Springfield, LLC | Stored Solar Services, LLC | 64003 | NH | NEW | NPCC |  | 22 | 2 | NAICS-22 Non-Cogen | ST | WDS | WWW | ISNE | AM | short tons | 0 | 0 | 0 | 0 | 233 | 2062 | 0 | 207 | 0 | 0 | 0 | 0 | 0 | 0 | 0 | 0 | 233 | 2062 | 0 | 207 | 0 | 0 | 0 | 0 | 0 | 0 | 0 | 0 | 8.5 | 8.5 | 0 | 8.5 | 0 | 0 | 0 | 0 | 0 | 0 | 0 | 0 | 1981 | 17527 | 0 | 1760 | 0 | 0 | 0 | 0 | 0 | 0 | 0 | 0 | 1981 | 17527 | 0 | 1760 | 0 | 0 | 0 | 0 | 0 | 0 | 0 | 0 | 109 | 1108 | 0 | 137 | 0 | 0 | 0 | 0 | 2502 | 2502 | 21268 | 21268 | 1354 | 2020
Vintage1988 | biomass | TRUE | 64003.10839.NH.ST | 10839 | N | . | Stored Solar Whitefield, LLC | Stored Solar Services, LLC | 64003 | NH | NEW | NPCC |  | 22 | 2 | NAICS-22 Non-Cogen | ST | WDS | WWW | ISNE | AM | short tons | 0 | 0 | 0 | 0 | 0 | 0 | 0 | 0 | 0 | 0 | 0 | 0 | 0 | 0 | 0 | 0 | 0 | 0 | 0 | 0 | 0 | 0 | 0 | 0 | 0 | 0 | 0 | 0 | 0 | 0 | 0 | 0 | 0 | 0 | 0 | 0 | 0 | 0 | 0 | 0 | 0 | 0 | 0 | 0 | 0 | 0 | 0 | 0 | 0 | 0 | 0 | 0 | 0 | 0 | 0 | 0 | 0 | 0 | 0 | 0 | 0 | 0 | 0 | 0 | 0 | 0 | 0 | 0 | 0 | 0 | 0 | 0 | 0 | 0 | 0 | 0 | 0 | 2020
Vintage1993 | natural gas steam turbine | TRUE | 56099.10840.CA.ST | 10840 | N | . | Covanta Delano Energy | Covanta Delano Inc | 56099 | CA | PACC | WECC |  | 22 | 2 | NAICS-22 Non-Cogen | ST | NG | NG | CISO | M | mcf | 0 | 0 | 0 | 0 | 0 | 0 | 0 | 0 | 0 | 0 | 0 | 0 | 0 | 0 | 0 | 0 | 0 | 0 | 0 | 0 | 0 | 0 | 0 | 0 | 0 | 0 | 0 | 0 | 0 | 0 | 0 | 0 | 0 | 0 | 0 | 0 | 0 | 0 | 0 | 0 | 0 | 0 | 0 | 0 | 0 | 0 | 0 | 0 | 0 | 0 | 0 | 0 | 0 | 0 | 0 | 0 | 0 | 0 | 0 | 0 | 0 | 0 | 0 | 0 | 0 | 0 | 0 | 0 | 0 | 0 | 0 | 0 | 0 | 0 | 0 | 0 | 0 | 2020
Vintage1993 | biomass | TRUE | 56099.10840.CA.ST | 10840 | N | . | Covanta Delano Energy | Covanta Delano Inc | 56099 | CA | PACC | WECC |  | 22 | 2 | NAICS-22 Non-Cogen | ST | WDS | WWW | CISO | M | short tons | 0 | 0 | 0 | 0 | 0 | 0 | 0 | 0 | 0 | 0 | 0 | 0 | 0 | 0 | 0 | 0 | 0 | 0 | 0 | 0 | 0 | 0 | 0 | 0 | 0 | 0 | 0 | 0 | 0 | 0 | 0 | 0 | 0 | 0 | 0 | 0 | 0 | 0 | 0 | 0 | 0 | 0 | 0 | 0 | 0 | 0 | 0 | 0 | 0 | 0 | 0 | 0 | 0 | 0 | 0 | 0 | 0 | 0 | 0 | 0 | 0 | 0 | 0 | 0 | 0 | 0 | 0 | 0 | 0 | 0 | 0 | 0 | 0 | 0 | 0 | 0 | 0 | 2020
Vintage1986 | hydro | TRUE | 63985.10848.NY.HY | 10848 | N | . | Walden | Hydroland Omega LLC | 63985 | NY | MAT | NPCC |  | 22 | 2 | NAICS-22 Non-Cogen | HY | WAT | HYC | NYIS | A |  | 0 | 0 | 0 | 0 | 0 | 0 | 0 | 0 | 0 | 0 | 0 | 0 | 0 | 0 | 0 | 0 | 0 | 0 | 0 | 0 | 0 | 0 | 0 | 0 | 0 | 0 | 0 | 0 | 0 | 0 | 0 | 0 | 0 | 0 | 0 | 0 | 1148 | 1071 | 1138 | 1116 | 1165 | 1090 | 1144 | 1122 | 1066 | 1071 | 1059 | 1119 | 1148 | 1071 | 1138 | 1116 | 1165 | 1090 | 1144 | 1122 | 1066 | 1071 | 1059 | 1119 | 130.946 | 122.187 | 129.762 | 127.249 | 132.918 | 124.35 | 130.489 | 127.969 | 121.553 | 122.154 | 120.807 | 127.616 | 0 | 0 | 13309 | 13309 | 1518 | 2020
Vintage1962 | petroleum | FALSE | 3807.10849.MN.ST | 10849 | Y | . | Silver Bay Power | Cleveland Cliffs Inc | 3807 | MN | WNC | MRO |  | 331 | 7 | Industrial NAICS Cogen | ST | DFO | DFO | MISO | M | barrels | 0 | 0 | 0 | 0 | 0 | 0 | 0 | 0 | 0 | 0 | 0 | 0 | 0 | 0 | 0 | 0 | 0 | 0 | 0 | 0 | 0 | 0 | 0 | 0 | 0 | 0 | 0 | 0 | 0 | 0 | 0 | 0 | 0 | 0 | 0 | 0 | 0 | 0 | 0 | 0 | 0 | 0 | 0 | 0 | 0 | 0 | 0 | 0 | 0 | 0 | 0 | 0 | 0 | 0 | 0 | 0 | 0 | 0 | 0 | 0 | 0 | 0 | 0 | 0 | 0 | 0 | 0 | 0 | 0 | 0 | 0 | 0 | 0 | 0 | 0 | 0 | 0 | 2020
Vintage1962 | natural gas steam turbine | FALSE | 3807.10849.MN.ST | 10849 | Y | . | Silver Bay Power | Cleveland Cliffs Inc | 3807 | MN | WNC | MRO |  | 331 | 7 | Industrial NAICS Cogen | ST | NG | NG | MISO | M | mcf | 0 | 0 | 0 | 0 | 0 | 0 | 0 | 0 | 0 | 0 | 0 | 0 | 0 | 0 | 0 | 0 | 0 | 0 | 0 | 0 | 0 | 0 | 0 | 0 | 0 | 0 | 0 | 0 | 0 | 0 | 0 | 0 | 0 | 0 | 0 | 0 | 0 | 0 | 0 | 0 | 0 | 0 | 0 | 0 | 0 | 0 | 0 | 0 | 0 | 0 | 0 | 0 | 0 | 0 | 0 | 0 | 0 | 0 | 0 | 0 | 0 | 0 | 0 | 0 | 0 | 0 | 0 | 0 | 0 | 0 | 0 | 0 | 0 | 0 | 0 | 0 | 0 | 2020
Vintage1962 | hard coal | FALSE | 3807.10849.MN.ST | 10849 | Y | . | Silver Bay Power | Cleveland Cliffs Inc | 3807 | MN | WNC | MRO |  | 331 | 7 | Industrial NAICS Cogen | ST | SUB | COL | MISO | M | short tons | 0 | 0 | 0 | 0 | 0 | 0 | 0 | 0 | 0 | 0 | 0 | 0 | 0 | 0 | 0 | 0 | 0 | 0 | 0 | 0 | 0 | 0 | 0 | 0 | 0 | 0 | 0 | 0 | 0 | 0 | 0 | 0 | 0 | 0 | 0 | 0 | 0 | 0 | 0 | 0 | 0 | 0 | 0 | 0 | 0 | 0 | 0 | 0 | 0 | 0 | 0 | 0 | 0 | 0 | 0 | 0 | 0 | 0 | 0 | 0 | 0 | 0 | 0 | 0 | 0 | 0 | 0 | 0 | 0 | 0 | 0 | 0 | 0 | 0 | 0 | 0 | 0 | 2020
Vintage1984 | hydro | FALSE | 8736.10853.NY.HY | 10853 | N | . | Center Falls | Hollingworth & Vose Co Center Falls | 8736 | NY | MAT | NPCC |  | 322 | 6 | Industrial NAICS Non-Cogen | HY | WAT | HYC | NYIS | A |  | 0 | 0 | 0 | 0 | 0 | 0 | 0 | 0 | 0 | 0 | 0 | 0 | 0 | 0 | 0 | 0 | 0 | 0 | 0 | 0 | 0 | 0 | 0 | 0 | 0 | 0 | 0 | 0 | 0 | 0 | 0 | 0 | 0 | 0 | 0 | 0 | 1401 | 1308 | 1389 | 1362 | 1422 | 1331 | 1396 | 1369 | 1301 | 1307 | 1293 | 1366 | 1401 | 1308 | 1389 | 1362 | 1422 | 1331 | 1396 | 1369 | 1301 | 1307 | 1293 | 1366 | 159.843 | 149.152 | 158.399 | 155.331 | 162.251 | 151.792 | 159.286 | 156.21 | 148.378 | 149.111 | 147.468 | 155.779 | 0 | 0 | 16245 | 16245 | 1853 | 2020
Vintage1952 | natural gas steam turbine | FALSE | 3106.10855.IA.ST | 10855 | Y | . | Cargill Corn Milling Division | Cargill Inc North America Sweetners | 3106 | IA | WNC | MRO |  | 311 | 7 | Industrial NAICS Cogen | ST | NG | NG | MISO | AM | mcf | 514599 | 487425 | 521184 | 440982 | 467756 | 432789 | 478059 | 415083 | 471162 | 423458 | 546511 | 545182 | 52413 | 47974 | 53101 | 45491 | 47783 | 40400 | 48048 | 40541 | 46993 | 38372 | 51059 | 49456 | 1.067 | 1.065 | 1.063 | 1.06 | 1.06 | 1.072 | 1.065 | 1.06 | 1.069 | 1.08 | 1.084 | 1.069 | 549077 | 519108 | 554019 | 467441 | 495821 | 463950 | 509133 | 439988 | 503672 | 457335 | 592418 | 582800 | 55925 | 51092 | 56446 | 48220 | 50650 | 43309 | 51171 | 42973 | 50235 | 41442 | 55348 | 52868 | 11647.479 | 10641.084 | 11755.993 | 10042.817 | 10548.896 | 9020.098 | 10657.409 | 8949.996 | 10462.469 | 8631.176 | 11527.441 | 11010.8 | 5744190 | 561631 | 6134762 | 599679 | 124895.66 | 2020
Vintage1952 | hard coal | FALSE | 3106.10855.IA.ST | 10855 | Y | . | Cargill Corn Milling Division | Cargill Inc North America Sweetners | 3106 | IA | WNC | MRO |  | 311 | 7 | Industrial NAICS Cogen | ST | SUB | COL | MISO | AM | short tons | 0 | 0 | 0 | 0 | 0 | 0 | 0 | 0 | 0 | 0 | 0 | 0 | 0 | 0 | 0 | 0 | 0 | 0 | 0 | 0 | 0 | 0 | 0 | 0 | 0 | 0 | 0 | 0 | 0 | 0 | 0 | 0 | 0 | 0 | 0 | 0 | 0 | 0 | 0 | 0 | 0 | 0 | 0 | 0 | 0 | 0 | 0 | 0 | 0 | 0 | 0 | 0 | 0 | 0 | 0 | 0 | 0 | 0 | 0 | 0 | 0 | 0 | 0 | 0 | 0 | 0 | 0 | 0 | 0 | 0 | 0 | 0 | 0 | 0 | 0 | 0 | 0 | 2020
Vintage2009 | hard coal | FALSE | 772.10860.IA.ST | 10860 | Y | . | Archer Daniels Midland Clinton | Archer Daniels Midland Co | 772 | IA | WNC | MRO |  | 311 | 7 | Industrial NAICS Cogen | ST | BIT | COL | MISO | M | short tons | 0 | 0 | 17487 | 2185 | 0 | 0 | 0 | 1677 | 0 | 0 | 0 | 1374 | 0 | 0 | 4902 | 613 | 0 | 0 | 0 | 465 | 0 | 0 | 0 | 363 | 0 | 0 | 21.8 | 21.487 | 0 | 0 | 0 | 21.2 | 0 | 0 | 0 | 21.202 | 0 | 0 | 381217 | 46949 | 0 | 0 | 0 | 35552 | 0 | 0 | 0 | 29132 | 0 | 0 | 106860 | 13182 | 0 | 0 | 0 | 9864 | 0 | 0 | 0 | 7704 | 0 | 0 | 15806.841 | 1944.082 | 0 | 0 | 0 | 1465.121 | 0 | 0 | 0 | 1135.325 | 22723 | 6343 | 492850 | 137610 | 20351.369 | 2020
Vintage2009 | biomass | FALSE | 772.10860.IA.ST | 10860 | Y | . | Archer Daniels Midland Clinton | Archer Daniels Midland Co | 772 | IA | WNC | MRO |  | 311 | 7 | Industrial NAICS Cogen | ST | OBS | ORW | MISO | M | short tons | 6759 | 7235 | 3854 | 5403 | 5260 | 5930 | 7595 | 8254 | 6624 | 5631 | 5734 | 6437 | 1824 | 2065 | 1080 | 1517 | 1471 | 1580 | 2145 | 2290 | 1799 | 1521 | 1401 | 1702 | 17.2 | 16.5 | 17.3 | 17.003 | 16.2 | 15.653 | 18.1 | 18.461 | 18.6 | 16.946 | 16.278 | 15.337 | 116255 | 119378 | 66674 | 91867 | 85212 | 92822 | 137470 | 152377 | 123206 | 95423 | 93338 | 98724 | 31365 | 34072 | 18690 | 25793 | 23829 | 24734 | 38818 | 42277 | 33458 | 25772 | 22811 | 26108 | 4592.33 | 4958.851 | 2764.592 | 3804.065 | 3655.211 | 3794.959 | 5909.008 | 6279.489 | 4922.474 | 3810.344 | 3386.789 | 3847.517 | 74716 | 20395 | 1272746 | 347727 | 51725.629 | 2020
Vintage2009 | petroleum | FALSE | 772.10860.IA.ST | 10860 | Y | . | Archer Daniels Midland Clinton | Archer Daniels Midland Co | 772 | IA | WNC | MRO |  | 311 | 7 | Industrial NAICS Cogen | ST | PC | PC | MISO | M | short tons | 0 | 0 | 0 | 0 | 0 | 0 | 0 | 0 | 0 | 0 | 0 | 0 | 0 | 0 | 0 | 0 | 0 | 0 | 0 | 0 | 0 | 0 | 0 | 0 | 0 | 0 | 0 | 0 | 0 | 0 | 0 | 0 | 0 | 0 | 0 | 0 | 0 | 0 | 0 | 0 | 0 | 0 | 0 | 0 | 0 | 0 | 0 | 0 | 0 | 0 | 0 | 0 | 0 | 0 | 0 | 0 | 0 | 0 | 0 | 0 | 0 | 0 | 0 | 0 | 0 | 0 | 0 | 0 | 0 | 0 | 0 | 0 | 0 | 0 | 0 | 0 | 0 | 2020
Vintage2009 | hard coal | FALSE | 772.10860.IA.ST | 10860 | Y | . | Archer Daniels Midland Clinton | Archer Daniels Midland Co | 772 | IA | WNC | MRO |  | 311 | 7 | Industrial NAICS Cogen | ST | SUB | COL | MISO | M | short tons | 83539 | 78029 | 60896 | 73072 | 83212 | 89053 | 84114 | 85670 | 83687 | 84318 | 90043 | 84040 | 22539 | 22271 | 17070 | 20516 | 23269 | 23729 | 23752 | 23769 | 22726 | 22773 | 22006 | 22225 | 17.5 | 17.5 | 17.1 | 17.6 | 17.6 | 17.6 | 17.6 | 17.6 | 17.6 | 17.6 | 17.6 | 17.6 | 1461933 | 1365508 | 1041322 | 1286067 | 1464531 | 1567333 | 1480406 | 1507792 | 1472891 | 1483997 | 1584757 | 1479104 | 394426 | 389736 | 291897 | 361082 | 409543 | 417637 | 418028 | 418332 | 399978 | 400803 | 387301 | 391158 | 57749.67 | 56722.149 | 43177.567 | 53253.853 | 62821.789 | 64079.041 | 63633.992 | 62136.39 | 58846.526 | 59257.656 | 57503.211 | 57644.158 | 979673 | 266645 | 17195641 | 4679921 | 696826 | 2020
Vintage2009 | other | FALSE | 772.10860.IA.ST | 10860 | Y | . | Archer Daniels Midland Clinton | Archer Daniels Midland Co | 772 | IA | WNC | MRO |  | 311 | 7 | Industrial NAICS Cogen | ST | TDF | OTH | MISO | M | short tons | 0 | 0 | 0 | 0 | 0 | 0 | 0 | 0 | 0 | 0 | 0 | 0 | 0 | 0 | 0 | 0 | 0 | 0 | 0 | 0 | 0 | 0 | 0 | 0 | 0 | 0 | 0 | 0 | 0 | 0 | 0 | 0 | 0 | 0 | 0 | 0 | 0 | 0 | 0 | 0 | 0 | 0 | 0 | 0 | 0 | 0 | 0 | 0 | 0 | 0 | 0 | 0 | 0 | 0 | 0 | 0 | 0 | 0 | 0 | 0 | 0 | 0 | 0 | 0 | 0 | 0 | 0 | 0 | 0 | 0 | 0 | 0 | 0 | 0 | 0 | 0 | 0 | 2020
Vintage2009 | biomass | FALSE | 772.10860.IA.ST | 10860 | Y | . | Archer Daniels Midland Clinton | Archer Daniels Midland Co | 772 | IA | WNC | MRO |  | 311 | 7 | Industrial NAICS Cogen | ST | WDS | WWW | MISO | M | short tons | 0 | 0 | 0 | 0 | 0 | 0 | 0 | 0 | 0 | 0 | 0 | 0 | 0 | 0 | 0 | 0 | 0 | 0 | 0 | 0 | 0 | 0 | 0 | 0 | 0 | 0 | 0 | 0 | 0 | 0 | 0 | 0 | 0 | 0 | 0 | 0 | 0 | 0 | 0 | 0 | 0 | 0 | 0 | 0 | 0 | 0 | 0 | 0 | 0 | 0 | 0 | 0 | 0 | 0 | 0 | 0 | 0 | 0 | 0 | 0 | 0 | 0 | 0 | 0 | 0 | 0 | 0 | 0 | 0 | 0 | 0 | 0 | 0 | 0 | 0 | 0 | 0 | 2020
Vintage1988 | natural gas steam turbine | FALSE | 772.10861.IA.ST | 10861 | Y | . | Archer Daniels Midland Des Moines | Archer Daniels Midland Co | 772 | IA | WNC | MRO |  | 311 | 7 | Industrial NAICS Cogen | ST | NG | NG | MISO | A | mcf | 0 | 0 | 0 | 0 | 0 | 0 | 0 | 0 | 0 | 0 | 0 | 0 | 0 | 0 | 0 | 0 | 0 | 0 | 0 | 0 | 0 | 0 | 0 | 0 | 0 | 0 | 0 | 0 | 0 | 0 | 0 | 0 | 0 | 0 | 0 | 0 | 0 | 0 | 0 | 0 | 0 | 0 | 0 | 0 | 0 | 0 | 0 | 0 | 0 | 0 | 0 | 0 | 0 | 0 | 0 | 0 | 0 | 0 | 0 | 0 | 0 | 0 | 0 | 0 | 0 | 0 | 0 | 0 | 0 | 0 | 0 | 0 | 0 | 0 | 0 | 0 | 0 | 2020
Vintage1988 | hard coal | FALSE | 772.10861.IA.ST | 10861 | Y | . | Archer Daniels Midland Des Moines | Archer Daniels Midland Co | 772 | IA | WNC | MRO |  | 311 | 7 | Industrial NAICS Cogen | ST | SUB | COL | MISO | A | short tons | 7806 | 6308 | 3022 | 2886 | 3543 | 5928 | 10707 | 10024 | 7225 | 5140 | 3825 | 7038 | 941 | 761 | 364 | 348 | 427 | 715 | 1291 | 1209 | 871 | 620 | 461 | 849 | 17.5 | 17.5 | 17.5 | 17.5 | 17.5 | 17.5 | 17.5 | 17.5 | 17.5 | 17.5 | 17.5 | 17.5 | 136605 | 110390 | 52885 | 50505 | 62003 | 103740 | 187373 | 175420 | 126438 | 89950 | 66938 | 123165 | 16476 | 13314 | 6378 | 6091 | 7478 | 12512 | 22599 | 21155 | 15249 | 10848 | 8073 | 14853 | 2930.781 | 2368.335 | 1134.594 | 1083.41 | 1330.116 | 2225.644 | 4019.876 | 3763.114 | 2712.483 | 1929.565 | 1435.959 | 2642.123 | 73452 | 8857 | 1285412 | 155026 | 27576 | 2020
Vintage1988 | natural gas steam turbine | FALSE | 772.10862.NE.ST | 10862 | Y | . | Archer Daniels Midland Lincoln | Archer Daniels Midland Co | 772 | NE | WNC | MRO |  | 311 | 7 | Industrial NAICS Cogen | ST | NG | NG | SWPP | A | mcf | 0 | 0 | 0 | 0 | 0 | 0 | 0 | 0 | 0 | 0 | 0 | 0 | 0 | 0 | 0 | 0 | 0 | 0 | 0 | 0 | 0 | 0 | 0 | 0 | 0 | 0 | 0 | 0 | 0 | 0 | 0 | 0 | 0 | 0 | 0 | 0 | 0 | 0 | 0 | 0 | 0 | 0 | 0 | 0 | 0 | 0 | 0 | 0 | 0 | 0 | 0 | 0 | 0 | 0 | 0 | 0 | 0 | 0 | 0 | 0 | 0 | 0 | 0 | 0 | 0 | 0 | 0 | 0 | 0 | 0 | 0 | 0 | 0 | 0 | 0 | 0 | 0 | 2020
Vintage1988 | hard coal | FALSE | 772.10862.NE.ST | 10862 | Y | . | Archer Daniels Midland Lincoln | Archer Daniels Midland Co | 772 | NE | WNC | MRO |  | 311 | 7 | Industrial NAICS Cogen | ST | SUB | COL | SWPP | A | short tons | 8946 | 7544 | 7097 | 6119 | 7279 | 7101 | 9471 | 7766 | 5782 | 7202 | 6127 | 8066 | 1074 | 906 | 852 | 735 | 874 | 852 | 1137 | 932 | 694 | 865 | 736 | 968 | 17.5 | 17.5 | 17.5 | 17.5 | 17.5 | 17.5 | 17.5 | 17.5 | 17.5 | 17.5 | 17.5 | 17.5 | 156555 | 132020 | 124198 | 107083 | 127383 | 124268 | 165743 | 135905 | 101185 | 126035 | 107223 | 141155 | 18796 | 15849 | 14910 | 12856 | 15293 | 14918 | 19899 | 16317 | 12148 | 15131 | 12872 | 16947 | 3122.372 | 2632.895 | 2476.928 | 2135.662 | 2540.497 | 2478.241 | 3305.674 | 2710.605 | 2018.016 | 2513.595 | 2138.261 | 2815.254 | 88500 | 10625 | 1548753 | 185936 | 30888 | 2020
Vintage1987 | hard coal | FALSE | 772.10863.MN.ST | 10863 | Y | . | Archer Daniels Midland Mankato | Archer Daniels Midland Co | 772 | MN | WNC | MRO |  | 311 | 7 | Industrial NAICS Cogen | ST | SUB | COL | MISO | A | short tons | 6086 | 5371 | 4540 | 3662 | 4129 | 4872 | 6893 | 6733 | 5284 | 5129 | 5040 | 6233 | 862 | 761 | 643 | 519 | 585 | 691 | 977 | 954 | 749 | 727 | 714 | 883 | 17.5 | 17.5 | 17.5 | 17.5 | 17.5 | 17.5 | 17.5 | 17.5 | 17.5 | 17.5 | 17.5 | 17.5 | 106505 | 93993 | 79450 | 64085 | 72258 | 85260 | 120628 | 117828 | 92470 | 89758 | 88200 | 109078 | 15092 | 13321 | 11259 | 9081 | 10241 | 12084 | 17094 | 16697 | 13105 | 12720 | 12500 | 15458 | 2373.216 | 2094.734 | 1770.527 | 1428.036 | 1610.312 | 1900.136 | 2688.034 | 2625.571 | 2060.796 | 2000.254 | 1965.609 | 2430.775 | 63972 | 9065 | 1119513 | 158652 | 24948 | 2020
Vintage2016 | natural gas peaker | FALSE | 772.10864.IA.GT | 10864 | Y | . | Archer Daniels Midland Cedar Rapids | Archer Daniels Midland Co | 772 | IA | WNC | MRO |  | 311 | 7 | Industrial NAICS Cogen | GT | NG | NG | MISO | M | mcf | 320772 | 319932 | 309251 | 288714 | 201662 | 260853 | 266745 | 233984 | 260223 | 289602 | 284346 | 305297 | 111560 | 103492 | 105363 | 99402 | 65101 | 85204 | 87865 | 79122 | 88897 | 99149 | 98254 | 107378 | 1 | 1 | 1 | 1 | 1 | 1 | 1 | 1 | 1 | 1 | 1 | 1 | 320772 | 319932 | 309251 | 288714 | 201662 | 260853 | 266745 | 233984 | 260223 | 289602 | 284346 | 305297 | 111560 | 103492 | 105363 | 99402 | 65101 | 85204 | 87865 | 79122 | 88897 | 99149 | 98254 | 107378 | 27792 | 25782 | 26248 | 24763 | 16218 | 21226 | 21889 | 19711 | 22146 | 24700 | 24477 | 26750 | 3341381 | 1130787 | 3341381 | 1130787 | 281702 | 2020
Vintage2000 | hard coal | FALSE | 772.10864.IA.ST | 10864 | Y | . | Archer Daniels Midland Cedar Rapids | Archer Daniels Midland Co | 772 | IA | WNC | MRO |  | 311 | 7 | Industrial NAICS Cogen | ST | BIT | COL | MISO | M | short tons | 30404 | 18042 | 29674 | 17902 | 16451 | 23142 | 19187 | 5636 | 3325 | 8956 | 17428 | 23296 | 5178 | 3179 | 4371 | 3083 | 3113 | 4252 | 3696 | 1012 | 616 | 1479 | 2827 | 3693 | 21.7 | 21.7 | 21.7 | 21.878 | 21.9 | 21.9 | 21.9 | 21.852 | 21.9 | 21.5 | 21.5 | 21.5 | 659767 | 391511 | 643926 | 391660 | 360277 | 506810 | 420195 | 123158 | 72818 | 192554 | 374702 | 500864 | 112358 | 68986 | 94850 | 67440 | 68184 | 93122 | 80942 | 22109 | 13480 | 31796 | 60780 | 79390 | 21067.622 | 12945.716 | 16811.702 | 12118.705 | 12680.911 | 17117.956 | 14848.153 | 3606.693 | 2495.901 | 5886.375 | 10819.789 | 14359.584 | 213443 | 36499 | 4638242 | 793437 | 144759.11 | 2020
Vintage2000 | natural gas steam turbine | FALSE | 772.10864.IA.ST | 10864 | Y | . | Archer Daniels Midland Cedar Rapids | Archer Daniels Midland Co | 772 | IA | WNC | MRO |  | 311 | 7 | Industrial NAICS Cogen | ST | NG | NG | MISO | M | mcf | 0 | 2500 | 1800 | 0 | 0 | 0 | 0 | 4650 | 3526 | 2300 | 2800 | 0 | 0 | 441 | 265 | 0 | 0 | 0 | 0 | 835 | 653 | 380 | 454 | 0 | 0 | 1 | 1 | 0 | 0 | 0 | 0 | 1 | 1 | 1 | 1 | 0 | 0 | 2500 | 1800 | 0 | 0 | 0 | 0 | 4650 | 3526 | 2300 | 2800 | 0 | 0 | 441 | 265 | 0 | 0 | 0 | 0 | 835 | 653 | 380 | 454 | 0 | 0 | 82.665 | 46.995 | 0 | 0 | 0 | 0 | 136.176 | 120.858 | 70.311 | 80.852 | 0 | 17576 | 3028 | 17576 | 3028 | 537.857 | 2020
Vintage2000 | biomass | FALSE | 772.10864.IA.ST | 10864 | Y | . | Archer Daniels Midland Cedar Rapids | Archer Daniels Midland Co | 772 | IA | WNC | MRO |  | 311 | 7 | Industrial NAICS Cogen | ST | SLW | ORW | MISO | M | short tons | 0 | 0 | 0 | 0 | 0 | 0 | 0 | 0 | 0 | 0 | 0 | 0 | 0 | 0 | 0 | 0 | 0 | 0 | 0 | 0 | 0 | 0 | 0 | 0 | 0 | 0 | 0 | 0 | 0 | 0 | 0 | 0 | 0 | 0 | 0 | 0 | 0 | 0 | 0 | 0 | 0 | 0 | 0 | 0 | 0 | 0 | 0 | 0 | 0 | 0 | 0 | 0 | 0 | 0 | 0 | 0 | 0 | 0 | 0 | 0 | 0 | 0 | 0 | 0 | 0 | 0 | 0 | 0 | 0 | 0 | 0 | 0 | 0 | 0 | 0 | 0 | 0 | 2020
Vintage2000 | hard coal | FALSE | 772.10864.IA.ST | 10864 | Y | . | Archer Daniels Midland Cedar Rapids | Archer Daniels Midland Co | 772 | IA | WNC | MRO |  | 311 | 7 | Industrial NAICS Cogen | ST | SUB | COL | MISO | M | short tons | 73994 | 79302 | 65166 | 49535 | 61632 | 50711 | 61221 | 36801 | 61636 | 66914 | 48987 | 54942 | 12601 | 13973 | 9599 | 8529 | 11664 | 9318 | 11793 | 6607 | 11410 | 11049 | 7946 | 8709 | 17.1 | 17.1 | 17.1 | 17.1 | 17.1 | 17.1 | 17.1 | 17.5 | 17.5 | 17.5 | 17.5 | 17.5 | 1265297 | 1356064 | 1114339 | 847049 | 1053907 | 867158 | 1046879 | 644018 | 1078630 | 1170995 | 857273 | 961485 | 215479 | 238946 | 164141 | 145854 | 199457 | 159334 | 201660 | 115615 | 199675 | 193365 | 139058 | 152401 | 40403.378 | 44839.619 | 29093.303 | 26209.295 | 37095.089 | 29289.044 | 36992.847 | 18860.131 | 36971.241 | 35797.314 | 24754.359 | 27565.416 | 710841 | 123198 | 12263094 | 2124985 | 387871.04 | 2020
Vintage2005 | hard coal | FALSE | 772.10865.IL.ST | 10865 | Y | . | Archer Daniels Midland Decatur | Archer Daniels Midland Co | 772 | IL | ENC | SERC |  | 311 | 7 | Industrial NAICS Cogen | ST | BIT | COL | MISO | M | short tons | 112967 | 83950 | 108141 | 98074 | 100672 | 88694 | 95311 | 107168 | 76189 | 99981 | 105482 | 103132 | 20465 | 15400 | 19861 | 17506 | 18748 | 15577 | 17805 | 19511 | 13971 | 17195 | 17836 | 17256 | 21.7 | 21.7 | 21.7 | 21.7 | 21.7 | 21.7 | 21.7 | 21.7 | 21.7 | 21.7 | 21.7 | 21.7 | 2451384 | 1821715 | 2346660 | 2128206 | 2184582 | 1924660 | 2068249 | 2325546 | 1653301 | 2169588 | 2288959 | 2237964 | 444087 | 334171 | 430981 | 379875 | 406828 | 338014 | 386359 | 423385 | 303167 | 373132 | 387035 | 374455 | 78334.138 | 59171.628 | 74771.332 | 66971.555 | 70082.412 | 57482.405 | 68356.935 | 74780.085 | 61443.934 | 63983.842 | 67500.246 | 64915.723 | 1179761 | 211131 | 25600814 | 4581489 | 807794.24 | 2020
Vintage2005 | natural gas steam turbine | FALSE | 772.10865.IL.ST | 10865 | Y | . | Archer Daniels Midland Decatur | Archer Daniels Midland Co | 772 | IL | ENC | SERC |  | 311 | 7 | Industrial NAICS Cogen | ST | NG | NG | MISO | M | mcf | 1513 | 3765 | 1336 | 1522 | 2020 | 3611 | 4687 | 2560 | 264 | 4441 | 1947 | 7744 | 274 | 691 | 245 | 272 | 376 | 634 | 876 | 466 | 48 | 764 | 329 | 1296 | 1 | 1 | 1 | 1 | 1 | 1 | 1 | 1 | 1 | 1 | 1 | 1 | 1513 | 3765 | 1336 | 1522 | 2020 | 3611 | 4687 | 2560 | 264 | 4441 | 1947 | 7744 | 274 | 691 | 245 | 272 | 376 | 634 | 876 | 466 | 48 | 764 | 329 | 1296 | 48.348 | 122.292 | 42.569 | 47.895 | 64.803 | 107.847 | 154.908 | 82.319 | 9.811 | 130.971 | 57.416 | 224.627 | 35410 | 6271 | 35410 | 6271 | 1093.806 | 2020
Vintage2005 | hard coal | FALSE | 772.10865.IL.ST | 10865 | Y | . | Archer Daniels Midland Decatur | Archer Daniels Midland Co | 772 | IL | ENC | SERC |  | 311 | 7 | Industrial NAICS Cogen | ST | SUB | COL | MISO | M | short tons | 53939 | 70824 | 52377 | 54698 | 36586 | 54958 | 54044 | 54709 | 72965 | 54850 | 36601 | 54461 | 9771 | 12992 | 9619 | 9763 | 6813 | 9652 | 10096 | 9960 | 13380 | 9433 | 6189 | 9112 | 17.8 | 17.8 | 17.8 | 17.8 | 17.8 | 17.8 | 17.8 | 17.773 | 17.8 | 17.8 | 17.8 | 17.8 | 960114 | 1260667 | 932311 | 973624 | 651231 | 978252 | 961983 | 972343 | 1298777 | 976330 | 651498 | 969406 | 173932 | 231253 | 171226 | 173787 | 121277 | 171804 | 179703 | 177023 | 238158 | 167912 | 110160 | 162201 | 30680.514 | 40948.08 | 29706.099 | 30638.55 | 20891.785 | 29216.748 | 31794.157 | 31266.596 | 48268.255 | 28793.187 | 19212.338 | 28119.16 | 651012 | 116780 | 11586536 | 2078436 | 369535.47 | 2020
Vintage2005 | other | FALSE | 772.10865.IL.ST | 10865 | Y | . | Archer Daniels Midland Decatur | Archer Daniels Midland Co | 772 | IL | ENC | SERC |  | 311 | 7 | Industrial NAICS Cogen | ST | TDF | OTH | MISO | M | short tons | 0 | 0 | 0 | 0 | 0 | 0 | 0 | 0 | 0 | 0 | 0 | 275 | 0 | 0 | 0 | 0 | 0 | 0 | 0 | 0 | 0 | 0 | 0 | 46 | 0 | 0 | 0 | 0 | 0 | 0 | 0 | 0 | 0 | 0 | 0 | 22 | 0 | 0 | 0 | 0 | 0 | 0 | 0 | 0 | 0 | 0 | 0 | 6050 | 0 | 0 | 0 | 0 | 0 | 0 | 0 | 0 | 0 | 0 | 0 | 1012 | 0 | 0 | 0 | 0 | 0 | 0 | 0 | 0 | 0 | 0 | 0 | 175.49 | 275 | 46 | 6050 | 1012 | 175.49 | 2020
Vintage2005 | biomass | FALSE | 772.10865.IL.ST | 10865 | Y | . | Archer Daniels Midland Decatur | Archer Daniels Midland Co | 772 | IL | ENC | SERC |  | 311 | 7 | Industrial NAICS Cogen | ST | WDS | WWW | MISO | M | short tons | 0 | 0 | 0 | 0 | 0 | 0 | 0 | 0 | 0 | 0 | 0 | 0 | 0 | 0 | 0 | 0 | 0 | 0 | 0 | 0 | 0 | 0 | 0 | 0 | 0 | 0 | 0 | 0 | 0 | 0 | 0 | 0 | 0 | 0 | 0 | 0 | 0 | 0 | 0 | 0 | 0 | 0 | 0 | 0 | 0 | 0 | 0 | 0 | 0 | 0 | 0 | 0 | 0 | 0 | 0 | 0 | 0 | 0 | 0 | 0 | 0 | 0 | 0 | 0 | 0 | 0 | 0 | 0 | 0 | 0 | 0 | 0 | 0 | 0 | 0 | 0 | 0 | 2020
Vintage1988 | hard coal | FALSE | 772.10866.IL.GT | 10866 | Y | . | Archer Daniels Midland Peoria | Archer Daniels Midland Co | 772 | IL | ENC | SERC |  | 311 | 7 | Industrial NAICS Cogen | GT | BIT | COL | MISO | A | short tons | 0 | 0 | 0 | 0 | 0 | 0 | 0 | 0 | 0 | 0 | 0 | 0 | 0 | 0 | 0 | 0 | 0 | 0 | 0 | 0 | 0 | 0 | 0 | 0 | 0 | 0 | 0 | 0 | 0 | 0 | 0 | 0 | 0 | 0 | 0 | 0 | 0 | 0 | 0 | 0 | 0 | 0 | 0 | 0 | 0 | 0 | 0 | 0 | 0 | 0 | 0 | 0 | 0 | 0 | 0 | 0 | 0 | 0 | 0 | 0 | 0 | 0 | 0 | 0 | 0 | 0 | 0 | 0 | 0 | 0 | 0 | 0 | 0 | 0 | 0 | 0 | 0 | 2020
Vintage1988 | natural gas peaker | FALSE | 772.10866.IL.GT | 10866 | Y | . | Archer Daniels Midland Peoria | Archer Daniels Midland Co | 772 | IL | ENC | SERC |  | 311 | 7 | Industrial NAICS Cogen | GT | NG | NG | MISO | A | mcf | 171616 | 155894 | 161808 | 118313 | 101201 | 155187 | 223054 | 166365 | 108820 | 114915 | 53388 | 120630 | 29850 | 27116 | 28144 | 20579 | 17603 | 26993 | 38797 | 28937 | 18928 | 19988 | 9286 | 20982 | 1 | 1 | 1 | 1 | 1 | 1 | 1 | 1 | 1 | 1 | 1 | 1 | 171616 | 155894 | 161808 | 118313 | 101201 | 155187 | 223054 | 166365 | 108820 | 114915 | 53388 | 120630 | 29850 | 27116 | 28144 | 20579 | 17603 | 26993 | 38797 | 28937 | 18928 | 19988 | 9286 | 20982 | 7436.333 | 6755.047 | 7011.321 | 5126.638 | 4385.15 | 6724.441 | 9665.174 | 7208.789 | 4715.306 | 4979.412 | 2313.354 | 5227.035 | 1651191 | 287203 | 1651191 | 287203 | 71548 | 2020
Vintage1989 | hard coal | FALSE | 7.10867.IL.ST | 10867 | Y | . | Tate & Lyle Decatur Plant Cogen | Tate & Lyle Ingredients Americas Inc | 7 | IL | ENC | SERC |  | 311 | 7 | Industrial NAICS Cogen | ST | BIT | COL | MISO | AM | short tons | 33661 | 26221 | 19491 | 23907 | 15787 | 13665 | 12322 | 8389 | 15403 | 16832 | 16241 | 18261 | 7505 | 6749 | 7004 | 7082 | 7013 | 6194 | 5471 | 5079 | 6839 | 7206 | 6690 | 6966 | 21.24 | 21.25 | 21.05 | 21.19 | 21.13 | 21.11 | 21.07 | 21.11 | 21.22 | 21.24 | 21.27 | 21.22 | 714960 | 557196 | 410286 | 506589 | 333579 | 288468 | 259625 | 177092 | 326852 | 357512 | 345446 | 387498 | 159402 | 143422 | 147429 | 150067 | 148177 | 130763 | 115269 | 107216 | 145119 | 153063 | 142289 | 147810 | 36440 | 32787 | 33703 | 34306 | 33874 | 29893 | 26351 | 24510 | 33175 | 34991 | 32528 | 33790 | 220180 | 79798 | 4665103 | 1690026 | 386348 | 2020
Vintage1989 | natural gas steam turbine | FALSE | 7.10867.IL.ST | 10867 | Y | . | Tate & Lyle Decatur Plant Cogen | Tate & Lyle Ingredients Americas Inc | 7 | IL | ENC | SERC |  | 311 | 7 | Industrial NAICS Cogen | ST | NG | NG | MISO | AM | mcf | 0 | 0 | 0 | 0 | 0 | 0 | 0 | 0 | 0 | 0 | 0 | 0 | 0 | 0 | 0 | 0 | 0 | 0 | 0 | 0 | 0 | 0 | 0 | 0 | 0 | 0 | 0 | 0 | 0 | 0 | 0 | 0 | 0 | 0 | 0 | 0 | 0 | 0 | 0 | 0 | 0 | 0 | 0 | 0 | 0 | 0 | 0 | 0 | 0 | 0 | 0 | 0 | 0 | 0 | 0 | 0 | 0 | 0 | 0 | 0 | 0 | 0 | 0 | 0 | 0 | 0 | 0 | 0 | 0 | 0 | 0 | 0 | 0 | 0 | 0 | 0 | 0 | 2020
Vintage2009 | biomass | TRUE | 1745.10869.OR.ST | 10869 | N | . | Biomass One LP | Biomass One LP | 1745 | OR | PACC | WECC |  | 22 | 2 | NAICS-22 Non-Cogen | ST | WDS | WWW | PACW | AM | short tons | 21665 | 19090 | 21355 | 0 | 0 | 0 | 19216 | 21804 | 21764 | 21490 | 21448 | 11690 | 21665 | 19090 | 21355 | 0 | 0 | 0 | 19216 | 21804 | 21764 | 21490 | 21448 | 11690 | 17.36 | 17.318 | 17.354 | 0 | 0 | 0 | 17.142 | 16.936 | 16.474 | 16.948 | 17.084 | 17.028 | 376104 | 330601 | 370595 | 0 | 0 | 0 | 329401 | 369273 | 358540 | 364213 | 366418 | 199057 | 376104 | 330601 | 370595 | 0 | 0 | 0 | 329401 | 369273 | 358540 | 364213 | 366418 | 199057 | 20455 | 17790 | 20117 | 0 | 0 | 0 | 18650 | 20414 | 19218 | 19760 | 19739 | 10434 | 179522 | 179522 | 3064202 | 3064202 | 166577 | 2020
Vintage2002 | petroleum | TRUE | 56214.10870.PA.GT | 10870 | N | . | Hazelton | Hazleton Generation LLC | 56214 | PA | MAT | RFC |  | 22 | 2 | NAICS-22 Non-Cogen | GT | DFO | DFO | PJM | A | barrels | 185 | 143 | 198 | 145 | 183 | 135 | 190 | 168 | 156 | 122 | 147 | 171 | 185 | 143 | 198 | 145 | 183 | 135 | 190 | 168 | 156 | 122 | 147 | 171 | 5.778 | 5.778 | 5.778 | 5.778 | 5.778 | 5.778 | 5.778 | 5.778 | 5.778 | 5.778 | 5.778 | 5.778 | 1069 | 826 | 1144 | 838 | 1057 | 780 | 1098 | 971 | 901 | 705 | 849 | 988 | 1069 | 826 | 1144 | 838 | 1057 | 780 | 1098 | 971 | 901 | 705 | 849 | 988 | 83.641 | 64.232 | 89.261 | 65.314 | 82.412 | 60.875 | 85.405 | 75.69 | 70.054 | 55.09 | 66.133 | 77.087 | 1943 | 1943 | 11226 | 11226 | 875.194 | 2020
Vintage2002 | natural gas peaker | TRUE | 56214.10870.PA.GT | 10870 | N | . | Hazelton | Hazleton Generation LLC | 56214 | PA | MAT | RFC |  | 22 | 2 | NAICS-22 Non-Cogen | GT | NG | NG | PJM | A | mcf | 9125 | 8341 | 8249 | 6475 | 6793 | 9057 | 11469 | 11327 | 10141 | 8764 | 6655 | 9414 | 9125 | 8341 | 8249 | 6475 | 6793 | 9057 | 11469 | 11327 | 10141 | 8764 | 6655 | 9414 | 1.037 | 1.037 | 1.037 | 1.037 | 1.037 | 1.037 | 1.037 | 1.037 | 1.037 | 1.037 | 1.037 | 1.037 | 9463 | 8650 | 8554 | 6715 | 7044 | 9392 | 11893 | 11746 | 10516 | 9088 | 6901 | 9762 | 9463 | 8650 | 8554 | 6715 | 7044 | 9392 | 11893 | 11746 | 10516 | 9088 | 6901 | 9762 | 737.629 | 674.311 | 666.882 | 523.484 | 549.179 | 732.142 | 927.129 | 915.687 | 819.8 | 708.523 | 538.005 | 761.035 | 105810 | 105810 | 109724 | 109724 | 8553.806 | 2020
Vintage1988 | hydro | TRUE | 56590.10872.NY.HY | 10872 | N | . | Kings Falls Hydroelectric | Silverstreet Hydro | 56590 | NY | MAT | NPCC |  | 22 | 2 | NAICS-22 Non-Cogen | HY | WAT | HYC | NYIS | A |  | 0 | 0 | 0 | 0 | 0 | 0 | 0 | 0 | 0 | 0 | 0 | 0 | 0 | 0 | 0 | 0 | 0 | 0 | 0 | 0 | 0 | 0 | 0 | 0 | 0 | 0 | 0 | 0 | 0 | 0 | 0 | 0 | 0 | 0 | 0 | 0 | 2054 | 1917 | 2035 | 1996 | 2085 | 1951 | 2047 | 2007 | 1907 | 1916 | 1895 | 2002 | 2054 | 1917 | 2035 | 1996 | 2085 | 1951 | 2047 | 2007 | 1907 | 1916 | 1895 | 2002 | 234.285 | 218.617 | 232.171 | 227.673 | 237.817 | 222.487 | 233.47 | 228.962 | 217.483 | 218.557 | 216.148 | 228.33 | 0 | 0 | 23812 | 23812 | 2716 | 2020
Vintage1988 | geothermal | TRUE | 4397.10873.CA.ST | 10873 | N | . | Coso Finance Partners | Coso Operating Co LLC | 4397 | CA | PACC | WECC |  | 22 | 2 | NAICS-22 Non-Cogen | ST | GEO | GEO | CISO | M |  | 0 | 0 | 0 | 0 | 0 | 0 | 0 | 0 | 0 | 0 | 0 | 0 | 0 | 0 | 0 | 0 | 0 | 0 | 0 | 0 | 0 | 0 | 0 | 0 | 0 | 0 | 0 | 0 | 0 | 0 | 0 | 0 | 0 | 0 | 0 | 0 | 371922 | 309878 | 345367 | 344377 | 356633 | 334470 | 348620 | 339134 | 332225 | 343623 | 349830 | 363638 | 371922 | 309878 | 345367 | 344377 | 356633 | 334470 | 348620 | 339134 | 332225 | 343623 | 349830 | 363638 | 42423 | 35346 | 39394 | 39281 | 40679 | 38151 | 39765 | 38683 | 37895 | 39195 | 39903 | 41478 | 0 | 0 | 4139717 | 4139717 | 472193 | 2020
Vintage1989 | geothermal | TRUE | 4397.10874.CA.ST | 10874 | N | . | Coso Power Developers | Coso Operating Co LLC | 4397 | CA | PACC | WECC |  | 22 | 2 | NAICS-22 Non-Cogen | ST | GEO | GEO | CISO | M |  | 0 | 0 | 0 | 0 | 0 | 0 | 0 | 0 | 0 | 0 | 0 | 0 | 0 | 0 | 0 | 0 | 0 | 0 | 0 | 0 | 0 | 0 | 0 | 0 | 0 | 0 | 0 | 0 | 0 | 0 | 0 | 0 | 0 | 0 | 0 | 0 | 327325 | 300857 | 280334 | 308002 | 306398 | 284244 | 284217 | 268735 | 264509 | 292038 | 276967 | 284954 | 327325 | 300857 | 280334 | 308002 | 306398 | 284244 | 284217 | 268735 | 264509 | 292038 | 276967 | 284954 | 37336 | 34317 | 31976 | 35132 | 34949 | 32422 | 32419 | 30653 | 30171 | 33311 | 31592 | 32503 | 0 | 0 | 3478580 | 3478580 | 396781 | 2020
Vintage1989 | geothermal | TRUE | 4397.10875.CA.ST | 10875 | N | . | Coso Energy Developers | Coso Operating Co LLC | 4397 | CA | PACC | WECC |  | 22 | 2 | NAICS-22 Non-Cogen | ST | GEO | GEO | CISO | A |  | 0 | 0 | 0 | 0 | 0 | 0 | 0 | 0 | 0 | 0 | 0 | 0 | 0 | 0 | 0 | 0 | 0 | 0 | 0 | 0 | 0 | 0 | 0 | 0 | 0 | 0 | 0 | 0 | 0 | 0 | 0 | 0 | 0 | 0 | 0 | 0 | 154860 | 169746 | 215369 | 206958 | 205038 | 190972 | 206399 | 207104 | 194395 | 186733 | 205475 | 201185 | 154860 | 169746 | 215369 | 206958 | 205038 | 190972 | 206399 | 207104 | 194395 | 186733 | 205475 | 201185 | 17663.964 | 19361.931 | 24565.904 | 23606.523 | 23387.487 | 21783.034 | 23542.72 | 23623.156 | 22173.505 | 21299.518 | 23437.315 | 22947.943 | 0 | 0 | 2344234 | 2344234 | 267393 | 2020
Vintage1982 | geothermal | TRUE | 49899.10878.CA.ST | 10878 | N | . | Salton Sea Power Gen Co Unit 1 | CalEnergy Operating Corporation | 49899 | CA | PACC | WECC |  | 22 | 2 | NAICS-22 Non-Cogen | ST | GEO | GEO | IID | A |  | 0 | 0 | 0 | 0 | 0 | 0 | 0 | 0 | 0 | 0 | 0 | 0 | 0 | 0 | 0 | 0 | 0 | 0 | 0 | 0 | 0 | 0 | 0 | 0 | 0 | 0 | 0 | 0 | 0 | 0 | 0 | 0 | 0 | 0 | 0 | 0 | 40812 | 44735 | 56759 | 54542 | 54036 | 50329 | 54395 | 54580 | 51231 | 49212 | 54151 | 53020 | 40812 | 44735 | 56759 | 54542 | 54036 | 50329 | 54395 | 54580 | 51231 | 49212 | 54151 | 53020 | 4655.178 | 5102.661 | 6474.121 | 6221.285 | 6163.56 | 5740.721 | 6204.47 | 6225.669 | 5843.626 | 5613.295 | 6176.692 | 6047.722 | 0 | 0 | 617802 | 617802 | 70469 | 2020
Vintage1990 | geothermal | TRUE | 49899.10879.CA.ST | 10879 | N | . | Salton Sea Power Gen Co - Unit 2 | CalEnergy Operating Corporation | 49899 | CA | PACC | WECC |  | 22 | 2 | NAICS-22 Non-Cogen | ST | GEO | GEO | IID | A |  | 0 | 0 | 0 | 0 | 0 | 0 | 0 | 0 | 0 | 0 | 0 | 0 | 0 | 0 | 0 | 0 | 0 | 0 | 0 | 0 | 0 | 0 | 0 | 0 | 0 | 0 | 0 | 0 | 0 | 0 | 0 | 0 | 0 | 0 | 0 | 0 | 55298 | 60614 | 76905 | 73902 | 73216 | 68193 | 73702 | 73954 | 69416 | 66679 | 73372 | 71840 | 55298 | 60614 | 76905 | 73902 | 73216 | 68193 | 73702 | 73954 | 69416 | 66679 | 73372 | 71840 | 6307.535 | 6913.853 | 8772.113 | 8429.533 | 8351.318 | 7778.392 | 8406.75 | 8435.472 | 7917.823 | 7605.736 | 8369.111 | 8194.364 | 0 | 0 | 837091 | 837091 | 95482 | 2020
Vintage1987 | hydro | TRUE | 12239.10880.CA.HY | 10880 | N | . | Bidwell Ditch Project | Mega Renewables | 12239 | CA | PACC | WECC |  | 22 | 2 | NAICS-22 Non-Cogen | HY | WAT | HYC | CISO | A |  | 0 | 0 | 0 | 0 | 0 | 0 | 0 | 0 | 0 | 0 | 0 | 0 | 0 | 0 | 0 | 0 | 0 | 0 | 0 | 0 | 0 | 0 | 0 | 0 | 0 | 0 | 0 | 0 | 0 | 0 | 0 | 0 | 0 | 0 | 0 | 0 | 7859 | 5863 | 6207 | 9112 | 12479 | 11660 | 12328 | 12423 | 8652 | 7115 | 5381 | 4433 | 7859 | 5863 | 6207 | 9112 | 12479 | 11660 | 12328 | 12423 | 8652 | 7115 | 5381 | 4433 | 896.41 | 668.772 | 708.017 | 1039.299 | 1423.442 | 1330.014 | 1406.201 | 1416.965 | 986.863 | 811.581 | 613.813 | 505.623 | 0 | 0 | 103512 | 103512 | 11807 | 2020
Vintage1986 | hydro | TRUE | 16997.10881.CA.HY | 10881 | N | . | Roaring Creek Water Power | Shasta Hydroelectric Inc | 16997 | CA | PACC | WECC |  | 22 | 2 | NAICS-22 Non-Cogen | HY | WAT | HYC | CISO | A |  | 0 | 0 | 0 | 0 | 0 | 0 | 0 | 0 | 0 | 0 | 0 | 0 | 0 | 0 | 0 | 0 | 0 | 0 | 0 | 0 | 0 | 0 | 0 | 0 | 0 | 0 | 0 | 0 | 0 | 0 | 0 | 0 | 0 | 0 | 0 | 0 | 2276 | 1698 | 1797 | 2638 | 3614 | 3376 | 3570 | 3597 | 2505 | 2060 | 1558 | 1284 | 2276 | 1698 | 1797 | 2638 | 3614 | 3376 | 3570 | 3597 | 2505 | 2060 | 1558 | 1284 | 259.578 | 193.659 | 205.023 | 300.954 | 412.192 | 385.137 | 407.199 | 410.316 | 285.77 | 235.013 | 177.744 | 146.415 | 0 | 0 | 29973 | 29973 | 3419 | 2020
Vintage1986 | hydro | TRUE | 12239.10882.CA.HY | 10882 | N | . | Hatchet Creek Project | Mega Renewables | 12239 | CA | PACC | WECC |  | 22 | 2 | NAICS-22 Non-Cogen | HY | WAT | HYC | CISO | A |  | 0 | 0 | 0 | 0 | 0 | 0 | 0 | 0 | 0 | 0 | 0 | 0 | 0 | 0 | 0 | 0 | 0 | 0 | 0 | 0 | 0 | 0 | 0 | 0 | 0 | 0 | 0 | 0 | 0 | 0 | 0 | 0 | 0 | 0 | 0 | 0 | 6022 | 4493 | 4757 | 6982 | 9563 | 8936 | 9447 | 9520 | 6630 | 5453 | 4124 | 3397 | 6022 | 4493 | 4757 | 6982 | 9563 | 8936 | 9447 | 9520 | 6630 | 5453 | 4124 | 3397 | 686.941 | 512.496 | 542.572 | 796.441 | 1090.819 | 1019.223 | 1077.607 | 1085.856 | 756.258 | 621.935 | 470.38 | 387.472 | 0 | 0 | 79324 | 79324 | 9048 | 2020
Vintage2017 | petroleum | FALSE | 12258.10883.MA.GT | 10883 | Y | . | Medical Area Total Energy Plant | Medical Area Total Egy Plt Inc | 12258 | MA | NEW | NPCC |  | 622 | 5 | Commercial NAICS Cogen | GT | DFO | DFO | ISNE | A | barrels | 123 | 131 | 102 | 113 | 79 | 77 | 91 | 86 | 98 | 153 | 154 | 864 | 29 | 31 | 24 | 27 | 19 | 18 | 22 | 21 | 23 | 37 | 37 | 207 | 5.88 | 5.88 | 5.88 | 5.88 | 5.88 | 5.88 | 5.88 | 5.88 | 5.88 | 5.88 | 5.88 | 5.88 | 723 | 770 | 600 | 664 | 465 | 453 | 535 | 506 | 576 | 900 | 906 | 5080 | 173 | 184 | 143 | 159 | 111 | 108 | 129 | 121 | 138 | 216 | 217 | 1218 | 36.24 | 38.678 | 30.058 | 33.395 | 23.364 | 22.695 | 26.963 | 25.439 | 28.844 | 45.282 | 45.6 | 255.384 | 2071 | 495 | 12178 | 2917 | 611.942 | 2020
Vintage2017 | natural gas peaker | FALSE | 12258.10883.MA.GT | 10883 | Y | . | Medical Area Total Energy Plant | Medical Area Total Egy Plt Inc | 12258 | MA | NEW | NPCC |  | 622 | 5 | Commercial NAICS Cogen | GT | NG | NG | ISNE | A | mcf | 476851 | 375651 | 166394 | 192315 | 135589 | 361158 | 719040 | 606136 | 352821 | 384138 | 280541 | 410168 | 114287 | 90032 | 39879 | 46093 | 32497 | 86559 | 172332 | 145273 | 84560 | 92066 | 67238 | 98305 | 1.027 | 1.027 | 1.027 | 1.027 | 1.027 | 1.027 | 1.027 | 1.027 | 1.027 | 1.027 | 1.027 | 1.027 | 489726 | 385794 | 170887 | 197508 | 139250 | 370909 | 738454 | 622502 | 362347 | 394510 | 288116 | 421243 | 117373 | 92463 | 40956 | 47337 | 33374 | 88896 | 176985 | 149195 | 86843 | 94552 | 69053 | 100959 | 24609.769 | 19386.882 | 8587.358 | 9925.13 | 6997.596 | 18638.878 | 37108.714 | 31281.878 | 18208.617 | 19824.852 | 14478.36 | 21168.244 | 4460802 | 1069121 | 4581246 | 1097986 | 230216.28 | 2020
Vintage1986 | petroleum | FALSE | 12258.10883.MA.IC | 10883 | Y | . | Medical Area Total Energy Plant | Medical Area Total Egy Plt Inc | 12258 | MA | NEW | NPCC |  | 622 | 5 | Commercial NAICS Cogen | IC | DFO | DFO | ISNE | A | barrels | 126 | 136 | 105 | 117 | 82 | 80 | 94 | 89 | 101 | 159 | 160 | 895 | 70 | 75 | 58 | 64 | 45 | 44 | 52 | 49 | 56 | 87 | 88 | 493 | 5.88 | 5.88 | 5.88 | 5.88 | 5.88 | 5.88 | 5.88 | 5.88 | 5.88 | 5.88 | 5.88 | 5.88 | 741 | 800 | 617 | 688 | 482 | 470 | 553 | 523 | 594 | 935 | 941 | 5263 | 411 | 439 | 341 | 379 | 265 | 257 | 306 | 289 | 327 | 514 | 517 | 2897 | 86.182 | 91.983 | 71.484 | 79.419 | 55.564 | 53.973 | 64.122 | 60.499 | 68.597 | 107.689 | 108.443 | 607.345 | 2144 | 1181 | 12607 | 6942 | 1455.3 | 2020
Vintage1980 | natural gas steam turbine | FALSE | 12258.10883.MA.ST | 10883 | Y | . | Medical Area Total Energy Plant | Medical Area Total Egy Plt Inc | 12258 | MA | NEW | NPCC |  | 622 | 5 | Commercial NAICS Cogen | ST | NG | NG | ISNE | AM | mcf | 415602 | 416124 | 414392 | 373193 | 342206 | 338019 | 393299 | 371717 | 332661 | 331971 | 379518 | 452079 | 33565 | 31334 | 32895 | 30311 | 35389 | 39508 | 41033 | 39767 | 25222 | 27484 | 25404 | 33424 | 1.027 | 1.027 | 1.027 | 1.027 | 1.027 | 1.027 | 1.027 | 1.027 | 1.027 | 1.027 | 1.027 | 1.027 | 426823 | 427359 | 425581 | 383269 | 351446 | 347146 | 403918 | 381753 | 341643 | 340934 | 389765 | 464285 | 34471 | 32180 | 33783 | 31129 | 36345 | 40575 | 42141 | 40841 | 25903 | 28226 | 26090 | 34326 | 7153.75 | 6678.45 | 7011.16 | 6460.2 | 7542.72 | 8420.57 | 8745.52 | 8475.86 | 5375.74 | 5857.83 | 5414.54 | 7123.68 | 4560781 | 395336 | 4683922 | 406010 | 84260.02 | 2020
Vintage1987 | petroleum | FALSE | 11216.10884.CA.GT | 10884 | Y | . | Olive View Medical Center | Los Angeles County | 11216 | CA | PACC | WECC |  | 622 | 5 | Commercial NAICS Cogen | GT | DFO | DFO | LDWP | M | barrels | 0 | 0 | 0 | 0 | 0 | 0 | 0 | 0 | 0 | 0 | 0 | 0 | 0 | 0 | 0 | 0 | 0 | 0 | 0 | 0 | 0 | 0 | 0 | 0 | 0 | 0 | 0 | 0 | 0 | 0 | 0 | 0 | 0 | 0 | 0 | 0 | 0 | 0 | 0 | 0 | 0 | 0 | 0 | 0 | 0 | 0 | 0 | 0 | 0 | 0 | 0 | 0 | 0 | 0 | 0 | 0 | 0 | 0 | 0 | 0 | 0 | 0 | 0 | 0 | 0 | 0 | 0 | 0 | 0 | 0 | 0 | 0 | 0 | 0 | 0 | 0 | 0 | 2020
Vintage1987 | natural gas peaker | FALSE | 11216.10884.CA.GT | 10884 | Y | . | Olive View Medical Center | Los Angeles County | 11216 | CA | PACC | WECC |  | 622 | 5 | Commercial NAICS Cogen | GT | NG | NG | LDWP | M | mcf | 25781 | 24354 | 26171 | 24792 | 25684 | 22664 | 22278 | 22510 | 36044 | 25190 | 23461 | 24249 | 6786 | 6510 | 6896 | 6529 | 6775 | 5708 | 5659 | 5516 | 12169 | 6170 | 5751 | 5941 | 1.04 | 1.033 | 1.039 | 1.039 | 1.037 | 1.035 | 1.037 | 1.037 | 1.033 | 1.037 | 1.036 | 1.036 | 26812 | 25158 | 27192 | 25759 | 26634 | 23457 | 23102 | 23343 | 37233 | 26122 | 24306 | 25122 | 7057 | 6725 | 7165 | 6784 | 7026 | 5908 | 5868 | 5720 | 12571 | 6398 | 5958 | 6155 | 1540.56 | 1468.04 | 1564.08 | 1480.78 | 1533.7 | 1289.68 | 1280.86 | 1248.52 | 2744 | 1396.5 | 1300.46 | 1371 | 303178 | 80410 | 314240 | 83335 | 18218.18 | 2020
Vintage1986 | hydro | TRUE | 64078.10902.NY.HY | 10902 | N | . | Victory Mills | Central Rivers Power US, LLC | 64078 | NY | MAT | NPCC |  | 22 | 2 | NAICS-22 Non-Cogen | HY | WAT | HYC | NYIS | A |  | 0 | 0 | 0 | 0 | 0 | 0 | 0 | 0 | 0 | 0 | 0 | 0 | 0 | 0 | 0 | 0 | 0 | 0 | 0 | 0 | 0 | 0 | 0 | 0 | 0 | 0 | 0 | 0 | 0 | 0 | 0 | 0 | 0 | 0 | 0 | 0 | 3699 | 3451 | 3665 | 3594 | 3755 | 3513 | 3686 | 3615 | 3434 | 3451 | 3412 | 3605 | 3699 | 3451 | 3665 | 3594 | 3755 | 3513 | 3686 | 3615 | 3434 | 3451 | 3412 | 3605 | 421.906 | 393.687 | 418.095 | 409.996 | 428.263 | 400.656 | 420.436 | 412.316 | 391.646 | 393.579 | 389.241 | 411.179 | 0 | 0 | 42880 | 42880 | 4891 | 2020
Vintage2001 | hydro | TRUE | 3473.10903.IL.HY | 10903 | N | . | Lockport Powerhouse | Metro Wtr Recl Dist Grtr Chi | 3473 | IL | ENC | RFC |  | 22 | 2 | NAICS-22 Non-Cogen | HY | WAT | HYC | PJM | M |  | 0 | 0 | 0 | 0 | 0 | 0 | 0 | 0 | 0 | 0 | 0 | 0 | 0 | 0 | 0 | 0 | 0 | 0 | 0 | 0 | 0 | 0 | 0 | 0 | 0 | 0 | 0 | 0 | 0 | 0 | 0 | 0 | 0 | 0 | 0 | 0 | 38294 | 29063 | 38557 | 35068 | 47833 | 44343 | 37014 | 32341 | 14772 | 0 | 0 | 11967 | 38294 | 29063 | 38557 | 35068 | 47833 | 44343 | 37014 | 32341 | 14772 | 0 | 0 | 11967 | 4368 | 3315 | 4398 | 4000 | 5456 | 5058 | 4222 | 3689 | 1685 | 0 | 0 | 1365 | 0 | 0 | 329252 | 329252 | 37556 | 2020
Vintage1990 | petroleum | TRUE | 15114.50002.MA.CA | 50002 | Y | . | Pittsfield Generating LP | Pittsfield Generating Company, LP | 15114 | MA | NEW | NPCC |  | 22 | 3 | NAICS-22 Cogen | CA | DFO | DFO | ISNE | M | barrels | 0 | 0 | 0 | 0 | 0 | 0 | 0 | 0 | 0 | 0 | 0 | 0 | 0 | 0 | 0 | 0 | 0 | 0 | 0 | 0 | 0 | 0 | 0 | 0 | 0 | 0 | 0 | 0 | 0 | 0 | 0 | 0 | 0 | 0 | 0 | 0 | 0 | 0 | 0 | 0 | 0 | 0 | 0 | 0 | 0 | 0 | 0 | 0 | 0 | 0 | 0 | 0 | 0 | 0 | 0 | 0 | 0 | 0 | 0 | 0 | 0 | 0 | 0 | 0 | 0 | 1.787 | 4.121 | 4.199 | 0.497 | 63.258 | 0 | 0 | 0 | 0 | 0 | 0 | 73.862 | 2020
Vintage1990 | natural gas combined cycle | TRUE | 15114.50002.MA.CA | 50002 | Y | . | Pittsfield Generating LP | Pittsfield Generating Company, LP | 15114 | MA | NEW | NPCC |  | 22 | 3 | NAICS-22 Cogen | CA | NG | NG | ISNE | M | mcf | 0 | 0 | 0 | 0 | 0 | 0 | 0 | 0 | 0 | 0 | 0 | 0 | 0 | 0 | 0 | 0 | 0 | 0 | 0 | 0 | 0 | 0 | 0 | 0 | 0 | 0 | 0 | 0 | 0 | 0 | 0 | 0 | 0 | 0 | 0 | 0 | 0 | 0 | 0 | 0 | 0 | 0 | 0 | 0 | 0 | 0 | 0 | 0 | 0 | 0 | 0 | 0 | 0 | 0 | 0 | 0 | 0 | 0 | 0 | 0 | 0 | 0 | 0 | 0 | 226 | 1038.213 | 4422.879 | 3683.801 | 589.503 | 692.742 | 0 | 0 | 0 | 0 | 0 | 0 | 10653.138 | 2020
Vintage1990 | petroleum | TRUE | 15114.50002.MA.CT | 50002 | Y | . | Pittsfield Generating LP | Pittsfield Generating Company, LP | 15114 | MA | NEW | NPCC |  | 22 | 3 | NAICS-22 Cogen | CT | DFO | DFO | ISNE | M | barrels | 0 | 0 | 0 | 0 | 0 | 10 | 22 | 22 | 3 | 330 | 0 | 0 | 0 | 0 | 0 | 0 | 0 | 10 | 22 | 22 | 3 | 330 | 0 | 0 | 0 | 0 | 0 | 0 | 0 | 5.8 | 5.8 | 5.8 | 5.8 | 5.81 | 0 | 0 | 0 | 0 | 0 | 0 | 0 | 58 | 128 | 128 | 17 | 1917 | 0 | 0 | 0 | 0 | 0 | 0 | 0 | 56 | 125 | 126 | 16 | 1917 | 0 | 0 | 0 | 0 | 0 | 0 | 0 | 4.315 | 9.378 | 9.365 | 1.215 | 147.852 | 0 | 0 | 387 | 387 | 2248 | 2240 | 172.125 | 2020
Vintage1990 | natural gas combined cycle | TRUE | 15114.50002.MA.CT | 50002 | Y | . | Pittsfield Generating LP | Pittsfield Generating Company, LP | 15114 | MA | NEW | NPCC |  | 22 | 3 | NAICS-22 Cogen | CT | NG | NG | ISNE | M | mcf | 0 | 0 | 0 | 0 | 7162 | 32774 | 132946 | 108694 | 20061 | 20385 | 0 | 0 | 0 | 0 | 0 | 0 | 6956 | 31974 | 130552 | 106728 | 18205 | 20385 | 0 | 0 | 0 | 0 | 0 | 0 | 1.03 | 1.028 | 1.03 | 1.03 | 1.029 | 1.03 | 0 | 0 | 0 | 0 | 0 | 0 | 7377 | 33692 | 136934 | 111955 | 20643 | 20997 | 0 | 0 | 0 | 0 | 0 | 0 | 7165 | 32869 | 134469 | 109930 | 18733 | 20997 | 0 | 0 | 0 | 0 | 0 | 0 | 549 | 2506.685 | 10063.622 | 8216.635 | 1441.785 | 1619.148 | 0 | 0 | 322022 | 314800 | 331598 | 324163 | 24396.875 | 2020
Vintage1990 | natural gas peaker | TRUE | 60662.50003.CA.GT | 50003 | Y | . | Chalk Cliff Limited | WCAC Operating Company | 60662 | CA | PACC | WECC |  | 22 | 3 | NAICS-22 Cogen | GT | NG | NG | CISO | M | mcf | 0 | 651 | 0 | 0 | 2 | 6804 | 12633 | 44094 | 15405 | 37334 | 3048 | 0 | 0 | 496 | 0 | 0 | 0 | 5213 | 10097 | 33427 | 11672 | 29279 | 2347 | 0 | 0 | 1.04 | 0 | 0 | 1.04 | 1.04 | 1.04 | 1.04 | 1.04 | 1.04 | 1.04 | 0 | 0 | 677 | 0 | 0 | 2 | 7076 | 13138 | 45858 | 16021 | 38827 | 3170 | 0 | 0 | 516 | 0 | 0 | 0 | 5421 | 10501 | 34764 | 12139 | 30450 | 2441 | 0 | 0 | 67 | 0 | 0 | 0 | 709 | 1373 | 4541 | 1586 | 3976 | 317 | 0 | 119971 | 92531 | 124769 | 96232 | 12569 | 2020
Vintage1992 | petroleum | TRUE | 3890.50006.NJ.CA | 50006 | Y | . | Linden Cogen Plant | EFS Cogen Holdings I LLC | 3890 | NJ | MAT | RFC |  | 22 | 3 | NAICS-22 Cogen | CA | DFO | DFO | NYIS | M | barrels | 0 | 0 | 0 | 0 | 0 | 0 | 0 | 0 | 0 | 0 | 0 | 0 | 0 | 0 | 0 | 0 | 0 | 0 | 0 | 0 | 0 | 0 | 0 | 0 | 0 | 0 | 0 | 0 | 0 | 0 | 0 | 0 | 0 | 0 | 0 | 0 | 0 | 0 | 0 | 0 | 0 | 0 | 0 | 0 | 0 | 0 | 0 | 0 | 0 | 0 | 0 | 0 | 0 | 0 | 0 | 0 | 0 | 0 | 0 | 0 | 0 | 0 | 0 | 37.993 | 0 | 0 | 0 | 0 | 0.171 | 71.434 | 122.239 | 0 | 0 | 0 | 0 | 0 | 231.837 | 2020
Vintage1992 | natural gas combined cycle | TRUE | 3890.50006.NJ.CA | 50006 | Y | . | Linden Cogen Plant | EFS Cogen Holdings I LLC | 3890 | NJ | MAT | RFC |  | 22 | 3 | NAICS-22 Cogen | CA | NG | NG | NYIS | M | mcf | 183747 | 164754 | 44116 | 19279 | 13706 | 135975 | 227571 | 228931 | 248643 | 332982 | 207964 | 203248 | 183747 | 164754 | 44116 | 19279 | 13706 | 135975 | 227571 | 228931 | 248643 | 332982 | 207964 | 203248 | 1.035 | 1.035 | 1.035 | 1.035 | 1.035 | 1.035 | 1.035 | 1.035 | 1.035 | 1.035 | 1.035 | 1.035 | 190178 | 170520 | 45660 | 19954 | 14186 | 140734 | 235536 | 236944 | 257346 | 344636 | 215243 | 210362 | 190178 | 170520 | 45660 | 19954 | 14186 | 140734 | 235536 | 236944 | 257346 | 344636 | 215243 | 210362 | 102296 | 82867 | 68981 | 58177.007 | 82226 | 112441 | 125768 | 129017 | 123596.83 | 76866.566 | 94680.761 | 106691 | 2010916 | 2010916 | 2081299 | 2081299 | 1163608.2 | 2020
Vintage1992 | petroleum | TRUE | 3890.50006.NJ.CA | 50006 | Y | . | Linden Cogen Plant | EFS Cogen Holdings I LLC | 3890 | NJ | MAT | RFC |  | 22 | 3 | NAICS-22 Cogen | CA | WO | WOO | NYIS | M | barrels | 0 | 0 | 0 | 0 | 0 | 0 | 0 | 0 | 0 | 0 | 0 | 0 | 0 | 0 | 0 | 0 | 0 | 0 | 0 | 0 | 0 | 0 | 0 | 0 | 0 | 0 | 0 | 0 | 0 | 0 | 0 | 0 | 0 | 0 | 0 | 0 | 0 | 0 | 0 | 0 | 0 | 0 | 0 | 0 | 0 | 0 | 0 | 0 | 0 | 0 | 0 | 0 | 0 | 0 | 0 | 0 | 0 | 0 | 0 | 0 | 0 | 0 | 0 | 0 | 0 | 0 | 0 | 0 | 0 | 0 | 0 | 0 | 0 | 0 | 0 | 0 | 0 | 2020
Vintage2002 | petroleum | TRUE | 3890.50006.NJ.CT | 50006 | Y | . | Linden Cogen Plant | EFS Cogen Holdings I LLC | 3890 | NJ | MAT | RFC |  | 22 | 3 | NAICS-22 Cogen | CT | DFO | DFO | NYIS | M | barrels | 0 | 0 | 0 | 375 | 0 | 0 | 0 | 0 | 1 | 520 | 824 | 0 | 0 | 0 | 0 | 226 | 0 | 0 | 0 | 0 | 1 | 334 | 555 | 0 | 0 | 0 | 0 | 6.16 | 0 | 0 | 0 | 0 | 6.16 | 6.16 | 6.16 | 0 | 0 | 0 | 0 | 2310 | 0 | 0 | 0 | 0 | 6 | 3203 | 5076 | 0 | 0 | 0 | 0 | 1393 | 0 | 0 | 0 | 0 | 4 | 2058 | 3419 | 0 | 0 | 0 | 0 | 191.943 | 0 | 0 | 0 | 0 | 0.518 | 267.489 | 441.075 | 0 | 1720 | 1116 | 10595 | 6874 | 901.025 | 2020
Vintage2002 | natural gas combined cycle | TRUE | 3890.50006.NJ.CT | 50006 | Y | . | Linden Cogen Plant | EFS Cogen Holdings I LLC | 3890 | NJ | MAT | RFC |  | 22 | 3 | NAICS-22 Cogen | CT | NG | NG | NYIS | M | mcf | 4121817 | 3589562 | 3661965 | 3398282 | 3863930 | 4187096 | 4316368 | 4268915 | 4054541 | 2997269 | 3590589 | 4280832 | 2519457 | 2070359 | 2162323 | 2032329 | 2457295 | 2684091 | 2690058 | 2732658 | 2556515 | 1637368 | 2240561 | 2693900 | 1.035 | 1.035 | 1.035 | 1.035 | 1.035 | 1.035 | 1.035 | 1.035 | 1.035 | 1.035 | 1.035 | 1.035 | 4266081 | 3715197 | 3790134 | 3517222 | 3999168 | 4333644 | 4467441 | 4418327 | 4196450 | 3102173 | 3716260 | 4430661 | 2607638 | 2142822 | 2238004 | 2103461 | 2543300 | 2778034 | 2784210 | 2828301 | 2645993 | 1694676 | 2318981 | 2788187 | 357759 | 297603 | 306962 | 292254.06 | 339384 | 369279 | 373210 | 375689 | 352617.48 | 259052.51 | 322931.93 | 387061 | 46331166 | 28476914 | 47952758 | 29473607 | 4033803 | 2020
Vintage2002 | petroleum | TRUE | 3890.50006.NJ.CT | 50006 | Y | . | Linden Cogen Plant | EFS Cogen Holdings I LLC | 3890 | NJ | MAT | RFC |  | 22 | 3 | NAICS-22 Cogen | CT | WO | WOO | NYIS | M | barrels | 0 | 0 | 0 | 0 | 0 | 0 | 0 | 0 | 0 | 0 | 0 | 0 | 0 | 0 | 0 | 0 | 0 | 0 | 0 | 0 | 0 | 0 | 0 | 0 | 0 | 0 | 0 | 0 | 0 | 0 | 0 | 0 | 0 | 0 | 0 | 0 | 0 | 0 | 0 | 0 | 0 | 0 | 0 | 0 | 0 | 0 | 0 | 0 | 0 | 0 | 0 | 0 | 0 | 0 | 0 | 0 | 0 | 0 | 0 | 0 | 0 | 0 | 0 | 0 | 0 | 0 | 0 | 0 | 0 | 0 | 0 | 0 | 0 | 0 | 0 | 0 | 0 | 2020
Vintage1917 | hydro | FALSE | 55698.50010.WV.HY | 50010 | N | . | Glen Ferris Hydro | Hawks Nest Hydro LLC | 55698 | WV | SAT | RFC |  | 331 | 6 | Industrial NAICS Non-Cogen | HY | WAT | HYC | PJM | A |  | 0 | 0 | 0 | 0 | 0 | 0 | 0 | 0 | 0 | 0 | 0 | 0 | 0 | 0 | 0 | 0 | 0 | 0 | 0 | 0 | 0 | 0 | 0 | 0 | 0 | 0 | 0 | 0 | 0 | 0 | 0 | 0 | 0 | 0 | 0 | 0 | 18889 | 21073 | 24086 | 20000 | 18381 | 12136 | 9639 | 10313 | 8621 | 7150 | 9973 | 13193 | 18889 | 21073 | 24086 | 20000 | 18381 | 12136 | 9639 | 10313 | 8621 | 7150 | 9973 | 13193 | 2154.575 | 2403.687 | 2747.359 | 2281.303 | 2096.599 | 1384.335 | 1099.515 | 1176.362 | 983.295 | 815.603 | 1137.559 | 1504.808 | 0 | 0 | 173454 | 173454 | 19785 | 2020
Vintage1936 | hydro | FALSE | 55698.50011.WV.HY | 50011 | N | . | Hawks Nest Hydro | Hawks Nest Hydro LLC | 55698 | WV | SAT | RFC |  | 331 | 6 | Industrial NAICS Non-Cogen | HY | WAT | HYC | PJM | A |  | 0 | 0 | 0 | 0 | 0 | 0 | 0 | 0 | 0 | 0 | 0 | 0 | 0 | 0 | 0 | 0 | 0 | 0 | 0 | 0 | 0 | 0 | 0 | 0 | 0 | 0 | 0 | 0 | 0 | 0 | 0 | 0 | 0 | 0 | 0 | 0 | 520625 | 580819 | 663863 | 551247 | 506616 | 334506 | 265683 | 284252 | 237600 | 197080 | 274876 | 363617 | 520625 | 580819 | 663863 | 551247 | 506616 | 334506 | 265683 | 284252 | 237600 | 197080 | 274876 | 363617 | 59384.634 | 66250.639 | 75722.95 | 62877.471 | 57786.658 | 38155.174 | 30304.932 | 32422.987 | 27101.677 | 22479.713 | 31353.498 | 41475.667 | 0 | 0 | 4780784 | 4780784 | 545316 | 2020
Vintage1988 | natural gas peaker | FALSE | 6426.50026.TX.GT | 50026 | Y | . | Corpus Refinery | Flint Hills Resources Corpus Christi LLC | 6426 | TX | WSC | TRE |  | 32411 | 7 | Industrial NAICS Cogen | GT | NG | NG | ERCO | A | mcf | 275492 | 262110 | 255416 | 227423 | 272267 | 322030 | 391800 | 379211 | 312917 | 270600 | 211955 | 232944 | 101756 | 96813 | 94341 | 84001 | 100565 | 118945 | 144715 | 140066 | 115579 | 99949 | 78288 | 86040 | 1.022 | 1.022 | 1.022 | 1.022 | 1.022 | 1.022 | 1.022 | 1.022 | 1.022 | 1.022 | 1.022 | 1.022 | 281553 | 267876 | 261035 | 232426 | 278257 | 329115 | 400420 | 387554 | 319801 | 276553 | 216618 | 238069 | 103995 | 98943 | 96416 | 85849 | 102777 | 121562 | 147899 | 143147 | 118122 | 102148 | 80010 | 87933 | 23187.443 | 22060.903 | 21497.492 | 19141.427 | 22915.789 | 27104.176 | 32976.475 | 31916.898 | 26337.21 | 22775.515 | 17839.521 | 19606.151 | 3414165 | 1261058 | 3489277 | 1288801 | 287359 | 2020
Vintage2016 | natural gas peaker | FALSE | 16064.50028.LA.GT | 50028 | Y | . | Plant 31 Paper Mill | Graphic Packaging International | 16064 | LA | WSC | SERC |  | 32213 | 7 | Industrial NAICS Cogen | GT | NG | NG | MISO | A | mcf | 202161 | 201102 | 211143 | 194147 | 203606 | 224797 | 262174 | 237715 | 199720 | 215455 | 201352 | 211289 | 202161 | 201102 | 211143 | 194147 | 203606 | 224797 | 262174 | 237715 | 199720 | 215455 | 201352 | 211289 | 1.05 | 1.05 | 1.05 | 1.05 | 1.05 | 1.05 | 1.05 | 1.05 | 1.05 | 1.05 | 1.05 | 1.05 | 212269 | 211157 | 221700 | 203854 | 213786 | 236037 | 275283 | 249601 | 209706 | 226228 | 211420 | 221853 | 212269 | 211157 | 221700 | 203854 | 213786 | 236037 | 275283 | 249601 | 209706 | 226228 | 211420 | 221853 | 20257.375 | 20151.148 | 21157.28 | 19454.218 | 20402.039 | 22525.437 | 26270.737 | 23819.872 | 20012.662 | 21589.366 | 20176.251 | 21171.955 | 2564661 | 2564661 | 2692894 | 2692894 | 256988.34 | 2020
Vintage1977 | biomass | FALSE | 16064.50028.LA.ST | 50028 | Y | . | Plant 31 Paper Mill | Graphic Packaging International | 16064 | LA | WSC | SERC |  | 32213 | 7 | Industrial NAICS Cogen | ST | BLQ | WWW | MISO | AM | short tons | 67913 | 63854 | 69879 | 60361 | 65880 | 63320 | 60040 | 51017 | 38019 | 59580 | 59732 | 57404 | 14309 | 14929 | 17367 | 14577 | 15747 | 15072 | 13298 | 11611 | 7205 | 14185 | 11966 | 12822 | 11.6 | 11.6 | 11.6 | 11.6 | 11.6 | 11.6 | 11.6 | 11.6 | 11.6 | 11.6 | 11.6 | 11.6 | 787791 | 740706 | 810596 | 700188 | 764208 | 734512 | 696464 | 591797 | 441020 | 691128 | 692891 | 665886 | 165985 | 173178 | 201455 | 169088 | 182666 | 174837 | 154255 | 134690 | 83574 | 164549 | 138805 | 148734 | 13594.357 | 14183.493 | 16499.391 | 13848.497 | 14960.603 | 14319.411 | 12633.696 | 11031.32 | 6844.861 | 13476.801 | 11368.327 | 12181.475 | 716999 | 163088 | 8317187 | 1891816 | 154942.23 | 2020
Vintage1977 | natural gas steam turbine | FALSE | 16064.50028.LA.ST | 50028 | Y | . | Plant 31 Paper Mill | Graphic Packaging International | 16064 | LA | WSC | SERC |  | 32213 | 7 | Industrial NAICS Cogen | ST | NG | NG | MISO | AM | mcf | 402420 | 437837 | 420841 | 516223 | 407656 | 347864 | 318248 | 351713 | 302004 | 341845 | 302240 | 438118 | 84789 | 102367 | 104590 | 124662 | 97441 | 82803 | 70487 | 80049 | 57230 | 81390 | 60547 | 97859 | 1.05 | 1.05 | 1.05 | 1.05 | 1.05 | 1.05 | 1.05 | 1.05 | 1.05 | 1.05 | 1.05 | 1.05 | 422541 | 459729 | 441883 | 542034 | 428039 | 365257 | 334160 | 369299 | 317104 | 358937 | 317352 | 460024 | 89028 | 107485 | 109820 | 130895 | 102313 | 86943 | 74011 | 84051 | 60092 | 85459 | 63574 | 102752 | 7291.495 | 8803.165 | 8994.366 | 10720.495 | 8379.55 | 7120.738 | 6061.592 | 6883.865 | 4921.618 | 6999.176 | 5206.822 | 8415.504 | 4587009 | 1044214 | 4816359 | 1096423 | 89798.386 | 2020
Vintage1977 | biomass | FALSE | 16064.50028.LA.ST | 50028 | Y | . | Plant 31 Paper Mill | Graphic Packaging International | 16064 | LA | WSC | SERC |  | 32213 | 7 | Industrial NAICS Cogen | ST | WDS | WWW | MISO | AM | short tons | 59575 | 53988 | 52561 | 27278 | 48715 | 45992 | 44354 | 36717 | 20942 | 51217 | 52000 | 44390 | 12552 | 12622 | 13063 | 6587 | 11644 | 10948 | 9824 | 8357 | 3969 | 12194 | 10417 | 9915 | 7.4 | 7.4 | 7.4 | 7.4 | 7.4 | 7.4 | 7.4 | 7.4 | 7.4 | 7.4 | 7.4 | 7.4 | 440855 | 399511 | 388951 | 201857 | 360491 | 340341 | 328220 | 271706 | 154971 | 379006 | 384800 | 328486 | 92887 | 93406 | 96665 | 48746 | 86167 | 81012 | 72695 | 61839 | 29367 | 90237 | 77086 | 73371 | 7607.527 | 7650.081 | 7916.962 | 3992.385 | 7057.193 | 6634.99 | 5953.827 | 5064.698 | 2405.225 | 7390.507 | 6313.448 | 6009.199 | 537729 | 122092 | 3979195 | 903478 | 73996.042 | 2020
Vintage1992 | hydro | TRUE | 57184.50031.NY.HY | 50031 | N | . | Mt Ida Hydroelectric | Ampersand Mount Ida Hydro LLC | 57184 | NY | MAT | NPCC |  | 22 | 2 | NAICS-22 Non-Cogen | HY | WAT | HYC | NYIS | A |  | 0 | 0 | 0 | 0 | 0 | 0 | 0 | 0 | 0 | 0 | 0 | 0 | 0 | 0 | 0 | 0 | 0 | 0 | 0 | 0 | 0 | 0 | 0 | 0 | 0 | 0 | 0 | 0 | 0 | 0 | 0 | 0 | 0 | 0 | 0 | 0 | 4867 | 4541 | 4823 | 4729 | 4940 | 4621 | 4850 | 4756 | 4517 | 4540 | 4490 | 4743 | 4867 | 4541 | 4823 | 4729 | 4940 | 4621 | 4850 | 4756 | 4517 | 4540 | 4490 | 4743 | 555.094 | 517.967 | 550.08 | 539.424 | 563.458 | 527.136 | 553.16 | 542.477 | 515.281 | 517.825 | 512.118 | 540.98 | 0 | 0 | 56417 | 56417 | 6435 | 2020
Vintage1985 | hydro | TRUE | 19774.50034.NY.HY | 50034 | N | . | Valley Falls Hydroelectric Facility | Valley Falls Associates | 19774 | NY | MAT | NPCC |  | 22 | 2 | NAICS-22 Non-Cogen | HY | WAT | HYC | NYIS | A |  | 0 | 0 | 0 | 0 | 0 | 0 | 0 | 0 | 0 | 0 | 0 | 0 | 0 | 0 | 0 | 0 | 0 | 0 | 0 | 0 | 0 | 0 | 0 | 0 | 0 | 0 | 0 | 0 | 0 | 0 | 0 | 0 | 0 | 0 | 0 | 0 | 4965 | 4633 | 4920 | 4825 | 5040 | 4715 | 4948 | 4852 | 4609 | 4631 | 4580 | 4839 | 4965 | 4633 | 4920 | 4825 | 5040 | 4715 | 4948 | 4852 | 4609 | 4631 | 4580 | 4839 | 566.307 | 528.431 | 561.193 | 550.321 | 574.841 | 537.786 | 564.335 | 553.436 | 525.691 | 528.286 | 522.464 | 551.909 | 0 | 0 | 57557 | 57557 | 6565 | 2020
Vintage1992 | municipal solid waste | FALSE | 22219.50035.ME.ST | 50035 | N | . | MMWAC Resource Recovery Facility | Maine Waste to Energy | 22219 | ME | NEW | NPCC |  | 562212 | 4 | Commercial NAICS Non-Cogen | ST | MSB | MLG | ISNE | M | short tons | 3847 | 3574 | 3528 | 3299 | 3537 | 3288 | 3668 | 3337 | 2370 | 3718 | 3503 | 3892 | 3847 | 3574 | 3528 | 3299 | 3537 | 3288 | 3668 | 3337 | 2370 | 3718 | 3503 | 3892 | 7.671 | 7.672 | 7.673 | 7.672 | 7.673 | 7.672 | 7.672 | 7.673 | 7.674 | 7.672 | 7.673 | 7.672 | 29510 | 27420 | 27070 | 25310 | 27139 | 25226 | 28141 | 25605 | 18187 | 28524 | 26879 | 29859 | 29510 | 27420 | 27070 | 25310 | 27139 | 25226 | 28141 | 25605 | 18187 | 28524 | 26879 | 29859 | 647.459 | 586.163 | 588.247 | 531.229 | 601.17 | 549.842 | 506.245 | 493.91 | 353.012 | 606.382 | 589.499 | 599.462 | 41561 | 41561 | 318870 | 318870 | 6652.62 | 2020
Vintage1992 | municipal solid waste | FALSE | 22219.50035.ME.ST | 50035 | N | . | MMWAC Resource Recovery Facility | Maine Waste to Energy | 22219 | ME | NEW | NPCC |  | 562212 | 4 | Commercial NAICS Non-Cogen | ST | MSN | OTH | ISNE | M | short tons | 2459 | 2285 | 2256 | 2109 | 2262 | 2102 | 2345 | 2134 | 1516 | 2377 | 2240 | 2488 | 2459 | 2285 | 2256 | 2109 | 2262 | 2102 | 2345 | 2134 | 1516 | 2377 | 2240 | 2488 | 14.669 | 14.667 | 14.665 | 14.668 | 14.664 | 14.667 | 14.667 | 14.665 | 14.662 | 14.667 | 14.665 | 14.668 | 36071 | 33514 | 33084 | 30935 | 33170 | 30830 | 34394 | 31295 | 22228 | 34863 | 32850 | 36494 | 36071 | 33514 | 33084 | 30935 | 33170 | 30830 | 34394 | 31295 | 22228 | 34863 | 32850 | 36494 | 791.402 | 716.445 | 718.93 | 649.289 | 734.754 | 672.003 | 618.739 | 603.674 | 431.431 | 741.139 | 720.457 | 732.659 | 26573 | 26573 | 389728 | 389728 | 8130.922 | 2020
Vintage1992 | natural gas steam turbine | FALSE | 22219.50035.ME.ST | 50035 | N | . | MMWAC Resource Recovery Facility | Maine Waste to Energy | 22219 | ME | NEW | NPCC |  | 562212 | 4 | Commercial NAICS Non-Cogen | ST | NG | NG | ISNE | M | mcf | 690 | 720 | 360 | 690 | 500 | 420 | 390 | 540 | 750 | 540 | 230 | 1040 | 690 | 720 | 360 | 690 | 500 | 420 | 390 | 540 | 750 | 540 | 230 | 1040 | 1 | 1 | 1 | 1 | 1 | 1 | 1 | 1 | 1 | 1 | 1 | 1 | 690 | 720 | 360 | 690 | 500 | 420 | 390 | 540 | 750 | 540 | 230 | 1040 | 690 | 720 | 360 | 690 | 500 | 420 | 390 | 540 | 750 | 540 | 230 | 1040 | 15.139 | 15.392 | 7.823 | 14.482 | 11.076 | 9.155 | 7.016 | 10.416 | 14.557 | 11.479 | 5.044 | 20.879 | 6870 | 6870 | 6870 | 6870 | 142.458 | 2020
Vintage1988 | hydro | TRUE | 4434.50036.WV.HY | 50036 | N | . | New Martinsville Hannibal Hydro | New Martinsville Hannibal Hydro | 4434 | WV | SAT | RFC |  | 22 | 2 | NAICS-22 Non-Cogen | HY | WAT | HYC | PJM | A |  | 0 | 0 | 0 | 0 | 0 | 0 | 0 | 0 | 0 | 0 | 0 | 0 | 0 | 0 | 0 | 0 | 0 | 0 | 0 | 0 | 0 | 0 | 0 | 0 | 0 | 0 | 0 | 0 | 0 | 0 | 0 | 0 | 0 | 0 | 0 | 0 | 177193 | 197679 | 225943 | 187615 | 172424 | 113848 | 90424 | 96744 | 80866 | 67075 | 93553 | 123756 | 177193 | 197679 | 225943 | 187615 | 172424 | 113848 | 90424 | 96744 | 80866 | 67075 | 93553 | 123756 | 20211.311 | 22548.125 | 25771.986 | 21400.082 | 19667.445 | 12985.953 | 10314.156 | 11035.027 | 9223.941 | 7650.875 | 10671.031 | 14116.068 | 0 | 0 | 1627120 | 1627120 | 185596 | 2020
Vintage1989 | hydro | TRUE | 30347.50037.CA.HY | 50037 | N | . | Rio Bravo Hydro Project | Olcese Water District | 30347 | CA | PACC | WECC |  | 22 | 2 | NAICS-22 Non-Cogen | HY | WAT | HYC | CISO | A |  | 0 | 0 | 0 | 0 | 0 | 0 | 0 | 0 | 0 | 0 | 0 | 0 | 0 | 0 | 0 | 0 | 0 | 0 | 0 | 0 | 0 | 0 | 0 | 0 | 0 | 0 | 0 | 0 | 0 | 0 | 0 | 0 | 0 | 0 | 0 | 0 | 11909 | 8885 | 9406 | 13807 | 18911 | 17670 | 18682 | 18825 | 13111 | 10782 | 8155 | 6717 | 11909 | 8885 | 9406 | 13807 | 18911 | 17670 | 18682 | 18825 | 13111 | 10782 | 8155 | 6717 | 1358.391 | 1013.438 | 1072.91 | 1574.925 | 2157.045 | 2015.466 | 2130.918 | 2147.23 | 1495.465 | 1229.848 | 930.156 | 766.208 | 0 | 0 | 156860 | 156860 | 17892 | 2020
Vintage1954 | hard coal | FALSE | 16544.50041.MA.ST | 50041 | Y | . | Norton Powerhouse | Saint - Gobain Abrasives Inc | 16544 | MA | NEW | NPCC |  | 327 | 7 | Industrial NAICS Cogen | ST | BIT | COL | ISNE | M | short tons | 0 | 0 | 0 | 0 | 0 | 0 | 0 | 0 | 0 | 0 | 0 | 0 | 0 | 0 | 0 | 0 | 0 | 0 | 0 | 0 | 0 | 0 | 0 | 0 | 0 | 0 | 0 | 0 | 0 | 0 | 0 | 0 | 0 | 0 | 0 | 0 | 0 | 0 | 0 | 0 | 0 | 0 | 0 | 0 | 0 | 0 | 0 | 0 | 0 | 0 | 0 | 0 | 0 | 0 | 0 | 0 | 0 | 0 | 0 | 0 | 0 | 0 | 0 | 0 | 0 | 0 | 0 | 0 | 0 | 0 | 0 | 0 | 0 | 0 | 0 | 0 | 0 | 2020
Vintage1954 | natural gas steam turbine | FALSE | 16544.50041.MA.ST | 50041 | Y | . | Norton Powerhouse | Saint - Gobain Abrasives Inc | 16544 | MA | NEW | NPCC |  | 327 | 7 | Industrial NAICS Cogen | ST | NG | NG | ISNE | M | mcf | 76000 | 62718 | 72810 | 99293 | 60520 | 85660 | 82036 | 82224 | 68125 | 79872 | 86908 | 93821 | 29781 | 19594 | 21283 | 29018 | 17176 | 24307 | 22178 | 22228 | 17830 | 22219 | 24870 | 22194 | 1.03 | 1.03 | 1.03 | 1.03 | 1.03 | 1.03 | 1.03 | 1.03 | 1.03 | 1.03 | 1.03 | 1.03 | 78280 | 64600 | 74994 | 102272 | 62336 | 88230 | 84497 | 84691 | 70169 | 82268 | 89515 | 96636 | 30674 | 20182 | 21922 | 29889 | 17691 | 25036 | 22843 | 22895 | 18365 | 22886 | 25616 | 22860 | 3453 | 2007 | 2510 | 3421 | 2018 | 2857 | 2528 | 2620 | 2093 | 2626 | 2938 | 2614 | 949987 | 272678 | 978488 | 280859 | 31685 | 2020
Vintage1982 | natural gas combined cycle | FALSE | 14254.50043.TX.CA | 50043 | Y | . | Houston Chemical Complex Battleground | Oxy Vinyls LP | 14254 | TX | WSC | TRE |  | 325 | 7 | Industrial NAICS Cogen | CA | NG | NG | ERCO | M | mcf | 117514 | 144097 | 148962 | 68958 | 128139 | 121109 | 47088 | 56245 | 64823 | 160178 | 54903 | 40657 | 117514 | 144097 | 148962 | 68958 | 128139 | 121109 | 47088 | 56245 | 64823 | 160178 | 54903 | 40657 | 1.03 | 1.03 | 1.03 | 1.03 | 1.03 | 1.03 | 1.03 | 1.03 | 1.03 | 1.03 | 1.03 | 1.03 | 121039 | 148420 | 153431 | 71027 | 131983 | 124742 | 48501 | 57932 | 66768 | 164983 | 56550 | 41877 | 121039 | 148420 | 153431 | 71027 | 131983 | 124742 | 48501 | 57932 | 66768 | 164983 | 56550 | 41877 | 39804.892 | 28312.105 | 32160.756 | 27587.929 | 33739.72 | 36809.776 | 40129.972 | 40407.755 | 39577.623 | 38499.308 | 38517.281 | 36180.117 | 1152673 | 1152673 | 1187253 | 1187253 | 431727.23 | 2020
Vintage1982 | other | FALSE | 14254.50043.TX.CA | 50043 | Y | . | Houston Chemical Complex Battleground | Oxy Vinyls LP | 14254 | TX | WSC | TRE |  | 325 | 7 | Industrial NAICS Cogen | CA | OG | OOG | ERCO | M | mcf | 297288 | 392083 | 423879 | 276139 | 339979 | 325742 | 323333 | 322056 | 332629 | 317217 | 383605 | 441438 | 37944 | 43480 | 50783 | 33349 | 43414 | 42112 | 42161 | 42257 | 42891 | 40743 | 46882 | 49526 | 0.304 | 0.304 | 0.304 | 0.304 | 0.304 | 0.304 | 0.304 | 0.304 | 0.304 | 0.304 | 0.304 | 0.304 | 90376 | 119193 | 128859 | 83946 | 103354 | 99026 | 98293 | 97905 | 101119 | 96434 | 116616 | 134197 | 11535 | 13218 | 15438 | 10138 | 13198 | 12802 | 12817 | 12846 | 13039 | 12386 | 14252 | 15056 | 2096.108 | 2401.895 | 2805.244 | 1842.071 | 2398.28 | 2326.224 | 2329.028 | 2334.245 | 2369.377 | 2250.692 | 2589.719 | 2735.883 | 4175388 | 515542 | 1269318 | 156725 | 28478.766 | 2020
Vintage2005 | natural gas combined cycle | FALSE | 14254.50043.TX.CT | 50043 | Y | . | Houston Chemical Complex Battleground | Oxy Vinyls LP | 14254 | TX | WSC | TRE |  | 325 | 7 | Industrial NAICS Cogen | CT | NG | NG | ERCO | M | mcf | 1548722 | 1219960 | 1285318 | 1151652 | 1283521 | 1400215 | 1597210 | 1589210 | 1575057 | 1441332 | 1629025 | 1682316 | 779062 | 558451 | 590045 | 596712 | 605888 | 693624 | 871752 | 867954 | 853306 | 691568 | 885146 | 913143 | 1.03 | 1.03 | 1.03 | 1.03 | 1.03 | 1.03 | 1.03 | 1.03 | 1.03 | 1.03 | 1.03 | 1.03 | 1595184 | 1256559 | 1323878 | 1186202 | 1322027 | 1442221 | 1645126 | 1636886 | 1622309 | 1484572 | 1677896 | 1732785 | 802434 | 575205 | 607746 | 614613 | 624065 | 714433 | 897905 | 893993 | 878905 | 712315 | 911700 | 940537 | 124206 | 99831 | 102620 | 93690 | 102022 | 110939 | 127620 | 127900 | 127692 | 116566 | 133100 | 137611 | 17403538 | 8906651 | 17925645 | 9173851 | 1403797 | 2020
Vintage2005 | other | FALSE | 14254.50043.TX.CT | 50043 | Y | . | Houston Chemical Complex Battleground | Oxy Vinyls LP | 14254 | TX | WSC | TRE |  | 325 | 7 | Industrial NAICS Cogen | CT | OG | OOG | ERCO | M | mcf | 0 | 0 | 0 | 0 | 0 | 0 | 0 | 0 | 0 | 0 | 0 | 0 | 0 | 0 | 0 | 0 | 0 | 0 | 0 | 0 | 0 | 0 | 0 | 0 | 0 | 0 | 0 | 0 | 0 | 0 | 0 | 0 | 0 | 0 | 0 | 0 | 0 | 0 | 0 | 0 | 0 | 0 | 0 | 0 | 0 | 0 | 0 | 0 | 0 | 0 | 0 | 0 | 0 | 0 | 0 | 0 | 0 | 0 | 0 | 0 | 0 | 0 | 0 | 0 | 0 | 0 | 0 | 0 | 0 | 0 | 0 | 0 | 0 | 0 | 0 | 0 | 0 | 2020
Vintage1912 | hydro | TRUE | 57280.50047.ME.HY | 50047 | N | . | International Paper Jay Hydro | Eagle Creek Renewable Energy, LLC | 57280 | ME | NEW | NPCC |  | 22 | 2 | NAICS-22 Non-Cogen | HY | WAT | HYC | ISNE | A |  | 0 | 0 | 0 | 0 | 0 | 0 | 0 | 0 | 0 | 0 | 0 | 0 | 0 | 0 | 0 | 0 | 0 | 0 | 0 | 0 | 0 | 0 | 0 | 0 | 0 | 0 | 0 | 0 | 0 | 0 | 0 | 0 | 0 | 0 | 0 | 0 | 14022 | 11951 | 16308 | 17596 | 15857 | 5248 | 6666 | 3604 | 2052 | 7631 | 8998 | 12137 | 14022 | 11951 | 16308 | 17596 | 15857 | 5248 | 6666 | 3604 | 2052 | 7631 | 8998 | 12137 | 1599.457 | 1363.155 | 1860.201 | 2007.053 | 1808.712 | 598.661 | 760.402 | 411.117 | 234.031 | 870.428 | 1026.373 | 1384.41 | 0 | 0 | 122070 | 122070 | 13924 | 2020
Vintage1988 | petroleum | FALSE | 60153.50049.CA.ST | 50049 | Y | . | Humboldt Sawmill Company | Mendocino Forest Products | 60153 | CA | PACC | WECC |  | 321 | 7 | Industrial NAICS Cogen | ST | DFO | DFO | CISO | M | barrels | 198 | 98 | 61 | 157 | 96 | 20 | 145 | 80 | 107 | 120 | 0 | 32 | 198 | 16 | 11 | 14 | 9 | 2 | 145 | 9 | 11 | 11 | 0 | 3 | 5.5 | 5.5 | 5.5 | 5.5 | 5.5 | 5.5 | 5.5 | 5.5 | 5.5 | 5.5 | 0 | 5.5 | 1089 | 539 | 336 | 864 | 528 | 110 | 798 | 440 | 589 | 660 | 0 | 176 | 1089 | 86 | 61 | 77 | 52 | 13 | 798 | 52 | 62 | 63 | 0 | 17 | 52.475 | 2.734 | 2.186 | 3.081 | 2.199 | 0.565 | 42.239 | 2.212 | 2.626 | 2.668 | 0 | 0.718 | 1114 | 429 | 6129 | 2370 | 113.703 | 2020
Vintage1988 | biomass | FALSE | 60153.50049.CA.ST | 50049 | Y | . | Humboldt Sawmill Company | Mendocino Forest Products | 60153 | CA | PACC | WECC |  | 321 | 7 | Industrial NAICS Cogen | ST | WDS | WWW | CISO | M | short tons | 17320 | 105338 | 118757 | 32169 | 192905 | 174156 | 15050 | 196463 | 192838 | 228173 | 238452 | 249858 | 17320 | 16858 | 21555 | 2869 | 19077 | 20885 | 15050 | 23099 | 20274 | 21655 | 23247 | 23919 | 13.2 | 13.545 | 13.2 | 13.2 | 13.2 | 13.2 | 13.2 | 13.2 | 13.2 | 13.2 | 13.2 | 13.2 | 228624 | 1426803 | 1567592 | 424631 | 2546346 | 2298859 | 198660 | 2593312 | 2545462 | 3011884 | 3147566 | 3298126 | 228624 | 228337 | 284520 | 37876 | 251814 | 275676 | 198660 | 304901 | 267620 | 285843 | 306859 | 315734 | 11016.525 | 7237.266 | 10213.814 | 1514.919 | 10602.801 | 11798.435 | 10521.761 | 13038.788 | 11358.374 | 12176.332 | 13217 | 13456.282 | 1761479 | 225808 | 23287865 | 2986464 | 126152.3 | 2020
Vintage1987 | petroleum | FALSE | 6036.50051.ME.ST | 50051 | N | . | Penobscot Energy Recovery | ESOCO Orrington LLC | 6036 | ME | NEW | NPCC |  | 562212 | 4 | Commercial NAICS Non-Cogen | ST | DFO | DFO | ISNE | M | barrels | 610 | 333 | 87 | 404 | 142 | 469 | 268 | 466 | 619 | 130 | 559 | 1198 | 610 | 333 | 87 | 404 | 142 | 469 | 268 | 466 | 619 | 130 | 559 | 1198 | 5.9 | 5.9 | 5.9 | 5.9 | 5.9 | 5.9 | 5.9 | 5.9 | 5.9 | 5.9 | 5.9 | 5.9 | 3599 | 1965 | 513 | 2384 | 838 | 2767 | 1581 | 2749 | 3652 | 767 | 3298 | 7068 | 3599 | 1965 | 513 | 2384 | 838 | 2767 | 1581 | 2749 | 3652 | 767 | 3298 | 7068 | 163.685 | 94.642 | 24.052 | 96.548 | 40.713 | 117.526 | 60.864 | 132.381 | 162.105 | 34.144 | 147.725 | 326.309 | 5285 | 5285 | 31181 | 31181 | 1400.694 | 2020
Vintage1987 | municipal solid waste | FALSE | 6036.50051.ME.ST | 50051 | N | . | Penobscot Energy Recovery | ESOCO Orrington LLC | 6036 | ME | NEW | NPCC |  | 562212 | 4 | Commercial NAICS Non-Cogen | ST | MSB | MLG | ISNE | M | short tons | 8934 | 6737 | 7279 | 4941 | 6149 | 5116 | 8037 | 6865 | 6274 | 6940 | 6593 | 5891 | 8934 | 6737 | 7279 | 4941 | 6149 | 5116 | 8037 | 6865 | 6274 | 6940 | 6593 | 5891 | 7.819 | 7.82 | 7.82 | 7.819 | 7.819 | 7.819 | 7.82 | 7.819 | 7.819 | 7.82 | 7.819 | 7.819 | 69855 | 52683 | 56922 | 38634 | 48079 | 40002 | 62849 | 53677 | 49056 | 54271 | 51551 | 46062 | 69855 | 52683 | 56922 | 38634 | 48079 | 40002 | 62849 | 53677 | 49056 | 54271 | 51551 | 46062 | 3177.046 | 2537.828 | 2667.191 | 1564.863 | 2336.416 | 1698.993 | 2419.228 | 2584.512 | 2177.451 | 2415.909 | 2309 | 2126.477 | 79756 | 79756 | 623641 | 623641 | 28014.914 | 2020
Vintage1987 | municipal solid waste | FALSE | 6036.50051.ME.ST | 50051 | N | . | Penobscot Energy Recovery | ESOCO Orrington LLC | 6036 | ME | NEW | NPCC |  | 562212 | 4 | Commercial NAICS Non-Cogen | ST | MSN | OTH | ISNE | M | short tons | 5712 | 4307 | 4654 | 3158 | 3931 | 3270 | 5139 | 4389 | 4011 | 4438 | 4215 | 3766 | 5712 | 4307 | 4654 | 3158 | 3931 | 3270 | 5139 | 4389 | 4011 | 4438 | 4215 | 3766 | 14.948 | 14.949 | 14.948 | 14.952 | 14.95 | 14.951 | 14.948 | 14.949 | 14.949 | 14.947 | 14.949 | 14.95 | 85383 | 64385 | 69568 | 47218 | 58768 | 48890 | 76818 | 65611 | 59960 | 66335 | 63010 | 56302 | 85383 | 64385 | 69568 | 47218 | 58768 | 48890 | 76818 | 65611 | 59960 | 66335 | 63010 | 56302 | 3883.269 | 3101.53 | 3259.757 | 1912.589 | 2855.871 | 2076.481 | 2956.908 | 3159.107 | 2661.444 | 2952.947 | 2822.275 | 2599.214 | 50990 | 50990 | 762248 | 762248 | 34241.392 | 2020
Vintage1987 | biomass | FALSE | 6036.50051.ME.ST | 50051 | N | . | Penobscot Energy Recovery | ESOCO Orrington LLC | 6036 | ME | NEW | NPCC |  | 562212 | 4 | Commercial NAICS Non-Cogen | ST | WDS | WWW | ISNE | M | short tons | 0 | 0 | 0 | 0 | 0 | 0 | 0 | 0 | 0 | 0 | 0 | 0 | 0 | 0 | 0 | 0 | 0 | 0 | 0 | 0 | 0 | 0 | 0 | 0 | 0 | 0 | 0 | 0 | 0 | 0 | 0 | 0 | 0 | 0 | 0 | 0 | 0 | 0 | 0 | 0 | 0 | 0 | 0 | 0 | 0 | 0 | 0 | 0 | 0 | 0 | 0 | 0 | 0 | 0 | 0 | 0 | 0 | 0 | 0 | 0 | 0 | 0 | 0 | 0 | 0 | 0 | 0 | 0 | 0 | 0 | 0 | 0 | 0 | 0 | 0 | 0 | 0 | 2020
Vintage1989 | natural gas peaker | FALSE | 15941.50054.TX.GT | 50054 | Y | . | Rice University | Rice University | 15941 | TX | WSC | TRE |  | 611 | 5 | Commercial NAICS Cogen | GT | NG | NG | ERCO | A | mcf | 9381 | 8926 | 8698 | 7745 | 9272 | 10967 | 13343 | 12914 | 10656 | 9215 | 7218 | 7933 | 3469 | 3301 | 3217 | 2864 | 3429 | 4055 | 4934 | 4776 | 3941 | 3407 | 2669 | 2933 | 1.016 | 1.016 | 1.016 | 1.016 | 1.016 | 1.016 | 1.016 | 1.016 | 1.016 | 1.016 | 1.016 | 1.016 | 9531 | 9069 | 8837 | 7869 | 9420 | 11142 | 13556 | 13121 | 10826 | 9362 | 7333 | 8060 | 3525 | 3354 | 3268 | 2910 | 3484 | 4120 | 5013 | 4852 | 4004 | 3462 | 2712 | 2980 | 718.815 | 683.893 | 666.428 | 593.389 | 710.395 | 840.236 | 1022.279 | 989.432 | 816.46 | 706.047 | 553.03 | 607.796 | 116268 | 42995 | 118126 | 43684 | 8908.2 | 2020
Vintage1987 | biomass | FALSE | 15380.50060.MD.IC | 50060 | N | . | Brown Station Road Plant I | Prince George's County | 15380 | MD | SAT | RFC |  | 92214 | 4 | Commercial NAICS Non-Cogen | IC | LFG | MLG | PJM | A | mcf | 0 | 0 | 0 | 0 | 0 | 0 | 0 | 0 | 0 | 0 | 0 | 0 | 0 | 0 | 0 | 0 | 0 | 0 | 0 | 0 | 0 | 0 | 0 | 0 | 0 | 0 | 0 | 0 | 0 | 0 | 0 | 0 | 0 | 0 | 0 | 0 | 0 | 0 | 0 | 0 | 0 | 0 | 0 | 0 | 0 | 0 | 0 | 0 | 0 | 0 | 0 | 0 | 0 | 0 | 0 | 0 | 0 | 0 | 0 | 0 | 0 | 0 | 0 | 0 | 0 | 0 | 0 | 0 | 0 | 0 | 0 | 0 | 0 | 0 | 0 | 0 | 0 | 2020
Vintage2002 | natural gas combined cycle | FALSE | 16625.50061.CA.CA | 50061 | Y | . | San Diego State University | San Diego State University | 16625 | CA | PACC | WECC |  | 611 | 5 | Commercial NAICS Cogen | CA | NG | NG | CISO | M | mcf | 0 | 0 | 0 | 0 | 0 | 0 | 0 | 0 | 0 | 0 | 0 | 0 | 0 | 0 | 0 | 0 | 0 | 0 | 0 | 0 | 0 | 0 | 0 | 0 | 0 | 0 | 0 | 0 | 0 | 0 | 0 | 0 | 0 | 0 | 0 | 0 | 0 | 0 | 0 | 0 | 0 | 0 | 0 | 0 | 0 | 0 | 0 | 0 | 0 | 0 | 0 | 0 | 0 | 0 | 0 | 0 | 0 | 0 | 0 | 0 | 449 | 364 | 404 | 454 | 451 | 303 | 437 | 540 | 451 | 556 | 516 | 505 | 0 | 0 | 0 | 0 | 5430 | 2020
Vintage2002 | natural gas combined cycle | FALSE | 16625.50061.CA.CT | 50061 | Y | . | San Diego State University | San Diego State University | 16625 | CA | PACC | WECC |  | 611 | 5 | Commercial NAICS Cogen | CT | NG | NG | CISO | M | mcf | 55578 | 52637 | 66327 | 71676 | 8515 | 41706 | 48877 | 50220 | 42937 | 48121 | 45962 | 46003 | 26747 | 24560 | 26252 | 26881 | 8515 | 23656 | 27416 | 25022 | 20419 | 34020 | 31598 | 27951 | 1 | 1 | 1 | 1 | 1 | 1 | 1 | 1 | 1 | 1 | 1 | 1 | 55578 | 52637 | 66327 | 71676 | 8515 | 41706 | 48877 | 50220 | 42937 | 48121 | 45962 | 46003 | 26747 | 24560 | 26252 | 26881 | 8515 | 23656 | 27416 | 25022 | 20419 | 34020 | 31598 | 27951 | 3345 | 3107 | 3332 | 3362 | 3465 | 3054 | 3453 | 3006 | 2330 | 3836 | 3999 | 3557 | 578559 | 303037 | 578559 | 303037 | 39846 | 2020
Vintage2014 | solar pv | FALSE | 16625.50061.CA.PV | 50061 | Y | . | San Diego State University | San Diego State University | 16625 | CA | PACC | WECC |  | 611 | 5 | Commercial NAICS Cogen | PV | SUN | SUN | CISO | M |  | 0 | 0 | 0 | 0 | 0 | 0 | 0 | 0 | 0 | 0 | 0 | 0 | 0 | 0 | 0 | 0 | 0 | 0 | 0 | 0 | 0 | 0 | 0 | 0 | 0 | 0 | 0 | 0 | 0 | 0 | 0 | 0 | 0 | 0 | 0 | 0 | 833 | 1017 | 1166 | 1271 | 859 | 754 | 894 | 991 | 701 | 547 | 763 | 649 | 833 | 1017 | 1166 | 1271 | 859 | 754 | 894 | 991 | 701 | 547 | 763 | 649 | 95 | 116 | 133 | 145 | 98 | 86 | 102 | 113 | 80 | 62.37 | 87 | 74 | 0 | 0 | 10445 | 10445 | 1191.37 | 2020
Vintage2015 | natural gas peaker | FALSE | 22142.50064.CA.GT | 50064 | Y | . | Univ of Calif Santa Cruz Cogeneration | Santa Cruz Cogeneration Assoc | 22142 | CA | PACC | WECC |  | 611 | 5 | Commercial NAICS Cogen | GT | NG | NG | CISO | A | mcf | 25474 | 22495 | 24971 | 17660 | 16605 | 23358 | 32676 | 40634 | 35386 | 36749 | 29354 | 32537 | 14707 | 12988 | 14418 | 10197 | 9587 | 13486 | 18866 | 23461 | 20431 | 21218 | 16949 | 18786 | 1.032 | 1.032 | 1.032 | 1.032 | 1.032 | 1.032 | 1.032 | 1.032 | 1.032 | 1.032 | 1.032 | 1.032 | 26289 | 23215 | 25770 | 18225 | 17136 | 24105 | 33722 | 41934 | 36518 | 37925 | 30293 | 33578 | 15178 | 13404 | 14879 | 10523 | 9894 | 13918 | 19470 | 24212 | 21085 | 21897 | 17491 | 19387 | 2355.457 | 2080.093 | 2309.043 | 1632.956 | 1535.421 | 2159.893 | 3021.462 | 3757.398 | 3272.109 | 3398.167 | 2714.335 | 3008.666 | 337899 | 195094 | 348710 | 201338 | 31245 | 2020
Vintage1984 | geothermal | TRUE | 7160.50066.CA.ST | 50066 | N | . | Calistoga Power Plant | Geysers Power Co LLC | 7160 | CA | PACC | WECC |  | 22 | 2 | NAICS-22 Non-Cogen | ST | GEO | GEO | CISO | M |  | 0 | 0 | 0 | 0 | 0 | 0 | 0 | 0 | 0 | 0 | 0 | 0 | 0 | 0 | 0 | 0 | 0 | 0 | 0 | 0 | 0 | 0 | 0 | 0 | 0 | 0 | 0 | 0 | 0 | 0 | 0 | 0 | 0 | 0 | 0 | 0 | 157035 | 420781 | 409682 | 369766 | 370327 | 317742 | 382294 | 372431 | 317488 | 289618 | 314157 | 389544 | 157035 | 420781 | 409682 | 369766 | 370327 | 317742 | 382294 | 372431 | 317488 | 289618 | 314157 | 389544 | 17912 | 47996 | 46730 | 42177 | 42241 | 36243 | 43606 | 42481 | 36214 | 33035 | 35834 | 44433 | 0 | 0 | 4110865 | 4110865 | 468902 | 2020
Vintage1985 | other | FALSE | 17145.50067.TX.ST | 50067 | Y | . | Borger Plant | Sid Richardson Carbon Ltd | 17145 | TX | WSC | MRO |  | 32512 | 7 | Industrial NAICS Cogen | ST | BFG | OOG | SWPP | AM | mcf | 2154540 | 1982310 | 2264280 | 2311890 | 2198340 | 1897080 | 2155200 | 2132250 | 2056260 | 2210910 | 2053320 | 2655540 | 307129 | 427771 | 444543 | 266300 | 181529 | 180629 | 261500 | 391571 | 363343 | 281671 | 277171 | 393843 | 0.07 | 0.07 | 0.07 | 0.07 | 0.07 | 0.07 | 0.07 | 0.07 | 0.07 | 0.07 | 0.07 | 0.07 | 150818 | 138762 | 158500 | 161832 | 153884 | 132796 | 150864 | 149258 | 143938 | 154764 | 143732 | 185888 | 21499 | 29944 | 31118 | 18641 | 12707 | 12644 | 18305 | 27410 | 25434 | 19717 | 19402 | 27569 | 4625.251 | 5380.97 | 5501.196 | 3881.859 | 2489.428 | 2203.179 | 3098.838 | 4926.234 | 5358.628 | 4394.706 | 4541.802 | 5639.075 | 26071920 | 3777000 | 1825036 | 264390 | 52041.166 | 2020
Vintage1985 | natural gas steam turbine | FALSE | 17145.50067.TX.ST | 50067 | Y | . | Borger Plant | Sid Richardson Carbon Ltd | 17145 | TX | WSC | MRO |  | 32512 | 7 | Industrial NAICS Cogen | ST | NG | NG | SWPP | AM | mcf | 39936 | 18903 | 21488 | 50992 | 68279 | 79853 | 69334 | 26595 | 11990 | 31916 | 28773 | 30885 | 5693 | 4079 | 4219 | 5874 | 5638 | 7603 | 8413 | 4884 | 2119 | 4066 | 3884 | 4580 | 1 | 1 | 1 | 1 | 1 | 1 | 1 | 1 | 1 | 1 | 1 | 1 | 39936 | 18903 | 21488 | 50992 | 68279 | 79853 | 69334 | 26595 | 11990 | 31916 | 28773 | 30885 | 5693 | 4079 | 4219 | 5874 | 5638 | 7603 | 8413 | 4884 | 2119 | 4066 | 3884 | 4580 | 1224.749 | 733.03 | 745.804 | 1223.141 | 1104.572 | 1324.821 | 1424.162 | 877.766 | 446.372 | 906.294 | 909.198 | 936.925 | 478944 | 61052 | 478944 | 61052 | 11856.834 | 2020
Vintage1989 | municipal solid waste | TRUE | 17445.50071.FL.ST | 50071 | N | . | Palm Beach Renewable Energy Facility 1 | Solid Waste Authority of Palm Beach Co | 17445 | FL | SAT | SERC |  | 22 | 2 | NAICS-22 Non-Cogen | ST | MSB | MLG | FPL | M | short tons | 29606 | 31222 | 30378 | 26422 | 27274 | 33484 | 30868 | 32266 | 31106 | 33956 | 18904 | 31440 | 29606 | 31222 | 30378 | 26422 | 27274 | 33484 | 30868 | 32266 | 31106 | 33956 | 18904 | 31440 | 8.115 | 8.114 | 8.115 | 8.115 | 8.115 | 8.115 | 8.115 | 8.115 | 8.115 | 8.115 | 8.115 | 8.115 | 240253 | 253335 | 246517 | 214415 | 221329 | 271723 | 250494 | 261839 | 252425 | 275553 | 153406 | 255136 | 240253 | 253335 | 246517 | 214415 | 221329 | 271723 | 250494 | 261839 | 252425 | 275553 | 153406 | 255136 | 13621.019 | 14037.673 | 14283.882 | 12904.361 | 11456.736 | 15124.65 | 13730.068 | 13969.002 | 12082.94 | 13259.905 | 8285.326 | 14499.277 | 356926 | 356926 | 2896425 | 2896425 | 157254.84 | 2020
Vintage1989 | municipal solid waste | TRUE | 17445.50071.FL.ST | 50071 | N | . | Palm Beach Renewable Energy Facility 1 | Solid Waste Authority of Palm Beach Co | 17445 | FL | SAT | SERC |  | 22 | 2 | NAICS-22 Non-Cogen | ST | MSN | OTH | FPL | M | short tons | 18928 | 19960 | 19422 | 16894 | 17438 | 21408 | 19736 | 20628 | 19886 | 21708 | 12086 | 20100 | 18928 | 19960 | 19422 | 16894 | 17438 | 21408 | 19736 | 20628 | 19886 | 21708 | 12086 | 20100 | 15.513 | 15.514 | 15.513 | 15.512 | 15.513 | 15.513 | 15.512 | 15.513 | 15.514 | 15.514 | 15.513 | 15.513 | 293630 | 309659 | 301293 | 262060 | 270516 | 332102 | 306145 | 320002 | 308511 | 336778 | 187490 | 311811 | 293630 | 309659 | 301293 | 262060 | 270516 | 332102 | 306145 | 320002 | 308511 | 336778 | 187490 | 311811 | 16647.225 | 17158.673 | 17457.75 | 15771.847 | 14002.836 | 18485.507 | 16780.412 | 17072.009 | 14767.642 | 16206.118 | 10126.182 | 17720.14 | 228194 | 228194 | 3539997 | 3539997 | 192196.34 | 2020
Vintage1989 | natural gas steam turbine | TRUE | 17445.50071.FL.ST | 50071 | N | . | Palm Beach Renewable Energy Facility 1 | Solid Waste Authority of Palm Beach Co | 17445 | FL | SAT | SERC |  | 22 | 2 | NAICS-22 Non-Cogen | ST | NG | NG | FPL | M | mcf | 1252 | 364 | 796 | 482 | 1098 | 662 | 1184 | 806 | 1556 | 992 | 2110 | 1240 | 1252 | 364 | 796 | 482 | 1098 | 662 | 1184 | 806 | 1556 | 992 | 2110 | 1240 | 1.025 | 1.024 | 1.027 | 1.027 | 1.028 | 1.027 | 1.025 | 1.023 | 1.026 | 1.026 | 1.031 | 1.03 | 1283 | 373 | 817 | 495 | 1129 | 680 | 1214 | 825 | 1596 | 1018 | 2175 | 1277 | 1283 | 373 | 817 | 495 | 1129 | 680 | 1214 | 825 | 1596 | 1018 | 2175 | 1277 | 72.756 | 20.654 | 47.368 | 29.792 | 58.428 | 37.843 | 66.52 | 43.989 | 76.418 | 48.977 | 117.492 | 72.583 | 12542 | 12542 | 12882 | 12882 | 692.82 | 2020
Vintage1987 | hydro | TRUE | 19532.50076.CA.HY | 50076 | N | . | Santa Felicia Dam | United Water Conservation Dist | 19532 | CA | PACC | WECC |  | 22 | 2 | NAICS-22 Non-Cogen | HY | WAT | HYC | CISO | A |  | 0 | 0 | 0 | 0 | 0 | 0 | 0 | 0 | 0 | 0 | 0 | 0 | 0 | 0 | 0 | 0 | 0 | 0 | 0 | 0 | 0 | 0 | 0 | 0 | 0 | 0 | 0 | 0 | 0 | 0 | 0 | 0 | 0 | 0 | 0 | 0 | 1120 | 836 | 885 | 1299 | 1779 | 1662 | 1757 | 1771 | 1233 | 1014 | 767 | 632 | 1120 | 836 | 885 | 1299 | 1779 | 1662 | 1757 | 1771 | 1233 | 1014 | 767 | 632 | 127.775 | 95.328 | 100.923 | 148.144 | 202.901 | 189.584 | 200.444 | 201.978 | 140.67 | 115.685 | 87.495 | 72.073 | 0 | 0 | 14755 | 14755 | 1683 | 2020
Vintage1980 | hydro | TRUE | 63985.50079.NY.HY | 50079 | N | . | Goodyear Lake Plant | Hydroland Omega LLC | 63985 | NY | MAT | NPCC |  | 22 | 2 | NAICS-22 Non-Cogen | HY | WAT | HYC | NYIS | A |  | 0 | 0 | 0 | 0 | 0 | 0 | 0 | 0 | 0 | 0 | 0 | 0 | 0 | 0 | 0 | 0 | 0 | 0 | 0 | 0 | 0 | 0 | 0 | 0 | 0 | 0 | 0 | 0 | 0 | 0 | 0 | 0 | 0 | 0 | 0 | 0 | 2138 | 1995 | 2119 | 2078 | 2170 | 2030 | 2130 | 2089 | 1985 | 1994 | 1972 | 2084 | 2138 | 1995 | 2119 | 2078 | 2170 | 2030 | 2130 | 2089 | 1985 | 1994 | 1972 | 2084 | 243.862 | 227.551 | 241.659 | 236.978 | 247.536 | 231.58 | 243.012 | 238.319 | 226.371 | 227.489 | 224.982 | 237.661 | 0 | 0 | 24784 | 24784 | 2827 | 2020
Vintage1985 | hydro | TRUE | 57280.50080.ME.HY | 50080 | N | . | Otis Hydro | Eagle Creek Renewable Energy, LLC | 57280 | ME | NEW | NPCC |  | 22 | 2 | NAICS-22 Non-Cogen | HY | WAT | HYC | ISNE | M |  | 0 | 0 | 0 | 0 | 0 | 0 | 0 | 0 | 0 | 0 | 0 | 0 | 0 | 0 | 0 | 0 | 0 | 0 | 0 | 0 | 0 | 0 | 0 | 0 | 0 | 0 | 0 | 0 | 0 | 0 | 0 | 0 | 0 | 0 | 0 | 0 | 44326 | 41950 | 54680 | 57503 | 58038 | 26564 | 42581 | 20681 | 13203 | 34104 | 31307 | 43651 | 44326 | 41950 | 54680 | 57503 | 58038 | 26564 | 42581 | 20681 | 13203 | 34104 | 31307 | 43651 | 5056 | 4785 | 6237 | 6559 | 6620 | 3030 | 4857 | 2359 | 1506 | 3890 | 3571 | 4979 | 0 | 0 | 468588 | 468588 | 53449 | 2020
Vintage1981 | hydro | TRUE | 57280.50081.ME.HY | 50081 | N | . | International Paper Riley Hydro | Eagle Creek Renewable Energy, LLC | 57280 | ME | NEW | NPCC |  | 22 | 2 | NAICS-22 Non-Cogen | HY | WAT | HYC | ISNE | A |  | 0 | 0 | 0 | 0 | 0 | 0 | 0 | 0 | 0 | 0 | 0 | 0 | 0 | 0 | 0 | 0 | 0 | 0 | 0 | 0 | 0 | 0 | 0 | 0 | 0 | 0 | 0 | 0 | 0 | 0 | 0 | 0 | 0 | 0 | 0 | 0 | 27527 | 23460 | 32015 | 34542 | 31129 | 10303 | 13087 | 7075 | 4028 | 14980 | 17664 | 23826 | 27527 | 23460 | 32015 | 34542 | 31129 | 10303 | 13087 | 7075 | 4028 | 14980 | 17664 | 23826 | 3139.874 | 2675.989 | 3651.733 | 3940.016 | 3550.655 | 1175.222 | 1492.735 | 807.058 | 459.423 | 1708.724 | 2014.857 | 2717.714 | 0 | 0 | 239636 | 239636 | 27334 | 2020
Vintage2004 | hydro | TRUE | 57280.50082.ME.HY | 50082 | N | . | International Paper Livermore Hydro | Eagle Creek Renewable Energy, LLC | 57280 | ME | NEW | NPCC |  | 22 | 2 | NAICS-22 Non-Cogen | HY | WAT | HYC | ISNE | A |  | 0 | 0 | 0 | 0 | 0 | 0 | 0 | 0 | 0 | 0 | 0 | 0 | 0 | 0 | 0 | 0 | 0 | 0 | 0 | 0 | 0 | 0 | 0 | 0 | 0 | 0 | 0 | 0 | 0 | 0 | 0 | 0 | 0 | 0 | 0 | 0 | 33635 | 28666 | 39118 | 42206 | 38036 | 12589 | 15991 | 8645 | 4921 | 18304 | 21584 | 29113 | 33635 | 28666 | 39118 | 42206 | 38036 | 12589 | 15991 | 8645 | 4921 | 18304 | 21584 | 29113 | 3836.565 | 3269.75 | 4461.997 | 4814.246 | 4338.492 | 1435.986 | 1823.95 | 986.132 | 561.362 | 2087.863 | 2461.923 | 3320.734 | 0 | 0 | 292808 | 292808 | 33399 | 2020
Vintage2013 | petroleum | FALSE | 23955.50087.MA.GT | 50087 | Y | . | Univ of Massachusetts Medical Center | University of Massachusetts Medical | 23955 | MA | NEW | NPCC |  | 611 | 5 | Commercial NAICS Cogen | GT | DFO | DFO | ISNE | A | barrels | 0 | 1 | 0 | 0 | 0 | 0 | 0 | 0 | 0 | 1 | 1 | 5 | 0 | 0 | 0 | 0 | 0 | 0 | 0 | 0 | 0 | 0 | 0 | 2 | 0 | 5.8 | 0 | 0 | 0 | 0 | 0 | 0 | 0 | 5.8 | 5.8 | 5.8 | 0 | 6 | 0 | 0 | 0 | 0 | 0 | 0 | 0 | 6 | 6 | 29 | 0 | 2 | 0 | 0 | 0 | 0 | 0 | 0 | 0 | 2 | 2 | 12 | 0.191 | 0.205 | 0.159 | 0.177 | 0.124 | 0.12 | 0.143 | 0.135 | 0.153 | 0.24 | 0.241 | 1.352 | 8 | 2 | 47 | 18 | 3.24 | 2020
Vintage2013 | natural gas peaker | FALSE | 23955.50087.MA.GT | 50087 | Y | . | Univ of Massachusetts Medical Center | University of Massachusetts Medical | 23955 | MA | NEW | NPCC |  | 611 | 5 | Commercial NAICS Cogen | GT | NG | NG | ISNE | A | mcf | 61413 | 48380 | 21430 | 24768 | 17463 | 46514 | 92605 | 78064 | 45440 | 49473 | 36131 | 52826 | 39533 | 31143 | 13795 | 15944 | 11241 | 29941 | 59611 | 50251 | 29250 | 31846 | 23258 | 34004 | 0.8 | 0.8 | 0.8 | 0.8 | 0.8 | 0.8 | 0.8 | 0.8 | 0.8 | 0.8 | 0.8 | 0.8 | 49130 | 38704 | 17144 | 19814 | 13970 | 37211 | 74084 | 62451 | 36352 | 39578 | 28905 | 42261 | 31626 | 24914 | 11036 | 12755 | 8993 | 23953 | 47689 | 40201 | 23400 | 25477 | 18606 | 27203 | 3430.561 | 2702.499 | 1197.063 | 1383.546 | 975.453 | 2598.228 | 5172.892 | 4360.641 | 2538.25 | 2763.551 | 2018.259 | 2950.817 | 574507 | 369817 | 459604 | 295853 | 32091.76 | 2020
Vintage2002 | natural gas steam turbine | FALSE | 23955.50087.MA.ST | 50087 | Y | . | Univ of Massachusetts Medical Center | University of Massachusetts Medical | 23955 | MA | NEW | NPCC |  | 611 | 5 | Commercial NAICS Cogen | ST | NG | NG | ISNE | AM | mcf | 78332 | 75780 | 71973 | 79273 | 83754 | 97322 | 100120 | 101823 | 84474 | 91108 | 87414 | 80424 | 27614 | 21356 | 25808 | 28265 | 27963 | 30591 | 32080 | 33725 | 26249 | 29770 | 29818 | 28979 | 0.8 | 0.8 | 0.8 | 0.8 | 0.8 | 0.8 | 0.8 | 0.8 | 0.8 | 0.8 | 0.8 | 0.8 | 62666 | 60624 | 57578 | 63418 | 67003 | 77858 | 80096 | 81458 | 67579 | 72886 | 69931 | 64339 | 22091 | 17085 | 20646 | 22612 | 22370 | 24473 | 25664 | 26980 | 20999 | 23816 | 23854 | 23183 | 1229 | 1095 | 1175 | 1098 | 1114 | 1581 | 2071 | 2069 | 1229 | 1057 | 1773.159 | 1367 | 1031797 | 342218 | 825436 | 273773 | 16858.159 | 2020
Vintage2002 | petroleum | FALSE | 23955.50087.MA.ST | 50087 | Y | . | Univ of Massachusetts Medical Center | University of Massachusetts Medical | 23955 | MA | NEW | NPCC |  | 611 | 5 | Commercial NAICS Cogen | ST | RFO | RFO | ISNE | AM | barrels | 0 | 0 | 0 | 0 | 0 | 0 | 0 | 0 | 0 | 0 | 264 | 0 | 0 | 0 | 0 | 0 | 0 | 0 | 0 | 0 | 0 | 0 | 90 | 0 | 0 | 0 | 0 | 0 | 0 | 0 | 0 | 0 | 0 | 0 | 6.4 | 0 | 0 | 0 | 0 | 0 | 0 | 0 | 0 | 0 | 0 | 0 | 1690 | 0 | 0 | 0 | 0 | 0 | 0 | 0 | 0 | 0 | 0 | 0 | 576 | 0 | 0 | 0 | 0 | 0 | 0 | 0 | 0 | 0 | 0 | 0 | 42.841 | 0 | 264 | 90 | 1690 | 576 | 42.841 | 2020
Vintage1982 | hard coal | FALSE | 21223.50088.IA.ST | 50088 | Y | . | University of Northern Iowa | University of Northern Iowa | 21223 | IA | WNC | MRO |  | 611 | 5 | Commercial NAICS Cogen | ST | BIT | COL | MISO | M | short tons | 808 | 677 | 0 | 0 | 0 | 0 | 0 | 0 | 0 | 0 | 0 | 0 | 141 | 119 | 0 | 0 | 0 | 0 | 0 | 0 | 0 | 0 | 0 | 0 | 23.252 | 21.934 | 0 | 0 | 0 | 0 | 0 | 0 | 0 | 0 | 0 | 0 | 18788 | 14849 | 0 | 0 | 0 | 0 | 0 | 0 | 0 | 0 | 0 | 0 | 3285 | 2601 | 0 | 0 | 0 | 0 | 0 | 0 | 0 | 0 | 0 | 0 | 458.808 | 315.048 | 0 | 0 | 0 | 0 | 0 | 0 | 0 | 0 | 0 | 0 | 1485 | 260 | 33637 | 5886 | 773.856 | 2020
Vintage1982 | petroleum | FALSE | 21223.50088.IA.ST | 50088 | Y | . | University of Northern Iowa | University of Northern Iowa | 21223 | IA | WNC | MRO |  | 611 | 5 | Commercial NAICS Cogen | ST | DFO | DFO | MISO | M | barrels | 0 | 0 | 0 | 0 | 0 | 19 | 18 | 0 | 0 | 0 | 0 | 0 | 0 | 0 | 0 | 0 | 0 | 4 | 3 | 0 | 0 | 0 | 0 | 0 | 0 | 0 | 0 | 0 | 0 | 5.88 | 5.88 | 0 | 0 | 0 | 0 | 0 | 0 | 0 | 0 | 0 | 0 | 112 | 106 | 0 | 0 | 0 | 0 | 0 | 0 | 0 | 0 | 0 | 0 | 21 | 19 | 0 | 0 | 0 | 0 | 0 | 0 | 0 | 0 | 0 | 0 | 2.866 | 2.688 | 0 | 0 | 0 | 0 | 0 | 37 | 7 | 218 | 40 | 5.554 | 2020
Vintage1982 | natural gas steam turbine | FALSE | 21223.50088.IA.ST | 50088 | Y | . | University of Northern Iowa | University of Northern Iowa | 21223 | IA | WNC | MRO |  | 611 | 5 | Commercial NAICS Cogen | ST | NG | NG | MISO | M | mcf | 0 | 0 | 0 | 0 | 0 | 71148 | 80411 | 80041 | 72462 | 73009 | 73015 | 76679 | 0 | 0 | 0 | 0 | 0 | 13074 | 14552 | 15678 | 14001 | 13995 | 14948 | 14889 | 0 | 0 | 0 | 0 | 0 | 1 | 1 | 1 | 1 | 1 | 1 | 1 | 0 | 0 | 0 | 0 | 0 | 71148 | 80411 | 80041 | 72462 | 73009 | 73015 | 76679 | 0 | 0 | 0 | 0 | 0 | 13074 | 14552 | 15678 | 14001 | 13995 | 14948 | 14889 | 0 | 0 | 0 | 0 | 0 | 1825.134 | 2042.312 | 2234 | 1988 | 1976 | 2157 | 2112 | 526765 | 101137 | 526765 | 101137 | 14334.446 | 2020
Vintage1982 | petroleum | FALSE | 21223.50088.IA.ST | 50088 | Y | . | University of Northern Iowa | University of Northern Iowa | 21223 | IA | WNC | MRO |  | 611 | 5 | Commercial NAICS Cogen | ST | PC | PC | MISO | M | short tons | 2423 | 1485 | 0 | 0 | 0 | 0 | 0 | 0 | 0 | 0 | 0 | 0 | 424 | 260 | 0 | 0 | 0 | 0 | 0 | 0 | 0 | 0 | 0 | 0 | 26.756 | 27.136 | 0 | 0 | 0 | 0 | 0 | 0 | 0 | 0 | 0 | 0 | 64830 | 40297 | 0 | 0 | 0 | 0 | 0 | 0 | 0 | 0 | 0 | 0 | 11334 | 7058 | 0 | 0 | 0 | 0 | 0 | 0 | 0 | 0 | 0 | 0 | 1583.192 | 854.952 | 0 | 0 | 0 | 0 | 0 | 0 | 0 | 0 | 0 | 0 | 3908 | 684 | 105127 | 18392 | 2438.144 | 2020
Vintage1987 | natural gas peaker | FALSE | 24010.50089.CA.IC | 50089 | Y | . | Univ of San Francisco Cogen | University of San Francisco | 24010 | CA | PACC | WECC |  | 611 | 5 | Commercial NAICS Cogen | IC | NG | NG | CISO | A | mcf | 6644 | 5866 | 6512 | 4605 | 4330 | 6091 | 8521 | 10596 | 9228 | 9583 | 7655 | 8485 | 4376 | 3865 | 4290 | 3034 | 2853 | 4014 | 5614 | 6982 | 6079 | 6314 | 5044 | 5590 | 1.034 | 1.034 | 1.034 | 1.034 | 1.034 | 1.034 | 1.034 | 1.034 | 1.034 | 1.034 | 1.034 | 1.034 | 6870 | 6065 | 6733 | 4762 | 4477 | 6298 | 8811 | 10956 | 9542 | 9909 | 7915 | 8773 | 4525 | 3996 | 4436 | 3137 | 2950 | 4150 | 5805 | 7219 | 6286 | 6529 | 5215 | 5780 | 538.034 | 475.136 | 527.433 | 373.001 | 350.722 | 493.364 | 690.164 | 858.267 | 747.417 | 776.211 | 620.01 | 687.241 | 88116 | 58055 | 91111 | 60028 | 7137 | 2020
Vintage1986 | hydro | TRUE | 16990.50091.WA.HY | 50091 | N | . | Sheep Creek Hydro | Sheep Creek Hydro Inc | 16990 | WA | PACC | WECC |  | 22 | 2 | NAICS-22 Non-Cogen | HY | WAT | HYC | AVA | A |  | 0 | 0 | 0 | 0 | 0 | 0 | 0 | 0 | 0 | 0 | 0 | 0 | 0 | 0 | 0 | 0 | 0 | 0 | 0 | 0 | 0 | 0 | 0 | 0 | 0 | 0 | 0 | 0 | 0 | 0 | 0 | 0 | 0 | 0 | 0 | 0 | 6091 | 6760 | 5221 | 4591 | 8290 | 8412 | 7801 | 5979 | 4316 | 4414 | 5596 | 5849 | 6091 | 6760 | 5221 | 4591 | 8290 | 8412 | 7801 | 5979 | 4316 | 4414 | 5596 | 5849 | 694.765 | 771.021 | 595.528 | 523.628 | 945.537 | 959.546 | 889.801 | 681.951 | 492.248 | 503.487 | 638.313 | 667.175 | 0 | 0 | 73320 | 73320 | 8363 | 2020
Vintage1988 | hydro | TRUE | 63985.50093.NY.HY | 50093 | N | . | Chateaugay High Falls Hydro | Hydroland Omega LLC | 63985 | NY | MAT | NPCC |  | 22 | 2 | NAICS-22 Non-Cogen | HY | WAT | HYC | NYIS | A |  | 0 | 0 | 0 | 0 | 0 | 0 | 0 | 0 | 0 | 0 | 0 | 0 | 0 | 0 | 0 | 0 | 0 | 0 | 0 | 0 | 0 | 0 | 0 | 0 | 0 | 0 | 0 | 0 | 0 | 0 | 0 | 0 | 0 | 0 | 0 | 0 | 2727 | 2545 | 2702 | 2650 | 2768 | 2590 | 2718 | 2665 | 2531 | 2544 | 2516 | 2658 | 2727 | 2545 | 2702 | 2650 | 2768 | 2590 | 2718 | 2665 | 2531 | 2544 | 2516 | 2658 | 311.057 | 290.255 | 308.25 | 302.279 | 315.747 | 295.393 | 309.976 | 303.99 | 288.75 | 290.175 | 286.977 | 303.151 | 0 | 0 | 31614 | 31614 | 3606 | 2020
Vintage1983 | petroleum | FALSE | 19148.50094.NJ.IC | 50094 | Y | . | Vicinity Energy Trenton, L.P. | Vicinity Energy Trenton, L.P. | 19148 | NJ | MAT | RFC |  | 22133 | 5 | Commercial NAICS Cogen | IC | DFO | DFO | PJM | M | barrels | 0 | 4 | 1 | 0 | 101 | 2 | 17 | 0 | 0 | 3 | 0 | 0 | 0 | 1 | 0 | 0 | 53 | 1 | 8 | 0 | 0 | 3 | 0 | 0 | 0 | 5.729 | 5.729 | 0 | 5.729 | 5.729 | 5.729 | 0 | 0 | 5.729 | 0 | 0 | 0 | 23 | 6 | 0 | 579 | 11 | 97 | 0 | 0 | 17 | 0 | 0 | 0 | 4 | 2 | 0 | 301 | 4 | 46 | 0 | 0 | 15 | 0 | 0 | 0 | 0.8 | 0.35 | 0 | 57.853 | 0.865 | 8.808 | 0 | 0 | 2.94 | 0 | 0 | 128 | 66 | 733 | 372 | 71.616 | 2020
Vintage1983 | natural gas peaker | FALSE | 19148.50094.NJ.IC | 50094 | Y | . | Vicinity Energy Trenton, L.P. | Vicinity Energy Trenton, L.P. | 19148 | NJ | MAT | RFC |  | 22133 | 5 | Commercial NAICS Cogen | IC | NG | NG | PJM | M | mcf | 9 | 5 | 10 | 1 | 1057 | 14 | 42 | 81 | 0 | 0 | 4 | 221 | 5 | 1 | 3 | 1 | 549 | 6 | 19 | 45 | 0 | 0 | 4 | 114 | 1.029 | 1.029 | 1.029 | 1.031 | 1.029 | 1.035 | 1.035 | 1.03 | 0 | 0 | 1.03 | 1.03 | 9 | 5 | 10 | 1 | 1088 | 14 | 43 | 83 | 0 | 0 | 4 | 228 | 5 | 1 | 3 | 1 | 565 | 6 | 20 | 46 | 0 | 0 | 4 | 117 | 0.98 | 0.18 | 0.63 | 0.98 | 108.747 | 1.095 | 3.932 | 8.82 | 0 | 0 | 3.92 | 22.54 | 1444 | 747 | 1485 | 768 | 151.824 | 2020
Vintage1983 | biomass | TRUE | 18461.50099.ID.ST | 50099 | Y | . | Tamarack Energy Partnership | Tamarack Energy Partners | 18461 | ID | MTN | WECC |  | 22 | 3 | NAICS-22 Cogen | ST | WDS | WWW | IPCO | M | short tons | 5720 | 5510 | 5175 | 5640 | 4060 | 5940 | 5750 | 6570 | 5815 | 5550 | 6185 | 4955 | 1017 | 1088 | 1097 | 1140 | 964 | 1330 | 1567 | 1624 | 1486 | 1373 | 1453 | 974 | 8.5 | 8.5 | 8.5 | 8.5 | 8.5 | 8.5 | 8.5 | 8.5 | 8.5 | 8.5 | 8.5 | 8.5 | 48620 | 46835 | 43988 | 47940 | 34510 | 50490 | 48875 | 55845 | 49428 | 47175 | 52573 | 42118 | 8641 | 9246 | 9323 | 9688 | 8194 | 11303 | 13321 | 13807 | 12634 | 11668 | 12350 | 8275 | 1521 | 1668 | 1706 | 1767 | 1498 | 2084 | 2477 | 2584 | 2359 | 2178 | 2011 | 1722 | 66870 | 15113 | 568397 | 128450 | 23575 | 2020
Vintage1986 | biomass | FALSE | 12307.50101.TX.ST | 50101 | Y | . | WestRock (TX) | WestRock (TX) | 12307 | TX | WSC | TRE |  | 322 | 7 | Industrial NAICS Cogen | ST | BLQ | WWW | MISO | AM | short tons | 106166 | 70845 | 112458 | 91657 | 100911 | 95042 | 104828 | 71881 | 75685 | 100335 | 100022 | 97468 | 10036 | 6444 | 10692 | 9465 | 10285 | 9759 | 10593 | 7153 | 7838 | 10121 | 6270 | 9602 | 11.5 | 11.5 | 11.5 | 11.5 | 11.5 | 11.5 | 11.5 | 11.5 | 11.5 | 11.5 | 11.5 | 11.5 | 1220909 | 814718 | 1293267 | 1054056 | 1160477 | 1092983 | 1205522 | 826632 | 870378 | 1153853 | 1150253 | 1120882 | 115417 | 74108 | 122953 | 108850 | 118279 | 112230 | 121823 | 82264 | 90135 | 116389 | 72103 | 110422 | 25031.849 | 16072.716 | 26666.14 | 23607.624 | 25652.622 | 24340.538 | 26421.089 | 17841.587 | 19548.646 | 25242.665 | 15637.841 | 23948.591 | 1127298 | 108258 | 12963930 | 1244973 | 270011.91 | 2020
Vintage1986 | petroleum | FALSE | 12307.50101.TX.ST | 50101 | Y | . | WestRock (TX) | WestRock (TX) | 12307 | TX | WSC | TRE |  | 322 | 7 | Industrial NAICS Cogen | ST | DFO | DFO | MISO | A | barrels | 0 | 0 | 0 | 0 | 0 | 0 | 0 | 0 | 0 | 0 | 0 | 0 | 0 | 0 | 0 | 0 | 0 | 0 | 0 | 0 | 0 | 0 | 0 | 0 | 0 | 0 | 0 | 0 | 0 | 0 | 0 | 0 | 0 | 0 | 0 | 0 | 0 | 0 | 0 | 0 | 0 | 0 | 0 | 0 | 0 | 0 | 0 | 0 | 0 | 0 | 0 | 0 | 0 | 0 | 0 | 0 | 0 | 0 | 0 | 0 | 0 | 0 | 0 | 0 | 0 | 0 | 0 | 0 | 0 | 0 | 0 | 0 | 0 | 0 | 0 | 0 | 0 | 2020
Vintage1986 | natural gas steam turbine | FALSE | 12307.50101.TX.ST | 50101 | Y | . | WestRock (TX) | WestRock (TX) | 12307 | TX | WSC | TRE |  | 322 | 7 | Industrial NAICS Cogen | ST | NG | NG | MISO | AM | mcf | 226016 | 282101 | 264797 | 275706 | 269549 | 263702 | 193717 | 280554 | 288344 | 272753 | 258238 | 277235 | 21366 | 25660 | 25175 | 28472 | 27474 | 27077 | 19575 | 27920 | 29860 | 27512 | 16188 | 27311 | 1.06 | 1.06 | 1.06 | 1.06 | 1.06 | 1.06 | 1.06 | 1.06 | 1.06 | 1.06 | 1.06 | 1.06 | 239577 | 299027 | 280685 | 292248 | 285722 | 279524 | 205340 | 297387 | 305645 | 289118 | 273732 | 293869 | 22648 | 27200 | 26685 | 30180 | 29122 | 28702 | 20750 | 29595 | 31652 | 29163 | 17159 | 28950 | 4911.958 | 5899.195 | 5787.498 | 6545.471 | 6315.955 | 6224.952 | 4500.38 | 6418.653 | 6864.767 | 6324.997 | 3721.427 | 6278.761 | 3152712 | 303590 | 3341874 | 321806 | 69794.014 | 2020
Vintage1986 | biomass | FALSE | 12307.50101.TX.ST | 50101 | Y | . | WestRock (TX) | WestRock (TX) | 12307 | TX | WSC | TRE |  | 322 | 7 | Industrial NAICS Cogen | ST | WDS | WWW | MISO | AM | short tons | 37433 | 52062 | 51329 | 42922 | 44074 | 40604 | 50222 | 49839 | 49371 | 45879 | 38427 | 47742 | 3539 | 4736 | 4880 | 4432 | 4492 | 4169 | 5075 | 4960 | 5113 | 4628 | 2409 | 4703 | 9.31 | 9.31 | 9.31 | 9.31 | 9.31 | 9.31 | 9.31 | 9.31 | 9.31 | 9.31 | 9.31 | 9.31 | 348501 | 484697 | 477873 | 399604 | 410329 | 378023 | 467567 | 464001 | 459644 | 427133 | 357755 | 444478 | 32945 | 44089 | 45432 | 41266 | 41822 | 38816 | 47249 | 46176 | 47600 | 43085 | 22426 | 43787 | 7145.193 | 9562.089 | 9853.362 | 8949.905 | 9070.423 | 8418.51 | 10247.531 | 10014.76 | 10323.587 | 9344.338 | 4863.732 | 9496.648 | 549904 | 53136 | 5119605 | 494693 | 107290.08 | 2020
Vintage1981 | hydro | TRUE | 13442.50103.NH.HY | 50103 | N | . | China Mill Hydro | New Hampshire Hydro Associates | 13442 | NH | NEW | NPCC |  | 22 | 2 | NAICS-22 Non-Cogen | HY | WAT | HYC | ISNE | A |  | 0 | 0 | 0 | 0 | 0 | 0 | 0 | 0 | 0 | 0 | 0 | 0 | 0 | 0 | 0 | 0 | 0 | 0 | 0 | 0 | 0 | 0 | 0 | 0 | 0 | 0 | 0 | 0 | 0 | 0 | 0 | 0 | 0 | 0 | 0 | 0 | 3121 | 2660 | 3630 | 3916 | 3529 | 1168 | 1484 | 802 | 457 | 1698 | 2003 | 2701 | 3121 | 2660 | 3630 | 3916 | 3529 | 1168 | 1484 | 802 | 457 | 1698 | 2003 | 2701 | 355.985 | 303.391 | 414.016 | 446.7 | 402.557 | 133.241 | 169.239 | 91.5 | 52.087 | 193.727 | 228.435 | 308.122 | 0 | 0 | 27169 | 27169 | 3099 | 2020
Vintage1989 | petroleum | TRUE | 54700.50109.TX.CA | 50109 | N | . | Paris Energy Center | Paris Generation LP | 54700 | TX | WSC | TRE |  | 22 | 2 | NAICS-22 Non-Cogen | CA | DFO | DFO | ERCO | A | barrels | 0 | 0 | 0 | 0 | 0 | 0 | 0 | 0 | 0 | 0 | 0 | 0 | 0 | 0 | 0 | 0 | 0 | 0 | 0 | 0 | 0 | 0 | 0 | 0 | 0 | 0 | 0 | 0 | 0 | 0 | 0 | 0 | 0 | 0 | 0 | 0 | 0 | 0 | 0 | 0 | 0 | 0 | 0 | 0 | 0 | 0 | 0 | 0 | 0 | 0 | 0 | 0 | 0 | 0 | 0 | 0 | 0 | 0 | 0 | 0 | 0 | 0 | 0 | 0 | 0 | 0 | 0 | 0 | 0 | 0 | 0 | 0 | 0 | 0 | 0 | 0 | 0 | 2020
Vintage1989 | natural gas combined cycle | TRUE | 54700.50109.TX.CA | 50109 | N | . | Paris Energy Center | Paris Generation LP | 54700 | TX | WSC | TRE |  | 22 | 2 | NAICS-22 Non-Cogen | CA | NG | NG | ERCO | AM | mcf | 3644 | 9433 | 0 | 0 | 0 | 0 | 22907 | 28580 | 21365 | 28235 | 17724 | 5810 | 3644 | 9433 | 0 | 0 | 0 | 0 | 22907 | 28580 | 21365 | 28235 | 17724 | 5810 | 1.045 | 1.044 | 0 | 0 | 0 | 0 | 1.032 | 1.039 | 1.04 | 1.034 | 1.032 | 1.035 | 3808 | 9848 | 0 | 0 | 0 | 0 | 23640 | 29695 | 22220 | 29195 | 18291 | 6013 | 3808 | 9848 | 0 | 0 | 0 | 0 | 23640 | 29695 | 22220 | 29195 | 18291 | 6013 | 2632 | 8412 | 0 | 0 | 0 | 356 | 29098 | 30820 | 17337 | 20538 | 12798 | 6943 | 137698 | 137698 | 142710 | 142710 | 128934 | 2020
Vintage1989 | petroleum | TRUE | 54700.50109.TX.CT | 50109 | N | . | Paris Energy Center | Paris Generation LP | 54700 | TX | WSC | TRE |  | 22 | 2 | NAICS-22 Non-Cogen | CT | DFO | DFO | ERCO | AM | barrels | 0 | 0 | 0 | 0 | 0 | 0 | 0 | 0 | 0 | 0 | 0 | 0 | 0 | 0 | 0 | 0 | 0 | 0 | 0 | 0 | 0 | 0 | 0 | 0 | 0 | 0 | 0 | 0 | 0 | 0 | 0 | 0 | 0 | 0 | 0 | 0 | 0 | 0 | 0 | 0 | 0 | 0 | 0 | 0 | 0 | 0 | 0 | 0 | 0 | 0 | 0 | 0 | 0 | 0 | 0 | 0 | 0 | 0 | 0 | 0 | 0 | 0 | 0 | 0 | 0 | 0 | 0 | 0 | 0 | 0 | 0 | 0 | 0 | 0 | 0 | 0 | 0 | 2020
Vintage1989 | natural gas combined cycle | TRUE | 54700.50109.TX.CT | 50109 | N | . | Paris Energy Center | Paris Generation LP | 54700 | TX | WSC | TRE |  | 22 | 2 | NAICS-22 Non-Cogen | CT | NG | NG | ERCO | AM | mcf | 63875 | 220448 | 0 | 0 | 0 | 30589 | 719573 | 717385 | 419731 | 531105 | 313736 | 203971 | 63875 | 220448 | 0 | 0 | 0 | 30589 | 719573 | 717385 | 419731 | 531105 | 313736 | 203971 | 1.045 | 1.044 | 0 | 0 | 0 | 1.041 | 1.032 | 1.039 | 1.04 | 1.034 | 1.032 | 1.035 | 66749 | 230148 | 0 | 0 | 0 | 31843 | 742599 | 745363 | 436520 | 549163 | 323776 | 211110 | 66749 | 230148 | 0 | 0 | 0 | 31843 | 742599 | 745363 | 436520 | 549163 | 323776 | 211110 | 5518 | 18312 | 0 | 0 | 0 | 2237 | 56868 | 58968 | 34830 | 45078 | 25766 | 16049 | 3220413 | 3220413 | 3337271 | 3337271 | 263626 | 2020
Vintage1986 | biomass | FALSE | 17164.50110.CA.ST | 50110 | Y | . | Sierra Pacific Burney Facility | Sierra Pacific Industries Inc | 17164 | CA | PACC | WECC |  | 321 | 7 | Industrial NAICS Cogen | ST | WDS | WWW | CISO | AM | short tons | 11070 | 11733 | 13327 | 10905 | 12577 | 11762 | 13050 | 13774 | 12097 | 13230 | 6510 | 6645 | 2005 | 2175 | 2575 | 2107 | 2526 | 2331 | 2646 | 2900 | 2420 | 2611 | 992 | 671 | 18 | 18 | 18 | 18 | 18 | 18 | 18 | 18 | 18 | 18 | 18 | 18 | 199260 | 211194 | 239886 | 196290 | 226386 | 211716 | 234900 | 247932 | 217746 | 238140 | 117180 | 119610 | 36094 | 39156 | 46356 | 37925 | 45462 | 41950 | 47621 | 52208 | 43557 | 47004 | 17859 | 12080 | 7278 | 7995 | 9551 | 7841 | 9426 | 8664 | 9869 | 10865 | 8996 | 9677 | 3924 | 2475 | 136680 | 25959 | 2460240 | 467272 | 96561 | 2020
Vintage1989 | petroleum | TRUE | 61379.50111.CA.ST | 50111 | N | . | Sierra Pacific Loyalton Facility | ARP-Loyalton Cogen LLC | 61379 | CA | PACC | WECC |  | 22 | 2 | NAICS-22 Non-Cogen | ST | DFO | DFO | NEVP | AM | barrels | 0 | 0 | 0 | 0 | 0 | 0 | 0 | 0 | 0 | 0 | 0 | 0 | 0 | 0 | 0 | 0 | 0 | 0 | 0 | 0 | 0 | 0 | 0 | 0 | 0 | 0 | 0 | 0 | 0 | 0 | 0 | 0 | 0 | 0 | 0 | 0 | 0 | 0 | 0 | 0 | 0 | 0 | 0 | 0 | 0 | 0 | 0 | 0 | 0 | 0 | 0 | 0 | 0 | 0 | 0 | 0 | 0 | 0 | 0 | 0 | 0 | 0 | 0 | 0 | 0 | 0 | 0 | 0 | 0 | 0 | 0 | 0 | 0 | 0 | 0 | 0 | 0 | 2020
Vintage1989 | biomass | TRUE | 61379.50111.CA.ST | 50111 | N | . | Sierra Pacific Loyalton Facility | ARP-Loyalton Cogen LLC | 61379 | CA | PACC | WECC |  | 22 | 2 | NAICS-22 Non-Cogen | ST | WDS | WWW | NEVP | AM | short tons | 0 | 0 | 0 | 0 | 0 | 0 | 0 | 0 | 0 | 0 | 0 | 0 | 0 | 0 | 0 | 0 | 0 | 0 | 0 | 0 | 0 | 0 | 0 | 0 | 0 | 0 | 0 | 0 | 0 | 0 | 0 | 0 | 0 | 0 | 0 | 0 | 0 | 0 | 0 | 0 | 0 | 0 | 0 | 0 | 0 | 0 | 0 | 0 | 0 | 0 | 0 | 0 | 0 | 0 | 0 | 0 | 0 | 0 | 0 | 0 | 0 | 0 | 0 | 0 | 0 | 0 | 0 | 0 | 0 | 0 | 0 | 0 | 0 | 0 | 0 | 0 | 0 | 2020
Vintage2018 | biomass | FALSE | 17164.50112.CA.ST | 50112 | N | . | Sierra Pacific Quincy Facility | Sierra Pacific Industries Inc | 17164 | CA | PACC | WECC |  | 321 | 6 | Industrial NAICS Non-Cogen | ST | WDS | WWW | CISO | AM | short tons | 22529 | 22198 | 23588 | 17365 | 22354 | 20613 | 19787 | 23310 | 19489 | 17825 | 16413 | 21170 | 22529 | 22198 | 23588 | 17365 | 22354 | 20613 | 19787 | 23310 | 19489 | 17825 | 16413 | 21170 | 18 | 18 | 18 | 18 | 18 | 18 | 18 | 18 | 18 | 18 | 18 | 18 | 405522 | 399564 | 424584 | 312570 | 402372 | 371034 | 356166 | 419580 | 350802 | 320850 | 295434 | 381060 | 405522 | 399564 | 424584 | 312570 | 402372 | 371034 | 356166 | 419580 | 350802 | 320850 | 295434 | 381060 | 15912 | 15400 | 15686 | 10047 | 15757 | 14247 | 12974 | 16677 | 13511 | 10442 | 9786 | 12777 | 246641 | 246641 | 4439538 | 4439538 | 163216 | 2020
Vintage1984 | natural gas peaker | FALSE | 22669.50115.CA.GT | 50115 | Y | . | US Borax | U S Borax Inc | 22669 | CA | PACC | WECC |  | 2123 | 7 | Industrial NAICS Cogen | GT | NG | NG | CISO | M | mcf | 392414 | 345148 | 386305 | 211604 | 351796 | 377923 | 377693 | 375149 | 368123 | 350828 | 370698 | 392246 | 142360 | 124147 | 138223 | 75055 | 127659 | 135889 | 135338 | 134003 | 130318 | 124020 | 135175 | 140348 | 1.043 | 1.045 | 1.047 | 1.043 | 1.038 | 1.03 | 1.022 | 1.036 | 1.043 | 1.037 | 1.044 | 1.048 | 409288 | 360680 | 404461 | 220703 | 365164 | 389261 | 386002 | 388654 | 383952 | 363809 | 387009 | 411074 | 148482 | 129734 | 144720 | 78282 | 132510 | 139966 | 138315 | 138827 | 135922 | 128609 | 141123 | 147085 | 29226 | 25496 | 28430 | 15364 | 26066 | 27504 | 27113 | 27157 | 26626 | 25354 | 27772 | 28942 | 4299927 | 1542535 | 4470057 | 1603575 | 315050 | 2020
Vintage2004 | petroleum | FALSE | 19537.50118.TX.CA | 50118 | Y | . | Hal C Weaver Power Plant | University of Texas at Austin | 19537 | TX | WSC | TRE |  | 611 | 5 | Commercial NAICS Cogen | CA | DFO | DFO | ERCO | AM | barrels | 0 | 0 | 0 | 0 | 0 | 0 | 0 | 0 | 0 | 0 | 0 | 0 | 0 | 0 | 0 | 0 | 0 | 0 | 0 | 0 | 0 | 0 | 0 | 0 | 0 | 0 | 0 | 0 | 0 | 0 | 0 | 0 | 0 | 0 | 0 | 0 | 0 | 0 | 0 | 0 | 0 | 0 | 0 | 0 | 0 | 0 | 0 | 0 | 0 | 0 | 0 | 0 | 0 | 0 | 0 | 0 | 0 | 0 | 0 | 0 | 0 | 0 | 0 | 0 | 0 | 0 | 0 | 0 | 0 | 0 | 0 | 0 | 0 | 0 | 0 | 0 | 0 | 2020
Vintage2004 | natural gas combined cycle | FALSE | 19537.50118.TX.CA | 50118 | Y | . | Hal C Weaver Power Plant | University of Texas at Austin | 19537 | TX | WSC | TRE |  | 611 | 5 | Commercial NAICS Cogen | CA | NG | NG | ERCO | AM | mcf | 37608 | 46154 | 84410 | 64563 | 58219 | 71251 | 32150 | 30460 | 30041 | 31570 | 18702 | 57359 | 15762 | 16459 | 27360 | 24129 | 28721 | 30952 | 32150 | 30460 | 28190 | 24019 | 18702 | 21617 | 1.003 | 1.003 | 1.003 | 1.003 | 1.003 | 1.003 | 1.003 | 1.003 | 1.003 | 1.003 | 1.003 | 1.003 | 37721 | 46292 | 84663 | 64757 | 58394 | 71465 | 32246 | 30551 | 30131 | 31665 | 18758 | 57531 | 15809 | 16508 | 27442 | 24201 | 28807 | 31045 | 32246 | 30551 | 28275 | 24091 | 18758 | 21682 | 3775.24 | 3942.08 | 6553.32 | 5779.26 | 6879.24 | 7413.71 | 7986.01 | 8110.17 | 6752.17 | 5753.07 | 5504.75 | 5177.86 | 562487 | 298521 | 564174 | 299415 | 73626.88 | 2020
Vintage2010 | petroleum | FALSE | 19537.50118.TX.CT | 50118 | Y | . | Hal C Weaver Power Plant | University of Texas at Austin | 19537 | TX | WSC | TRE |  | 611 | 5 | Commercial NAICS Cogen | CT | DFO | DFO | ERCO | A | barrels | 0 | 0 | 0 | 0 | 0 | 0 | 0 | 0 | 0 | 0 | 0 | 0 | 0 | 0 | 0 | 0 | 0 | 0 | 0 | 0 | 0 | 0 | 0 | 0 | 0 | 0 | 0 | 0 | 0 | 0 | 0 | 0 | 0 | 0 | 0 | 0 | 0 | 0 | 0 | 0 | 0 | 0 | 0 | 0 | 0 | 0 | 0 | 0 | 0 | 0 | 0 | 0 | 0 | 0 | 0 | 0 | 0 | 0 | 0 | 0 | 0 | 0 | 0 | 0 | 0 | 0 | 0 | 0 | 0 | 0 | 0 | 0 | 0 | 0 | 0 | 0 | 0 | 2020
Vintage2010 | natural gas combined cycle | FALSE | 19537.50118.TX.CT | 50118 | Y | . | Hal C Weaver Power Plant | University of Texas at Austin | 19537 | TX | WSC | TRE |  | 611 | 5 | Commercial NAICS Cogen | CT | NG | NG | ERCO | AM | mcf | 257361 | 228126 | 187868 | 191549 | 215571 | 255203 | 314373 | 302276 | 294455 | 282519 | 229822 | 198390 | 74763 | 73422 | 71491 | 65512 | 76342 | 83842 | 97171 | 100554 | 88552 | 82757 | 74624 | 60698 | 1.003 | 1.003 | 1.003 | 1.003 | 1.003 | 1.003 | 1.003 | 1.003 | 1.003 | 1.003 | 1.003 | 1.003 | 258133 | 228810 | 188432 | 192124 | 216218 | 255969 | 315316 | 303183 | 295338 | 283367 | 230511 | 198985 | 74987 | 73642 | 71705 | 65709 | 76571 | 84094 | 97463 | 100856 | 88818 | 83005 | 74848 | 60880 | 17907.17 | 17586.1 | 17123.41 | 15691.69 | 18285.47 | 20081.91 | 22989 | 23270.3 | 21210.02 | 19821.95 | 16848.9 | 14538.36 | 2957513 | 949728 | 2966386 | 952578 | 225354.28 | 2020
Vintage1987 | natural gas peaker | FALSE | 4208.50119.CA.GT | 50119 | Y | . | Phillips 66 Rodeo Refinery | Phillips 66 Company | 4208 | CA | PACC | WECC |  | 32411 | 7 | Industrial NAICS Cogen | GT | NG | NG | CISO | M | mcf | 278457 | 168823 | 131830 | 135198 | 156897 | 248535 | 213012 | 175377 | 206354 | 176248 | 185400 | 279262 | 74162 | 41666 | 29489 | 34444 | 37684 | 57547 | 49183 | 41741 | 48869 | 38929 | 41756 | 64027 | 1.043 | 1.043 | 1.044 | 1.048 | 1.041 | 1.032 | 1.032 | 1.036 | 1.039 | 1.044 | 1.049 | 1.042 | 290431 | 176082 | 137631 | 141688 | 163330 | 256488 | 219828 | 181691 | 214402 | 184003 | 194485 | 290991 | 77351 | 43458 | 30787 | 36097 | 39229 | 59389 | 50757 | 43244 | 50775 | 40642 | 43802 | 66716 | 17030.738 | 9526.525 | 6692.231 | 7901.872 | 8580.074 | 13007.322 | 11103.3 | 9467.362 | 11121.085 | 8851.588 | 9533.511 | 14624.266 | 2355393 | 559497 | 2451050 | 582247 | 127439.87 | 2020
Vintage1987 | other | FALSE | 4208.50119.CA.GT | 50119 | Y | . | Phillips 66 Rodeo Refinery | Phillips 66 Company | 4208 | CA | PACC | WECC |  | 32411 | 7 | Industrial NAICS Cogen | GT | OG | OOG | CISO | M | mcf | 255059 | 367722 | 325589 | 377364 | 403058 | 331418 | 376873 | 379672 | 332381 | 453173 | 370908 | 367025 | 67930 | 90756 | 72832 | 96139 | 96806 | 76738 | 87018 | 90365 | 78715 | 100096 | 83536 | 84149 | 1.191 | 1.126 | 1.219 | 1.212 | 1.204 | 1.169 | 1.176 | 1.18 | 1.192 | 1.054 | 1.021 | 1.023 | 303775 | 414055 | 396893 | 457365 | 485282 | 387428 | 443203 | 448013 | 396198 | 477644 | 378697 | 375467 | 80905 | 102191 | 88782 | 116520 | 116555 | 89707 | 102333 | 106631 | 93828 | 105501 | 85290 | 86084 | 17813.262 | 22401.475 | 19298.769 | 25507.128 | 25492.926 | 19647.678 | 22385.7 | 23344.638 | 20550.915 | 22977.412 | 18563.489 | 18869.734 | 4340242 | 1025080 | 4964020 | 1174327 | 256853.13 | 2020
Vintage1983 | natural gas steam turbine | FALSE | 19685.50121.TX.ST | 50121 | N | . | Valero Refinery Corpus Christi West | Valero Refining Co | 19685 | TX | WSC | TRE |  | 32411 | 6 | Industrial NAICS Non-Cogen | ST | NG | NG | ERCO | M | mcf | 32286 | 28776 | 29718 | 28725 | . | 27730 | 31931 | 40852 | 30416 | 34028 | 39342 | 29469 | 32286 | 28776 | 29718 | 28725 | . | 27730 | 31931 | 40852 | 30416 | 34028 | 39342 | 29469 | 1 | 1 | 1 | 1 | . | 1 | 1 | 1 | 1 | 1 | 1 | 1 | 32286 | 28776 | 29718 | 28725 | . | 27730 | 31931 | 40852 | 30416 | 34028 | 39342 | 29469 | 32286 | 28776 | 29718 | 28725 | . | 27730 | 31931 | 40852 | 30416 | 34028 | 39342 | 29469 | 2238.97 | 1995.458 | 2060.838 | 1992.255 | . | 1923.204 | 2214.343 | 2833.44 | 2109.359 | 2359.725 | 2674.863 | 2044.088 | 353273 | 353273 | 353273 | 353273 | 24446.543 | 2020
Vintage1983 | other | FALSE | 19685.50121.TX.ST | 50121 | N | . | Valero Refinery Corpus Christi West | Valero Refining Co | 19685 | TX | WSC | TRE |  | 32411 | 6 | Industrial NAICS Non-Cogen | ST | OG | OOG | ERCO | M | mcf | 65551 | 58424 | 60337 | 58321 | . | 56300 | 64829 | 82941 | 61755 | 69086 | 79877 | 59831 | 65551 | 58424 | 60337 | 58321 | . | 56300 | 64829 | 82941 | 61755 | 69086 | 79877 | 59831 | 1.1 | 1.1 | 1.1 | 1.1 | . | 1.1 | 1.1 | 1.1 | 1.1 | 1.1 | 1.1 | 1.1 | 72106 | 64266 | 66371 | 64153 | . | 61930 | 71312 | 91235 | 67931 | 75995 | 87865 | 65814 | 72106 | 64266 | 66371 | 64153 | . | 61930 | 71312 | 91235 | 67931 | 75995 | 87865 | 65814 | 5000.414 | 4456.522 | 4602.572 | 4449.412 | . | 4295.133 | 4945.319 | 6327.944 | 4711 | 5269.966 | 5973.922 | 4565.129 | 717252 | 717252 | 788978 | 788978 | 54597.333 | 2020
Vintage1983 | petroleum | FALSE | 19685.50121.TX.ST | 50121 | N | . | Valero Refinery Corpus Christi West | Valero Refining Co | 19685 | TX | WSC | TRE |  | 32411 | 6 | Industrial NAICS Non-Cogen | ST | PC | PC | ERCO | M | short tons | 2243 | 1999 | 2065 | 1995 | . | 1926 | 2218 | 2837 | 2113 | 2364 | 2733 | 2046 | 2243 | 1999 | 2065 | 1995 | . | 1926 | 2218 | 2837 | 2113 | 2364 | 2733 | 2046 | 34.18 | 34.18 | 34.18 | 34.18 | . | 34.18 | 34.18 | 34.18 | 34.18 | 34.18 | 34.18 | 34.18 | 76666 | 68326 | 70582 | 68189 | . | 65831 | 75811 | 96969 | 72222 | 80802 | 93414 | 69932 | 76666 | 68326 | 70582 | 68189 | . | 65831 | 75811 | 96969 | 72222 | 80802 | 93414 | 69932 | 5316.616 | 4738.02 | 4894.59 | 4729.333 | . | 4565.663 | 5257.338 | 6725.616 | 5008.641 | 5603.309 | 6351.215 | 4850.783 | 24539 | 24539 | 838744 | 838744 | 58041.124 | 2020
Vintage1983 | other | FALSE | 19685.50121.TX.ST | 50121 | N | . | Valero Refinery Corpus Christi West | Valero Refining Co | 19685 | TX | WSC | TRE |  | 32411 | 6 | Industrial NAICS Non-Cogen | ST | WH | OTH | ERCO | M |  | 0 | 0 | 0 | 0 | . | 0 | 0 | 0 | 0 | 0 | 0 | 0 | 0 | 0 | 0 | 0 | . | 0 | 0 | 0 | 0 | 0 | 0 | 0 | 0 | 0 | 0 | 0 | . | 0 | 0 | 0 | 0 | 0 | 0 | 0 | 9 | 18 | 26 | 9 | . | 9 | 9 | 9 | 9 | 18 | 9 | 0 | 9 | 18 | 26 | 9 | . | 9 | 9 | 9 | 9 | 18 | 9 | 0 | 1 | 2 | 3 | 1 | . | 1 | 1 | 1 | 1 | 2 | 1 | 0 | 0 | 0 | 125 | 125 | 14 | 2020
Vintage1983 | hydro | TRUE | 20148.50123.NY.HY | 50123 | N | . | Normanskill Hydro Project | Watervliet City of | 20148 | NY | MAT | NPCC |  | 22 | 2 | NAICS-22 Non-Cogen | HY | WAT | HYC | NYIS | A |  | 0 | 0 | 0 | 0 | 0 | 0 | 0 | 0 | 0 | 0 | 0 | 0 | 0 | 0 | 0 | 0 | 0 | 0 | 0 | 0 | 0 | 0 | 0 | 0 | 0 | 0 | 0 | 0 | 0 | 0 | 0 | 0 | 0 | 0 | 0 | 0 | 1224 | 1142 | 1213 | 1189 | 1242 | 1162 | 1219 | 1196 | 1136 | 1141 | 1129 | 1193 | 1224 | 1142 | 1213 | 1189 | 1242 | 1162 | 1219 | 1196 | 1136 | 1141 | 1129 | 1193 | 139.57 | 130.236 | 138.311 | 135.631 | 141.675 | 132.542 | 139.085 | 136.399 | 129.561 | 130.201 | 128.766 | 136.023 | 0 | 0 | 14186 | 14186 | 1618 | 2020
Vintage1987 | hydro | TRUE | 7601.50126.VT.HY | 50126 | N | . | Ottauquechee Hydro | Green Mountain Power Corp | 7601 | VT | NEW | NPCC |  | 22 | 1 | Electric Utility | HY | WAT | HYC | ISNE | A |  | 0 | 0 | 0 | 0 | 0 | 0 | 0 | 0 | 0 | 0 | 0 | 0 | 0 | 0 | 0 | 0 | 0 | 0 | 0 | 0 | 0 | 0 | 0 | 0 | 0 | 0 | 0 | 0 | 0 | 0 | 0 | 0 | 0 | 0 | 0 | 0 | 1682 | 1433 | 1956 | 2110 | 1902 | 629 | 800 | 432 | 246 | 915 | 1079 | 1456 | 1682 | 1433 | 1956 | 2110 | 1902 | 629 | 800 | 432 | 246 | 915 | 1079 | 1456 | 191.835 | 163.492 | 223.107 | 240.719 | 216.931 | 71.801 | 91.2 | 49.308 | 28.069 | 104.396 | 123.1 | 166.042 | 0 | 0 | 14640 | 14640 | 1670 | 2020
Vintage1987 | natural gas combined cycle | TRUE | 54777.50127.TX.CA | 50127 | N | . | Signal Hill Generating LLC | Signal Hill Generating LLC | 54777 | TX | WSC | TRE |  | 22 | 2 | NAICS-22 Non-Cogen | CA | NG | NG | ERCO | AM | mcf | 0 | 0 | 0 | 0 | 0 | 0 | 0 | 0 | 0 | 0 | 0 | 0 | 0 | 0 | 0 | 0 | 0 | 0 | 0 | 0 | 0 | 0 | 0 | 0 | 0 | 0 | 0 | 0 | 0 | 0 | 0 | 0 | 0 | 0 | 0 | 0 | 0 | 0 | 0 | 0 | 0 | 0 | 0 | 0 | 0 | 0 | 0 | 0 | 0 | 0 | 0 | 0 | 0 | 0 | 0 | 0 | 0 | 0 | 0 | 0 | 0 | 0 | 0 | 0 | 0 | 0 | 0 | 0 | 0 | 0 | 0 | 0 | 0 | 0 | 0 | 0 | 0 | 2020
Vintage1987 | natural gas combined cycle | TRUE | 54777.50127.TX.CT | 50127 | N | . | Signal Hill Generating LLC | Signal Hill Generating LLC | 54777 | TX | WSC | TRE |  | 22 | 2 | NAICS-22 Non-Cogen | CT | NG | NG | ERCO | AM | mcf | 151 | 1762 | 6291 | 2189 | 0 | 0 | 0 | 10410 | 2088 | 10232 | 764 | 0 | 151 | 1762 | 6291 | 2189 | 0 | 0 | 0 | 10410 | 2088 | 10232 | 764 | 0 | 1.02 | 1.023 | 1.04 | 1.005 | 0 | 0 | 0 | 1.009 | 1.007 | 1.002 | 0.997 | 0 | 154 | 1803 | 6543 | 2200 | 0 | 0 | 0 | 10504 | 2103 | 10252 | 762 | 0 | 154 | 1803 | 6543 | 2200 | 0 | 0 | 0 | 10504 | 2103 | 10252 | 762 | 0 | 3 | 88 | 391 | 139 | 0 | 0 | 0 | 692 | 81 | 683 | 48 | 0 | 33887 | 33887 | 34321 | 34321 | 2125 | 2020
Vintage1983 | hydro | TRUE | 22079.50129.CA.HY | 50129 | N | . | Indian Valley Dam Hydro Project | Yolo County Flood Control WCD | 22079 | CA | PACC | WECC |  | 22 | 2 | NAICS-22 Non-Cogen | HY | WAT | HYC | CISO | A |  | 0 | 0 | 0 | 0 | 0 | 0 | 0 | 0 | 0 | 0 | 0 | 0 | 0 | 0 | 0 | 0 | 0 | 0 | 0 | 0 | 0 | 0 | 0 | 0 | 0 | 0 | 0 | 0 | 0 | 0 | 0 | 0 | 0 | 0 | 0 | 0 | 6402 | 4777 | 5057 | 7423 | 10167 | 9499 | 10044 | 10120 | 7049 | 5797 | 4384 | 3611 | 6402 | 4777 | 5057 | 7423 | 10167 | 9499 | 10044 | 10120 | 7049 | 5797 | 4384 | 3611 | 730.291 | 544.839 | 576.812 | 846.703 | 1159.659 | 1083.544 | 1145.613 | 1154.382 | 803.984 | 661.184 | 500.065 | 411.924 | 0 | 0 | 84330 | 84330 | 9619 | 2020
Vintage1991 | natural gas peaker | TRUE | 3852.50131.CA.GT | 50131 | Y | . | Coalinga Cogeneration | Coalinga Cogeneration Co | 3852 | CA | PACC | WECC |  | 22 | 3 | NAICS-22 Cogen | GT | NG | NG | CISO | M | mcf | 0 | 0 | 0 | 0 | 0 | 0 | 0 | 0 | 0 | 0 | 0 | 0 | 0 | 0 | 0 | 0 | 0 | 0 | 0 | 0 | 0 | 0 | 0 | 0 | 0 | 0 | 0 | 0 | 0 | 0 | 0 | 0 | 0 | 0 | 0 | 0 | 0 | 0 | 0 | 0 | 0 | 0 | 0 | 0 | 0 | 0 | 0 | 0 | 0 | 0 | 0 | 0 | 0 | 0 | 0 | 0 | 0 | 0 | 0 | 0 | 0 | 0 | 0 | 0 | 0 | 0 | 0 | 0 | 0 | 0 | 0 | 0 | 0 | 0 | 0 | 0 | 0 | 2020
Vintage1987 | natural gas peaker | TRUE | 18390.50134.CA.GT | 50134 | Y | . | Sycamore Cogeneration | Sycamore Cogeneration Co | 18390 | CA | PACC | WECC |  | 22 | 3 | NAICS-22 Cogen | GT | NG | NG | CISO | M | mcf | 690436 | 632137 | 482022 | 615165 | 659475 | 656277 | 669203 | 841301 | 759383 | 765831 | 701804 | 706506 | 362623 | 354445 | 261535 | 321578 | 377043 | 373031 | 372128 | 424557 | 394371 | 399448 | 372140 | 372213 | 1.03 | 1.03 | 1.03 | 1.03 | 1.03 | 1.03 | 1.03 | 1.03 | 1.03 | 1.03 | 1.03 | 1.03 | 711149 | 651101 | 496483 | 633620 | 679259 | 675965 | 689279 | 866540 | 782164 | 788806 | 722858 | 727701 | 373502 | 365078 | 269381 | 331225 | 388354 | 384222 | 383292 | 437294 | 406202 | 411431 | 383304 | 383379 | 59715 | 54928 | 43057 | 53032 | 57189 | 56778 | 57801 | 69951 | 65008 | 65869 | 61397 | 61376 | 8179540 | 4385112 | 8424925 | 4516664 | 706101 | 2020
Vintage2008 | natural gas peaker | FALSE | 17460.50136.NY.IC | 50136 | Y | . | South Oaks Hospital | South Oak Hospital | 17460 | NY | MAT | NPCC |  | 622 | 5 | Commercial NAICS Cogen | IC | NG | NG | NYIS | A | mcf | 5181 | 4869 | 4766 | 3401 | 3974 | 6322 | 9103 | 8108 | 6362 | 4765 | 4912 | 5006 | 1645 | 1545 | 1513 | 1079 | 1261 | 2006 | 2889 | 2574 | 2019 | 1512 | 1559 | 1589 | 1.1 | 1.1 | 1.1 | 1.1 | 1.1 | 1.1 | 1.1 | 1.1 | 1.1 | 1.1 | 1.1 | 1.1 | 5699 | 5356 | 5243 | 3741 | 4371 | 6954 | 10013 | 8919 | 6998 | 5242 | 5403 | 5507 | 1809 | 1700 | 1664 | 1187 | 1387 | 2207 | 3178 | 2831 | 2221 | 1663 | 1715 | 1748 | 437.724 | 411.262 | 402.608 | 287.283 | 335.688 | 533.998 | 768.905 | 684.884 | 537.417 | 402.472 | 414.888 | 422.871 | 66769 | 21191 | 73446 | 23310 | 5640 | 2020
Vintage0 | natural gas peaker | TRUE | 55983.50137.TX.GT | 50137 | N | . | Newgulf Cogen | Luminant Generation Company LLC | 55983 | TX | WSC | TRE |  | 22 | 2 | NAICS-22 Non-Cogen | GT | NG | NG | ERCO | A | mcf | 3726 | 3545 | 3454 | 3075 | 3682 | 4355 | 5298 | 5128 | 4232 | 3659 | 2866 | . | 3726 | 3545 | 3454 | 3075 | 3682 | 4355 | 5298 | 5128 | 4232 | 3659 | 2866 | . | 1 | 1 | 1 | 1 | 1 | 1 | 1 | 1 | 1 | 1 | 1 | . | 3726 | 3545 | 3454 | 3075 | 3682 | 4355 | 5298 | 5128 | 4232 | 3659 | 2866 | . | 3726 | 3545 | 3454 | 3075 | 3682 | 4355 | 5298 | 5128 | 4232 | 3659 | 2866 | . | 573.639 | 545.77 | 531.831 | 473.544 | 566.919 | 670.537 | 815.813 | 789.6 | 651.562 | 563.449 | 441.336 | . | 43020 | 43020 | 43020 | 43020 | 6624 | 2020
Vintage1983 | biomass | FALSE | 27211.50141.TX.ST | 50141 | Y | . | Snider Industries | Snider Industries Inc | 27211 | TX | WSC | MRO |  | 321 | 7 | Industrial NAICS Cogen | ST | WDS | WWW | SWPP | A | short tons | 5822 | 5682 | 5724 | 5438 | 5736 | 5308 | 5186 | 5362 | 5460 | 5663 | 5084 | 5736 | 1526 | 1489 | 1500 | 1425 | 1503 | 1391 | 1359 | 1405 | 1431 | 1484 | 1332 | 1503 | 8.5 | 8.5 | 8.5 | 8.5 | 8.5 | 8.5 | 8.5 | 8.5 | 8.5 | 8.5 | 8.5 | 8.5 | 49487 | 48297 | 48654 | 46223 | 48756 | 45118 | 44081 | 45577 | 46410 | 48136 | 43214 | 48756 | 12969 | 12658 | 12751 | 12114 | 12777 | 11825 | 11552 | 11944 | 12163 | 12614 | 11326 | 12777 | 952.674 | 929.845 | 936.663 | 889.884 | 938.599 | 868.669 | 848.614 | 877.366 | 893.507 | 926.602 | 831.997 | 938.58 | 66201 | 17348 | 562709 | 147470 | 10833 | 2020
Vintage1985 | hard coal | FALSE | 27131.50146.GA.ST | 50146 | Y | . | Imperial Savannah LP | Imperial Savannah LP | 27131 | GA | SAT | SERC |  | 311 | 7 | Industrial NAICS Cogen | ST | BIT | COL | SOCO | AM | short tons | 910 | 1835 | 0 | 0 | 243 | 664 | 375 | 1003 | 11 | 13 | 0 | 0 | 59 | 118 | 0 | 0 | 17 | 43 | 24 | 63 | 1 | 1 | 0 | 0 | 27.17 | 27.17 | 0 | 0 | 27.17 | 27.17 | 27.12 | 27.12 | 27.12 | 27.6 | 0 | 0 | 24725 | 49857 | 0 | 0 | 6602 | 18041 | 10170 | 27201 | 298 | 359 | 0 | 0 | 1599 | 3202 | 0 | 0 | 462 | 1177 | 662 | 1722 | 22 | 26 | 0 | 0 | 324.116 | 662.22 | 0 | 0 | 95.529 | 243.406 | 136.79 | 356.17 | 4.516 | 5.399 | 0 | 0 | 5054 | 326 | 137253 | 8872 | 1828.146 | 2020
Vintage1985 | natural gas steam turbine | FALSE | 27131.50146.GA.ST | 50146 | Y | . | Imperial Savannah LP | Imperial Savannah LP | 27131 | GA | SAT | SERC |  | 311 | 7 | Industrial NAICS Cogen | ST | NG | NG | SOCO | AM | mcf | 234451 | 189268 | 235171 | 251298 | 222475 | 211046 | 230239 | 219342 | 237324 | 260669 | 233699 | 223175 | 15167 | 12156 | 15650 | 17453 | 15565 | 13767 | 14977 | 13887 | 17377 | 18967 | 15206 | 14203 | 1.025 | 1.025 | 1.025 | 1.025 | 1.025 | 1.025 | 1.025 | 1.025 | 1.025 | 1.025 | 1.025 | 1.025 | 240312 | 194000 | 241050 | 257580 | 228037 | 216322 | 235995 | 224826 | 243257 | 267186 | 239541 | 228754 | 15546 | 12460 | 16041 | 17889 | 15954 | 14111 | 15351 | 14234 | 17811 | 19441 | 15586 | 14558 | 3150.25 | 2576.78 | 3317 | 3699 | 3299.471 | 2918.594 | 3174.21 | 2943.83 | 3682.484 | 4020.601 | 3224 | 3011 | 2748157 | 184375 | 2816860 | 188982 | 39017.22 | 2020
Vintage1985 | petroleum | FALSE | 27131.50146.GA.ST | 50146 | Y | . | Imperial Savannah LP | Imperial Savannah LP | 27131 | GA | SAT | SERC |  | 311 | 7 | Industrial NAICS Cogen | ST | RFO | RFO | SOCO | A | barrels | 0 | 0 | 0 | 0 | 0 | 0 | 0 | 0 | 0 | 0 | 0 | 0 | 0 | 0 | 0 | 0 | 0 | 0 | 0 | 0 | 0 | 0 | 0 | 0 | 0 | 0 | 0 | 0 | 0 | 0 | 0 | 0 | 0 | 0 | 0 | 0 | 0 | 0 | 0 | 0 | 0 | 0 | 0 | 0 | 0 | 0 | 0 | 0 | 0 | 0 | 0 | 0 | 0 | 0 | 0 | 0 | 0 | 0 | 0 | 0 | 0 | 0 | 0 | 0 | 0 | 0 | 0 | 0 | 0 | 0 | 0 | 0 | 0 | 0 | 0 | 0 | 0 | 2020
Vintage1987 | hydro | TRUE | 16713.50147.CA.HY | 50147 | N | . | R E Badger Filtration Plant | Santa Fe Irrigation District | 16713 | CA | PACC | WECC |  | 22 | 2 | NAICS-22 Non-Cogen | HY | WAT | HYC | CISO | A |  | 0 | 0 | 0 | 0 | 0 | 0 | 0 | 0 | 0 | 0 | 0 | 0 | 0 | 0 | 0 | 0 | 0 | 0 | 0 | 0 | 0 | 0 | 0 | 0 | 0 | 0 | 0 | 0 | 0 | 0 | 0 | 0 | 0 | 0 | 0 | 0 | 0 | 0 | 0 | 0 | 0 | 0 | 0 | 0 | 0 | 0 | 0 | 0 | 0 | 0 | 0 | 0 | 0 | 0 | 0 | 0 | 0 | 0 | 0 | 0 | 0 | 0 | 0 | 0 | 0 | 0 | 0 | 0 | 0 | 0 | 0 | 0 | 0 | 0 | 0 | 0 | 0 | 2020
Vintage1988 | natural gas combined cycle | FALSE | 15320.50148.CA.CA | 50148 | Y | . | Linde Wilmington | Linde Inc | 15320 | CA | PACC | WECC |  | 325 | 7 | Industrial NAICS Cogen | CA | NG | NG | LDWP | A | mcf | 0 | 0 | 0 | 0 | 0 | 0 | 0 | 0 | 0 | 0 | 0 | 0 | 0 | 0 | 0 | 0 | 0 | 0 | 0 | 0 | 0 | 0 | 0 | 0 | 0 | 0 | 0 | 0 | 0 | 0 | 0 | 0 | 0 | 0 | 0 | 0 | 0 | 0 | 0 | 0 | 0 | 0 | 0 | 0 | 0 | 0 | 0 | 0 | 0 | 0 | 0 | 0 | 0 | 0 | 0 | 0 | 0 | 0 | 0 | 0 | 0 | 0 | 0 | 0 | 0 | 0 | 0 | 0 | 0 | 0 | 0 | 0 | 0 | 0 | 0 | 0 | 0 | 2020
Vintage1988 | natural gas combined cycle | FALSE | 15320.50148.CA.CT | 50148 | Y | . | Linde Wilmington | Linde Inc | 15320 | CA | PACC | WECC |  | 325 | 7 | Industrial NAICS Cogen | CT | NG | NG | LDWP | A | mcf | 0 | 0 | 0 | 0 | 0 | 0 | 0 | 0 | 0 | 0 | 0 | 0 | 0 | 0 | 0 | 0 | 0 | 0 | 0 | 0 | 0 | 0 | 0 | 0 | 0 | 0 | 0 | 0 | 0 | 0 | 0 | 0 | 0 | 0 | 0 | 0 | 0 | 0 | 0 | 0 | 0 | 0 | 0 | 0 | 0 | 0 | 0 | 0 | 0 | 0 | 0 | 0 | 0 | 0 | 0 | 0 | 0 | 0 | 0 | 0 | 0 | 0 | 0 | 0 | 0 | 0 | 0 | 0 | 0 | 0 | 0 | 0 | 0 | 0 | 0 | 0 | 0 | 2020
Vintage2000 | natural gas peaker | FALSE | 19450.50150.TX.GT | 50150 | Y | . | Union Carbide Seadrift Cogen | Union Carbide Corp-Seadrift | 19450 | TX | WSC | TRE |  | 325 | 7 | Industrial NAICS Cogen | GT | NG | NG | ERCO | A | mcf | 607875 | 578340 | 563570 | 501804 | 600752 | 710553 | 864499 | 836721 | 690446 | 597074 | 467674 | 513987 | 380843 | 362340 | 353085 | 314388 | 376381 | 445173 | 541622 | 524219 | 432576 | 374077 | 293006 | 322021 | 1.03 | 1.03 | 1.03 | 1.03 | 1.03 | 1.03 | 1.03 | 1.03 | 1.03 | 1.03 | 1.03 | 1.03 | 626111 | 595690 | 580477 | 516858 | 618775 | 731870 | 890434 | 861823 | 711159 | 614986 | 481704 | 529407 | 392268 | 373210 | 363678 | 323820 | 387672 | 458528 | 557871 | 539946 | 445553 | 385299 | 301796 | 331682 | 49573.823 | 47165.324 | 45960.775 | 40923.602 | 48993.036 | 57947.64 | 70502.38 | 68237.045 | 56307.896 | 48693.136 | 38140.18 | 41917.163 | 7533295 | 4719731 | 7759294 | 4861323 | 614362 | 2020
Vintage1987 | natural gas steam turbine | FALSE | 19450.50150.TX.ST | 50150 | Y | . | Union Carbide Seadrift Cogen | Union Carbide Corp-Seadrift | 19450 | TX | WSC | TRE |  | 325 | 7 | Industrial NAICS Cogen | ST | NG | NG | ERCO | AM | mcf | 105870 | 65448 | 94409 | 126179 | 74022 | 116190 | 93822 | 9581 | 15197 | 83420 | 107102 | 118901 | 80399 | 65448 | 94409 | 78755 | 74022 | 71722 | 78031 | 9581 | 15197 | 65143 | 107102 | 96776 | 1.03 | 1.03 | 1.03 | 1.03 | 1.03 | 1.03 | 1.03 | 1.03 | 1.03 | 1.03 | 1.03 | 1.03 | 109046 | 67411 | 97241 | 129964 | 76243 | 119676 | 96637 | 9868 | 15653 | 85923 | 110315 | 122468 | 82811 | 67411 | 97241 | 81118 | 76243 | 73874 | 80372 | 9868 | 15653 | 67097 | 110315 | 99679 | 10358.694 | 9453.197 | 14133.208 | 10146.931 | 9974.915 | 9240.706 | 10053.589 | 2610.684 | 3626.312 | 8393.003 | 14817.032 | 12468.684 | 1010141 | 836585 | 1040445 | 861682 | 115276.96 | 2020
Vintage1987 | other | FALSE | 19450.50150.TX.ST | 50150 | Y | . | Union Carbide Seadrift Cogen | Union Carbide Corp-Seadrift | 19450 | TX | WSC | TRE |  | 325 | 7 | Industrial NAICS Cogen | ST | OG | OOG | ERCO | AM | mcf | 47463 | 41104 | 16008 | 25365 | 37331 | 51885 | 34279 | 41794 | 37263 | 29200 | 8819 | 38892 | 36044 | 41104 | 16008 | 15832 | 37331 | 32027 | 28510 | 41794 | 37263 | 22802 | 8819 | 31655 | 1.64 | 1.64 | 1.64 | 1.64 | 1.64 | 1.64 | 1.64 | 1.64 | 1.64 | 1.64 | 1.64 | 1.64 | 77839 | 67411 | 26253 | 41599 | 61223 | 85091 | 56218 | 68542 | 61111 | 47888 | 14463 | 63783 | 59112 | 67411 | 26253 | 25964 | 61223 | 52525 | 46756 | 68542 | 61111 | 37396 | 14463 | 51914 | 7394.246 | 9453.073 | 3815.672 | 3247.799 | 8009.855 | 6570.294 | 5848.591 | 18132.766 | 14157.668 | 4677.747 | 1942.628 | 6493.846 | 409403 | 349189 | 671421 | 572670 | 89744.185 | 2020
Vintage2002 | natural gas combined cycle | FALSE | 5352.50152.LA.CA | 50152 | Y | . | Dow St Charles Operations | Dow Chemical Co - St Charles | 5352 | LA | WSC | SERC |  | 325 | 7 | Industrial NAICS Cogen | CA | NG | NG | MISO | M | mcf | 33031 | 56901 | 129513 | 145971 | 50243 | 75809 | 101570 | 71557 | 68883 | 47500 | 51182 | 48301 | 33031 | 56901 | 92048 | 99992 | 50243 | 75809 | 101570 | 71557 | 68883 | 47500 | 51182 | 48301 | 1.04 | 1.04 | 1.04 | 1.04 | 1.04 | 1.04 | 1.04 | 1.04 | 1.04 | 1.04 | 1.04 | 1.04 | 34352 | 59177 | 134694 | 151810 | 52253 | 78841 | 105633 | 74419 | 71638 | 49400 | 53229 | 50233 | 34352 | 59177 | 95730 | 103992 | 52253 | 78841 | 105633 | 74419 | 71638 | 49400 | 53229 | 50233 | 20961.194 | 15877.856 | 20201.016 | 21944.346 | 26003.633 | 19927.45 | 25720.424 | 27533.606 | 27619.44 | 14960.209 | 26980.691 | 26215.095 | 880461 | 797017 | 915679 | 828897 | 273944.96 | 2020
Vintage2002 | other | FALSE | 5352.50152.LA.CA | 50152 | Y | . | Dow St Charles Operations | Dow Chemical Co - St Charles | 5352 | LA | WSC | SERC |  | 325 | 7 | Industrial NAICS Cogen | CA | OG | OOG | MISO | M | mcf | 209334 | 231994 | 211986 | 217810 | 235966 | 218552 | 198412 | 172392 | 159744 | 213104 | 226932 | 237736 | 8639 | 8067 | 16244 | 12181 | 12487 | 9323 | 11169 | 9909 | 9330 | 6543 | 12489 | 12231 | 0.685 | 0.685 | 0.685 | 0.685 | 1.04 | 0.685 | 0.685 | 0.685 | 0.685 | 0.685 | 0.685 | 0.685 | 143394 | 158916 | 145210 | 149200 | 245405 | 149708 | 135912 | 118089 | 109425 | 145976 | 155448 | 162849 | 5918 | 5526 | 11127 | 8344 | 12986 | 6386 | 7651 | 6788 | 6391 | 4482 | 8555 | 8378 | 1248.806 | 1166.144 | 2347.984 | 1760.654 | 2740.367 | 1347.55 | 1614.576 | 1432.394 | 1348.56 | 945.791 | 1805.309 | 1767.905 | 2533962 | 128612 | 1819532 | 92532 | 19526.04 | 2020
Vintage1997 | natural gas combined cycle | FALSE | 5352.50152.LA.CT | 50152 | Y | . | Dow St Charles Operations | Dow Chemical Co - St Charles | 5352 | LA | WSC | SERC |  | 325 | 7 | Industrial NAICS Cogen | CT | NG | NG | MISO | M | mcf | 2281261 | 2023628 | 1071762 | 1642096 | 2188863 | 2052912 | 1980258 | 2111047 | 2086013 | 2172695 | 2182670 | 2273605 | 761413 | 681659 | 367350 | 544945 | 789189 | 689146 | 668310 | 740295 | 732223 | 725177 | 785125 | 835188 | 1.04 | 1.04 | 1.04 | 1.04 | 1.04 | 1.04 | 1.04 | 1.04 | 1.04 | 1.04 | 1.04 | 1.04 | 2372511 | 2104573 | 1114632 | 1707780 | 2276418 | 2135028 | 2059468 | 2195489 | 2169454 | 2259603 | 2269977 | 2364549 | 791870 | 708925 | 382044 | 566743 | 820757 | 716712 | 695042 | 769907 | 761512 | 754184 | 816530 | 868595 | 153388 | 146207 | 80619 | 119594 | 158219 | 147950 | 143238 | 150636 | 148192 | 154612 | 156556 | 167676 | 24066810 | 8320020 | 25029482 | 8652821 | 1726887 | 2020
Vintage1997 | other | FALSE | 5352.50152.LA.CT | 50152 | Y | . | Dow St Charles Operations | Dow Chemical Co - St Charles | 5352 | LA | WSC | SERC |  | 325 | 7 | Industrial NAICS Cogen | CT | OG | OOG | MISO | M | mcf | 0 | 0 | 0 | 0 | 0 | 0 | 0 | 0 | 0 | 0 | 0 | 0 | 0 | 0 | 0 | 0 | 0 | 0 | 0 | 0 | 0 | 0 | 0 | 0 | 0 | 0 | 0 | 0 | 0 | 0 | 0 | 0 | 0 | 0 | 0 | 0 | 0 | 0 | 0 | 0 | 0 | 0 | 0 | 0 | 0 | 0 | 0 | 0 | 0 | 0 | 0 | 0 | 0 | 0 | 0 | 0 | 0 | 0 | 0 | 0 | 0 | 0 | 0 | 0 | 0 | 0 | 0 | 0 | 0 | 0 | 0 | 0 | 0 | 0 | 0 | 0 | 0 | 2020
Vintage1996 | natural gas steam turbine | FALSE | 39066.50153.TX.ST | 50153 | Y | . | Texas City Plant Union Carbide | Union Carbide Corp-Texas City | 39066 | TX | WSC | TRE |  | 325 | 7 | Industrial NAICS Cogen | ST | NG | NG | ERCO | M | mcf | 0 | 0 | 0 | 0 | 0 | 0 | 0 | 0 | 0 | 0 | 0 | 0 | 0 | 0 | 0 | 0 | 0 | 0 | 0 | 0 | 0 | 0 | 0 | 0 | 0 | 0 | 0 | 0 | 0 | 0 | 0 | 0 | 0 | 0 | 0 | 0 | 0 | 0 | 0 | 0 | 0 | 0 | 0 | 0 | 0 | 0 | 0 | 0 | 0 | 0 | 0 | 0 | 0 | 0 | 0 | 0 | 0 | 0 | 0 | 0 | 0 | 0 | 0 | 0 | 0 | 0 | 0 | 0 | 0 | 0 | 0 | 0 | 0 | 0 | 0 | 0 | 0 | 2020
Vintage1996 | other | FALSE | 39066.50153.TX.ST | 50153 | Y | . | Texas City Plant Union Carbide | Union Carbide Corp-Texas City | 39066 | TX | WSC | TRE |  | 325 | 7 | Industrial NAICS Cogen | ST | PUR | OTH | ERCO | M |  | 0 | 0 | 0 | 0 | 0 | 0 | 0 | 0 | 0 | 0 | 0 | 0 | 0 | 0 | 0 | 0 | 0 | 0 | 0 | 0 | 0 | 0 | 0 | 0 | 0 | 0 | 0 | 0 | 0 | 0 | 0 | 0 | 0 | 0 | 0 | 0 | 78289 | 15351 | 0 | 19822 | 24188 | 44685 | 79008 | 64849 | 63307 | 38619 | 0 | 79105 | 78289 | 15351 | 0 | 19822 | 24188 | 44685 | 79008 | 64849 | 63307 | 38619 | 0 | 79105 | 8930 | 1751 | 0 | 2261 | 2759 | 5097 | 9012 | 7397 | 7221 | 4405 | 0 | 9023 | 0 | 0 | 507223 | 507223 | 57856 | 2020
Vintage1990 | hydro | TRUE | 64078.50156.CA.HY | 50156 | N | . | Bear Creek | Central Rivers Power US, LLC | 64078 | CA | PACC | WECC |  | 22 | 2 | NAICS-22 Non-Cogen | HY | WAT | HYC | CISO | A |  | 0 | 0 | 0 | 0 | 0 | 0 | 0 | 0 | 0 | 0 | 0 | 0 | 0 | 0 | 0 | 0 | 0 | 0 | 0 | 0 | 0 | 0 | 0 | 0 | 0 | 0 | 0 | 0 | 0 | 0 | 0 | 0 | 0 | 0 | 0 | 0 | 1 | 1 | 1 | 2 | 2 | 2 | 2 | 2 | 1 | 1 | 1 | 1 | 1 | 1 | 1 | 2 | 2 | 2 | 2 | 2 | 1 | 1 | 1 | 1 | 0.153 | 0.113 | 0.12 | 0.176 | 0.241 | 0.225 | 0.238 | 0.24 | 0.167 | 0.137 | 0.104 | 0.086 | 0 | 0 | 17 | 17 | 2 | 2020
Vintage0 | hydro | TRUE | 63958.50157.MI.HY | 50157 | N | . | Sanford Dam | Midland and Gladwin Counties | 63958 | MI | ENC | RFC |  | 22 | 2 | NAICS-22 Non-Cogen | HY | WAT | HYC | MISO | A |  | 0 | 0 | 0 | 0 | 0 | . | . | . | . | . | . | . | 0 | 0 | 0 | 0 | 0 | . | . | . | . | . | . | . | 0 | 0 | 0 | 0 | 0 | . | . | . | . | . | . | . | 10006 | 9691 | 10478 | 10535 | 11681 | . | . | . | . | . | . | . | 10006 | 9691 | 10478 | 10535 | 11681 | . | . | . | . | . | . | . | 1141.381 | 1105.362 | 1195.157 | 1201.679 | 1332.421 | . | . | . | . | . | . | . | 0 | 0 | 52391 | 52391 | 5976 | 2020
Vintage0 | hydro | TRUE | 63958.50159.MI.HY | 50159 | N | . | Secord | Midland and Gladwin Counties | 63958 | MI | ENC | RFC |  | 22 | 2 | NAICS-22 Non-Cogen | HY | WAT | HYC | MISO | A |  | 0 | 0 | 0 | 0 | 0 | . | . | . | . | . | . | . | 0 | 0 | 0 | 0 | 0 | . | . | . | . | . | . | . | 0 | 0 | 0 | 0 | 0 | . | . | . | . | . | . | . | 4421 | 4281 | 4629 | 4654 | 5160 | . | . | . | . | . | . | . | 4421 | 4281 | 4629 | 4654 | 5160 | . | . | . | . | . | . | . | 504.224 | 488.313 | 527.981 | 530.862 | 588.62 | . | . | . | . | . | . | . | 0 | 0 | 23145 | 23145 | 2640 | 2020
Vintage0 | hydro | TRUE | 63958.50160.MI.HY | 50160 | N | . | Smallwood | Midland and Gladwin Counties | 63958 | MI | ENC | RFC |  | 22 | 2 | NAICS-22 Non-Cogen | HY | WAT | HYC | MISO | A |  | 0 | 0 | 0 | 0 | 0 | . | . | . | . | . | . | . | 0 | 0 | 0 | 0 | 0 | . | . | . | . | . | . | . | 0 | 0 | 0 | 0 | 0 | . | . | . | . | . | . | . | 3739 | 3621 | 3915 | 3937 | 4365 | . | . | . | . | . | . | . | 3739 | 3621 | 3915 | 3937 | 4365 | . | . | . | . | . | . | . | 426.49 | 413.031 | 446.584 | 449.021 | 497.874 | . | . | . | . | . | . | . | 0 | 0 | 19577 | 19577 | 2233 | 2020
Vintage1916 | hydro | TRUE | 49911.50166.MA.HY | 50166 | N | . | International Paper Woronoco Mill | Swift River Hydro Operations Co., Inc | 49911 | MA | NEW | NPCC |  | 22 | 2 | NAICS-22 Non-Cogen | HY | WAT | HYC | ISNE | A |  | 0 | 0 | 0 | 0 | 0 | 0 | 0 | 0 | 0 | 0 | 0 | 0 | 0 | 0 | 0 | 0 | 0 | 0 | 0 | 0 | 0 | 0 | 0 | 0 | 0 | 0 | 0 | 0 | 0 | 0 | 0 | 0 | 0 | 0 | 0 | 0 | 8637 | 7361 | 10045 | 10838 | 9767 | 3233 | 4106 | 2220 | 1264 | 4700 | 5542 | 7475 | 8637 | 7361 | 10045 | 10838 | 9767 | 3233 | 4106 | 2220 | 1264 | 4700 | 5542 | 7475 | 985.131 | 839.587 | 1145.726 | 1236.174 | 1114.013 | 368.724 | 468.343 | 253.213 | 144.143 | 536.109 | 632.158 | 852.679 | 0 | 0 | 75188 | 75188 | 8576 | 2020
Vintage1982 | natural gas peaker | FALSE | 13914.50169.KS.GT | 50169 | Y | . | Wichita Plant | Occidental Chemical Corporation | 13914 | KS | WNC | MRO |  | 325188 | 7 | Industrial NAICS Cogen | GT | NG | NG | SWPP | A | mcf | 0 | 0 | 0 | 0 | 0 | 0 | 0 | 0 | 0 | 0 | 0 | 0 | 0 | 0 | 0 | 0 | 0 | 0 | 0 | 0 | 0 | 0 | 0 | 0 | 0 | 0 | 0 | 0 | 0 | 0 | 0 | 0 | 0 | 0 | 0 | 0 | 0 | 0 | 0 | 0 | 0 | 0 | 0 | 0 | 0 | 0 | 0 | 0 | 0 | 0 | 0 | 0 | 0 | 0 | 0 | 0 | 0 | 0 | 0 | 0 | 0 | 0 | 0 | 0 | 0 | 0 | 0 | 0 | 0 | 0 | 0 | 0 | 0 | 0 | 0 | 0 | 0 | 2020
Vintage1986 | natural gas peaker | FALSE | 1569.50170.CA.GT | 50170 | Y | . | Berry Cogen | Berry Petroleum Co | 1569 | CA | PACC | WECC |  | 211 | 7 | Industrial NAICS Cogen | GT | NG | NG | CISO | M | mcf | 330103 | 197629 | 322462 | 294619 | 327886 | 340018 | 316566 | 289564 | 243912 | 280655 | 315927 | 332393 | 126402 | 75111 | 123396 | 112270 | 124586 | 118239 | 118607 | 107523 | 93414 | 107216 | 125409 | 126751 | 1.046 | 1.045 | 1.047 | 1.044 | 1.037 | 1.037 | 1.037 | 1.036 | 1.036 | 1.044 | 1.019 | 1.018 | 345288 | 206522 | 337618 | 307582 | 340018 | 352599 | 328279 | 299988 | 252693 | 293004 | 321930 | 338376 | 132217 | 78491 | 129196 | 117210 | 129196 | 122614 | 122995 | 111394 | 96777 | 111933 | 127792 | 129033 | 26219 | 15543 | 25625 | 23233 | 25615 | 24296 | 24364 | 22053 | 19154 | 22151 | 25338 | 25578 | 3591734 | 1358924 | 3723897 | 1408848 | 279169 | 2020
Vintage1986 | hydro | TRUE | 56840.50175.VA.HY | 50175 | N | . | Emporia | Emporia Hydro Power LP | 56840 | VA | SAT | SERC |  | 22 | 2 | NAICS-22 Non-Cogen | HY | WAT | HYC | PJM | A |  | 0 | 0 | 0 | 0 | 0 | 0 | 0 | 0 | 0 | 0 | 0 | 0 | 0 | 0 | 0 | 0 | 0 | 0 | 0 | 0 | 0 | 0 | 0 | 0 | 0 | 0 | 0 | 0 | 0 | 0 | 0 | 0 | 0 | 0 | 0 | 0 | 8383 | 9353 | 10690 | 8876 | 8158 | 5386 | 4278 | 4577 | 3826 | 3173 | 4426 | 5855 | 8383 | 9353 | 10690 | 8876 | 8158 | 5386 | 4278 | 4577 | 3826 | 3173 | 4426 | 5855 | 956.245 | 1066.807 | 1219.336 | 1012.49 | 930.515 | 614.397 | 487.988 | 522.094 | 436.407 | 361.982 | 504.873 | 667.866 | 0 | 0 | 76981 | 76981 | 8781 | 2020
Vintage1987 | hydro | TRUE | 56842.50176.NY.HY | 50176 | N | . | Union Falls | Union Falls Hydro Power LP | 56842 | NY | MAT | NPCC |  | 22 | 2 | NAICS-22 Non-Cogen | HY | WAT | HYC | NYIS | A |  | 0 | 0 | 0 | 0 | 0 | 0 | 0 | 0 | 0 | 0 | 0 | 0 | 0 | 0 | 0 | 0 | 0 | 0 | 0 | 0 | 0 | 0 | 0 | 0 | 0 | 0 | 0 | 0 | 0 | 0 | 0 | 0 | 0 | 0 | 0 | 0 | 7056 | 6584 | 6992 | 6857 | 7162 | 6700 | 7031 | 6895 | 6550 | 6582 | 6510 | 6876 | 7056 | 6584 | 6992 | 6857 | 7162 | 6700 | 7031 | 6895 | 6550 | 6582 | 6510 | 6876 | 804.821 | 750.992 | 797.552 | 782.102 | 816.949 | 764.286 | 802.017 | 786.529 | 747.097 | 750.786 | 742.511 | 784.358 | 0 | 0 | 81795 | 81795 | 9330 | 2020
Vintage1981 | hydro | TRUE | 56844.50177.RI.HY | 50177 | N | . | Blackstone/Tupperware | Blackstone Hydro Inc. | 56844 | RI | NEW | NPCC |  | 22 | 2 | NAICS-22 Non-Cogen | HY | WAT | HYC | ISNE | M |  | 0 | 0 | 0 | 0 | 0 | 0 | 0 | 0 | 0 | 0 | 0 | 0 | 0 | 0 | 0 | 0 | 0 | 0 | 0 | 0 | 0 | 0 | 0 | 0 | 0 | 0 | 0 | 0 | 0 | 0 | 0 | 0 | 0 | 0 | 0 | 0 | 4419 | 4471 | 3840 | 4454 | 3971 | 1254 | 1262 | 219 | 237 | 1324 | 2332 | 3384 | 4419 | 4471 | 3840 | 4454 | 3971 | 1254 | 1262 | 219 | 237 | 1324 | 2332 | 3384 | 504 | 510 | 438 | 508 | 453 | 143 | 144 | 25 | 27 | 151 | 266 | 386 | 0 | 0 | 31167 | 31167 | 3555 | 2020
Vintage1915 | hydro | TRUE | 56843.50178.VA.HY | 50178 | N | . | Halifax | Banister Hydro LP | 56843 | VA | SAT | SERC |  | 22 | 2 | NAICS-22 Non-Cogen | HY | WAT | HYC | PJM | A |  | 0 | 0 | 0 | 0 | 0 | 0 | 0 | 0 | 0 | 0 | 0 | 0 | 0 | 0 | 0 | 0 | 0 | 0 | 0 | 0 | 0 | 0 | 0 | 0 | 0 | 0 | 0 | 0 | 0 | 0 | 0 | 0 | 0 | 0 | 0 | 0 | 4012 | 4476 | 5115 | 4248 | 3904 | 2578 | 2047 | 2190 | 1831 | 1519 | 2118 | 2802 | 4012 | 4476 | 5115 | 4248 | 3904 | 2578 | 2047 | 2190 | 1831 | 1519 | 2118 | 2802 | 457.597 | 510.503 | 583.493 | 484.51 | 445.282 | 294.009 | 233.518 | 249.839 | 208.835 | 173.22 | 241.598 | 319.596 | 0 | 0 | 36840 | 36840 | 4202 | 2020
Vintage1986 | hydro | TRUE | 58896.50179.CA.HY | 50179 | N | . | Box Canyon Dam | Siskiyou Power Authority | 58896 | CA | PACC | WECC |  | 22 | 2 | NAICS-22 Non-Cogen | HY | WAT | HYC | PACW | A |  | 0 | 0 | 0 | 0 | 0 | 0 | 0 | 0 | 0 | 0 | 0 | 0 | 0 | 0 | 0 | 0 | 0 | 0 | 0 | 0 | 0 | 0 | 0 | 0 | 0 | 0 | 0 | 0 | 0 | 0 | 0 | 0 | 0 | 0 | 0 | 0 | 5174 | 3860 | 4087 | 5999 | 8217 | 7677 | 8117 | 8179 | 5697 | 4685 | 3543 | 2919 | 5174 | 3860 | 4087 | 5999 | 8217 | 7677 | 8117 | 8179 | 5697 | 4685 | 3543 | 2919 | 590.215 | 440.335 | 466.175 | 684.298 | 937.227 | 875.712 | 925.875 | 932.962 | 649.774 | 534.364 | 404.149 | 332.914 | 0 | 0 | 68154 | 68154 | 7774 | 2020
Vintage1990 | hydro | TRUE | 60821.50180.CA.HY | 50180 | N | . | Olsen | Olsen Power Partners | 60821 | CA | PACC | WECC |  | 22 | 2 | NAICS-22 Non-Cogen | HY | WAT | HYC | CISO | A |  | 0 | 0 | 0 | 0 | 0 | 0 | 0 | 0 | 0 | 0 | 0 | 0 | 0 | 0 | 0 | 0 | 0 | 0 | 0 | 0 | 0 | 0 | 0 | 0 | 0 | 0 | 0 | 0 | 0 | 0 | 0 | 0 | 0 | 0 | 0 | 0 | 5927 | 4422 | 4682 | 6872 | 9412 | 8794 | 9298 | 9369 | 6525 | 5366 | 4059 | 3343 | 5927 | 4422 | 4682 | 6872 | 9412 | 8794 | 9298 | 9369 | 6525 | 5366 | 4059 | 3343 | 676.085 | 504.397 | 533.996 | 783.853 | 1073.579 | 1003.114 | 1060.576 | 1068.694 | 744.306 | 612.106 | 462.946 | 381.348 | 0 | 0 | 78069 | 78069 | 8905 | 2020
Vintage1990 | hard coal | FALSE | 20492.50184.MS.ST | 50184 | Y | . | Columbus MS | International Paper Columbus Mill | 20492 | MS | ESC | SERC |  | 322 | 7 | Industrial NAICS Cogen | ST | BIT | COL | TVA | M | short tons | 0 | 0 | 0 | 0 | 0 | 0 | 0 | 0 | 0 | 0 | 0 | 0 | 0 | 0 | 0 | 0 | 0 | 0 | 0 | 0 | 0 | 0 | 0 | 0 | 0 | 0 | 0 | 0 | 0 | 0 | 0 | 0 | 0 | 0 | 0 | 0 | 0 | 0 | 0 | 0 | 0 | 0 | 0 | 0 | 0 | 0 | 0 | 0 | 0 | 0 | 0 | 0 | 0 | 0 | 0 | 0 | 0 | 0 | 0 | 0 | 0 | 0 | 0 | 0 | 0 | 0 | 0 | 0 | 0 | 0 | 0 | 0 | 0 | 0 | 0 | 0 | 0 | 2020
Vintage1990 | biomass | FALSE | 20492.50184.MS.ST | 50184 | Y | . | Columbus MS | International Paper Columbus Mill | 20492 | MS | ESC | SERC |  | 322 | 7 | Industrial NAICS Cogen | ST | BLQ | WWW | TVA | M | short tons | 87260 | 82795 | 88505 | 77085 | 84785 | 61810 | 88815 | 97650 | 89700 | 14000 | 80850 | 80290 | 10884 | 10486 | 11731 | 10018 | 11027 | 11005 | 12519 | 14497 | 13922 | 2964 | 12959 | 11544 | 12.3 | 12.3 | 12.3 | 12.3 | 12.3 | 12.3 | 12.3 | 12.3 | 12.3 | 12.3 | 12.3 | 12.3 | 1073298 | 1018379 | 1088612 | 948146 | 1042856 | 760263 | 1092425 | 1201095 | 1103310 | 172200 | 994455 | 987567 | 133872 | 128982 | 144286 | 123222 | 135634 | 135358 | 153980 | 178307 | 171243 | 36452 | 159395 | 141995 | 31780.954 | 30619.989 | 34253.215 | 29252.522 | 32199.226 | 32133.563 | 36554.48 | 42329.54 | 40652.756 | 8653.723 | 37839.944 | 33709.253 | 933545 | 133556 | 11482606 | 1642726 | 389979.17 | 2020
Vintage1990 | petroleum | FALSE | 20492.50184.MS.ST | 50184 | Y | . | Columbus MS | International Paper Columbus Mill | 20492 | MS | ESC | SERC |  | 322 | 7 | Industrial NAICS Cogen | ST | DFO | DFO | TVA | M | barrels | 2352 | 350 | 460 | 1380 | 940 | 2012 | 1625 | 9 | 224 | 4187 | 585 | 2017 | 293 | 44 | 61 | 179 | 122 | 358 | 229 | 1 | 35 | 886 | 94 | 290 | 5.67 | 5.67 | 5.67 | 5.67 | 5.67 | 5.67 | 5.67 | 5.67 | 5.67 | 5.67 | 5.67 | 5.67 | 13336 | 1985 | 2608 | 7825 | 5330 | 11408 | 9214 | 51 | 1270 | 23740 | 3317 | 11436 | 1663 | 251 | 346 | 1017 | 693 | 2031 | 1299 | 8 | 197 | 5026 | 532 | 1644 | 394.882 | 59.669 | 82.067 | 241.407 | 164.563 | 482.177 | 308.309 | 1.798 | 46.798 | 1193.042 | 126.213 | 390.366 | 16141 | 2592 | 91520 | 14707 | 3491.291 | 2020
Vintage1990 | natural gas steam turbine | FALSE | 20492.50184.MS.ST | 50184 | Y | . | Columbus MS | International Paper Columbus Mill | 20492 | MS | ESC | SERC |  | 322 | 7 | Industrial NAICS Cogen | ST | NG | NG | TVA | M | mcf | 151071 | 132816 | 71197 | 120579 | 38561 | 39758 | 54921 | 17489 | 45114 | 125226 | 82363 | 102930 | 18843 | 16822 | 9437 | 15671 | 5015 | 7079 | 7741 | 2596 | 7002 | 26509 | 13201 | 14800 | 1 | 1 | 1 | 1 | 1 | 1 | 1 | 1 | 1 | 1 | 1 | 1 | 151071 | 132816 | 71197 | 120579 | 38561 | 39758 | 54921 | 17489 | 45114 | 125226 | 82363 | 102930 | 18843 | 16822 | 9437 | 15671 | 5015 | 7079 | 7741 | 2596 | 7002 | 26509 | 13201 | 14800 | 4473.297 | 3993.431 | 2240.217 | 3720.146 | 1190.61 | 1680.427 | 1837.755 | 616.355 | 1662.278 | 6293.096 | 3133.989 | 3513.375 | 982025 | 144716 | 982025 | 144716 | 34354.976 | 2020
Vintage1990 | biomass | FALSE | 20492.50184.MS.ST | 50184 | Y | . | Columbus MS | International Paper Columbus Mill | 20492 | MS | ESC | SERC |  | 322 | 7 | Industrial NAICS Cogen | ST | WDS | WWW | TVA | M | short tons | 33928 | 37376 | 35264 | 36128 | 37757 | 34686 | 36454 | 33480 | 28310 | 19570 | 26618 | 36844 | 4232 | 4734 | 4674 | 4695 | 4911 | 6175 | 5138 | 4970 | 4394 | 4143 | 4266 | 5298 | 8.4 | 8.4 | 8.4 | 8.4 | 8.4 | 8.4 | 8.4 | 8.4 | 8.4 | 8.4 | 8.4 | 8.4 | 284995 | 313958 | 296218 | 303475 | 317159 | 291362 | 306214 | 281232 | 237804 | 164388 | 223591 | 309490 | 35547 | 39764 | 39261 | 39440 | 41250 | 51874 | 43162 | 41750 | 36909 | 34799 | 35838 | 44499 | 8438.867 | 9439.911 | 9320.501 | 9362.925 | 9792.601 | 12314.833 | 10246.456 | 9911.307 | 8762.168 | 8261.139 | 8507.854 | 10564.006 | 396415 | 57630 | 3329886 | 484093 | 114922.57 | 2020
Vintage1957 | hard coal | FALSE | 20547.50185.WA.ST | 50185 | Y | . | Cosmo Specialty Fibers Plant | Cosmo Specialty Fibers | 20547 | WA | PACC | WECC |  | 322 | 7 | Industrial NAICS Cogen | ST | BIT | COL | BPAT | A | short tons | 0 | 0 | 0 | 0 | 0 | 0 | 0 | 0 | 0 | 0 | 0 | 0 | 0 | 0 | 0 | 0 | 0 | 0 | 0 | 0 | 0 | 0 | 0 | 0 | 0 | 0 | 0 | 0 | 0 | 0 | 0 | 0 | 0 | 0 | 0 | 0 | 0 | 0 | 0 | 0 | 0 | 0 | 0 | 0 | 0 | 0 | 0 | 0 | 0 | 0 | 0 | 0 | 0 | 0 | 0 | 0 | 0 | 0 | 0 | 0 | 0 | 0 | 0 | 0 | 0 | 0 | 0 | 0 | 0 | 0 | 0 | 0 | 0 | 0 | 0 | 0 | 0 | 2020
Vintage1957 | petroleum | FALSE | 20547.50185.WA.ST | 50185 | Y | . | Cosmo Specialty Fibers Plant | Cosmo Specialty Fibers | 20547 | WA | PACC | WECC |  | 322 | 7 | Industrial NAICS Cogen | ST | PC | PC | BPAT | A | short tons | 0 | 0 | 0 | 0 | 0 | 0 | 0 | 0 | 0 | 0 | 0 | 0 | 0 | 0 | 0 | 0 | 0 | 0 | 0 | 0 | 0 | 0 | 0 | 0 | 0 | 0 | 0 | 0 | 0 | 0 | 0 | 0 | 0 | 0 | 0 | 0 | 0 | 0 | 0 | 0 | 0 | 0 | 0 | 0 | 0 | 0 | 0 | 0 | 0 | 0 | 0 | 0 | 0 | 0 | 0 | 0 | 0 | 0 | 0 | 0 | 0 | 0 | 0 | 0 | 0 | 0 | 0 | 0 | 0 | 0 | 0 | 0 | 0 | 0 | 0 | 0 | 0 | 2020
Vintage1957 | petroleum | FALSE | 20547.50185.WA.ST | 50185 | Y | . | Cosmo Specialty Fibers Plant | Cosmo Specialty Fibers | 20547 | WA | PACC | WECC |  | 322 | 7 | Industrial NAICS Cogen | ST | RFO | RFO | BPAT | AM | barrels | 11484 | 8499 | 8200 | 5844 | 0 | 0 | 0 | 0 | 0 | 0 | 0 | 0 | 814 | 623 | 651 | 468 | 0 | 0 | 0 | 0 | 0 | 0 | 0 | 0 | 5.8 | 5.8 | 5.8 | 5.8 | 0 | 0 | 0 | 0 | 0 | 0 | 0 | 0 | 66607 | 49294 | 47560 | 33895 | 0 | 0 | 0 | 0 | 0 | 0 | 0 | 0 | 4723 | 3613 | 3774 | 2716 | 0 | 0 | 0 | 0 | 0 | 0 | 0 | 0 | 1038.232 | 794.15 | 829.585 | 597.005 | 0 | 0 | 0 | 0 | 0 | 0 | 0 | 0 | 34027 | 2556 | 197356 | 14826 | 3258.972 | 2020
Vintage1957 | hard coal | FALSE | 20547.50185.WA.ST | 50185 | Y | . | Cosmo Specialty Fibers Plant | Cosmo Specialty Fibers | 20547 | WA | PACC | WECC |  | 322 | 7 | Industrial NAICS Cogen | ST | SUB | COL | BPAT | A | short tons | 0 | 0 | 0 | 0 | 0 | 0 | 0 | 0 | 0 | 0 | 0 | 0 | 0 | 0 | 0 | 0 | 0 | 0 | 0 | 0 | 0 | 0 | 0 | 0 | 0 | 0 | 0 | 0 | 0 | 0 | 0 | 0 | 0 | 0 | 0 | 0 | 0 | 0 | 0 | 0 | 0 | 0 | 0 | 0 | 0 | 0 | 0 | 0 | 0 | 0 | 0 | 0 | 0 | 0 | 0 | 0 | 0 | 0 | 0 | 0 | 0 | 0 | 0 | 0 | 0 | 0 | 0 | 0 | 0 | 0 | 0 | 0 | 0 | 0 | 0 | 0 | 0 | 2020
Vintage1957 | biomass | FALSE | 20547.50185.WA.ST | 50185 | Y | . | Cosmo Specialty Fibers Plant | Cosmo Specialty Fibers | 20547 | WA | PACC | WECC |  | 322 | 7 | Industrial NAICS Cogen | ST | WDL | WWW | BPAT | AM | barrels | 247658 | 239097 | 220494 | 259394 | 0 | 0 | 0 | 0 | 0 | 0 | 0 | 0 | 17562 | 17524 | 17497 | 20785 | 0 | 0 | 0 | 0 | 0 | 0 | 0 | 0 | 1.779 | 1.779 | 1.779 | 1.779 | 0 | 0 | 0 | 0 | 0 | 0 | 0 | 0 | 440584 | 425354 | 392259 | 461462 | 0 | 0 | 0 | 0 | 0 | 0 | 0 | 0 | 31243 | 31175 | 31127 | 36976 | 0 | 0 | 0 | 0 | 0 | 0 | 0 | 0 | 6867.548 | 6852.62 | 6842.135 | 8127.853 | 0 | 0 | 0 | 0 | 0 | 0 | 0 | 0 | 966643 | 73368 | 1719659 | 130521 | 28690.156 | 2020
Vintage1957 | biomass | FALSE | 20547.50185.WA.ST | 50185 | Y | . | Cosmo Specialty Fibers Plant | Cosmo Specialty Fibers | 20547 | WA | PACC | WECC |  | 322 | 7 | Industrial NAICS Cogen | ST | WDS | WWW | BPAT | AM | short tons | 17663 | 16688 | 15744 | 14128 | 0 | 0 | 0 | 0 | 0 | 0 | 0 | 0 | 1252 | 1223 | 1249 | 1132 | 0 | 0 | 0 | 0 | 0 | 0 | 0 | 0 | 8.5 | 8.5 | 8.5 | 8.5 | 0 | 0 | 0 | 0 | 0 | 0 | 0 | 0 | 150136 | 141848 | 133824 | 120088 | 0 | 0 | 0 | 0 | 0 | 0 | 0 | 0 | 10646 | 10396 | 10619 | 9622 | 0 | 0 | 0 | 0 | 0 | 0 | 0 | 0 | 2340.22 | 2285.23 | 2334.28 | 2115.142 | 0 | 0 | 0 | 0 | 0 | 0 | 0 | 0 | 64223 | 4856 | 545896 | 41283 | 9074.872 | 2020
Vintage1957 | petroleum | FALSE | 20547.50185.WA.ST | 50185 | Y | . | Cosmo Specialty Fibers Plant | Cosmo Specialty Fibers | 20547 | WA | PACC | WECC |  | 322 | 7 | Industrial NAICS Cogen | ST | WO | WOO | BPAT | AM | barrels | 0 | 0 | 0 | 0 | 0 | 0 | 0 | 0 | 0 | 0 | 0 | 0 | 0 | 0 | 0 | 0 | 0 | 0 | 0 | 0 | 0 | 0 | 0 | 0 | 0 | 0 | 0 | 0 | 0 | 0 | 0 | 0 | 0 | 0 | 0 | 0 | 0 | 0 | 0 | 0 | 0 | 0 | 0 | 0 | 0 | 0 | 0 | 0 | 0 | 0 | 0 | 0 | 0 | 0 | 0 | 0 | 0 | 0 | 0 | 0 | 0 | 0 | 0 | 0 | 0 | 0 | 0 | 0 | 0 | 0 | 0 | 0 | 0 | 0 | 0 | 0 | 0 | 2020
Vintage1976 | biomass | FALSE | 60561.50187.WA.ST | 50187 | Y | . | Nippon Dynawave Packaging Longview WA | Nippon Dynawave Packaging Co. | 60561 | WA | PACC | WECC |  | 322122 | 7 | Industrial NAICS Cogen | ST | BLQ | WWW | BPAT | M | short tons | 69230 | 63623 | 79263 | 66247 | 76189 | 72677 | 71131 | 36158 | 51619 | 74050 | 68542 | 69155 | 6169 | 6201 | 7013 | 6329 | 7214 | 4720 | 5287 | 3883 | 5269 | 7149 | 5878 | 6452 | 10.8 | 10.8 | 10.8 | 10.8 | 10.8 | 10.8 | 10.8 | 10.8 | 10.8 | 10.8 | 10.8 | 10.8 | 747684 | 687128 | 856040 | 715468 | 822841 | 784912 | 768215 | 390506 | 557485 | 799740 | 740254 | 746874 | 66626 | 66976 | 75745 | 68350 | 77906 | 50976 | 57100 | 41936 | 56900 | 77210 | 63487 | 69686 | 13096.183 | 13165.106 | 14888.605 | 13435.113 | 15313.524 | 10020.082 | 11223.816 | 8243.096 | 11184.412 | 15176.698 | 12479.256 | 13697.764 | 797884 | 71564 | 8617147 | 772898 | 151923.66 | 2020
Vintage1976 | petroleum | FALSE | 60561.50187.WA.ST | 50187 | Y | . | Nippon Dynawave Packaging Longview WA | Nippon Dynawave Packaging Co. | 60561 | WA | PACC | WECC |  | 322122 | 7 | Industrial NAICS Cogen | ST | DFO | DFO | BPAT | M | barrels | 0 | 141 | 0 | 0 | 0 | 0 | 148 | 0 | 0 | 0 | 120 | 63 | 0 | 14 | 0 | 0 | 0 | 0 | 11 | 0 | 0 | 0 | 10 | 6 | 0 | 6.1 | 0 | 0 | 0 | 0 | 6.1 | 0 | 0 | 0 | 6.1 | 6.1 | 0 | 860 | 0 | 0 | 0 | 0 | 903 | 0 | 0 | 0 | 732 | 384 | 0 | 84 | 0 | 0 | 0 | 0 | 67 | 0 | 0 | 0 | 63 | 36 | 0 | 16.479 | 0 | 0 | 0 | 0 | 13.19 | 0 | 0 | 0 | 12.34 | 7.048 | 472 | 41 | 2879 | 250 | 49.057 | 2020
Vintage1976 | natural gas steam turbine | FALSE | 60561.50187.WA.ST | 50187 | Y | . | Nippon Dynawave Packaging Longview WA | Nippon Dynawave Packaging Co. | 60561 | WA | PACC | WECC |  | 322122 | 7 | Industrial NAICS Cogen | ST | NG | NG | BPAT | M | mcf | 344494 | 283380 | 263870 | 273221 | 127079 | 164383 | 205794 | 205345 | 232674 | 211366 | 332634 | 320762 | 30698 | 27622 | 23348 | 26101 | 12032 | 10676 | 15296 | 22052 | 23748 | 20406 | 28528 | 29928 | 1 | 1 | 1 | 1 | 1 | 1 | 1 | 1 | 1 | 1 | 1 | 1 | 344494 | 283380 | 263870 | 273221 | 127079 | 164383 | 205794 | 205345 | 232674 | 211366 | 332634 | 320762 | 30698 | 27622 | 23348 | 26101 | 12032 | 10676 | 15296 | 22052 | 23748 | 20406 | 28528 | 29928 | 6034.042 | 5429.447 | 4589.335 | 5130.567 | 2365.01 | 2098.493 | 3006.703 | 4334.573 | 4667.965 | 4011.101 | 5607.571 | 5882.816 | 2965002 | 270435 | 2965002 | 270435 | 53157.623 | 2020
Vintage1976 | petroleum | FALSE | 60561.50187.WA.ST | 50187 | Y | . | Nippon Dynawave Packaging Longview WA | Nippon Dynawave Packaging Co. | 60561 | WA | PACC | WECC |  | 322122 | 7 | Industrial NAICS Cogen | ST | RFO | RFO | BPAT | M | barrels | 1650 | 2351 | 0 | 3014 | 0 | 0 | 0 | 0 | 1405 | 671 | 2120 | 539 | 147 | 229 | 0 | 288 | 0 | 0 | 0 | 0 | 143 | 65 | 182 | 50 | 5.8 | 5.8 | 0 | 5.8 | 0 | 0 | 0 | 0 | 5.8 | 5.8 | 5.8 | 5.8 | 9570 | 13636 | 0 | 17481 | 0 | 0 | 0 | 0 | 8149 | 3892 | 12296 | 3126 | 853 | 1329 | 0 | 1670 | 0 | 0 | 0 | 0 | 832 | 376 | 1055 | 292 | 167.625 | 261.256 | 0 | 328.263 | 0 | 0 | 0 | 0 | 163.487 | 73.855 | 207.287 | 57.335 | 11750 | 1104 | 68150 | 6407 | 1259.108 | 2020
Vintage1976 | biomass | FALSE | 60561.50187.WA.ST | 50187 | Y | . | Nippon Dynawave Packaging Longview WA | Nippon Dynawave Packaging Co. | 60561 | WA | PACC | WECC |  | 322122 | 7 | Industrial NAICS Cogen | ST | SLW | ORW | BPAT | M | short tons | 4622 | 4028 | 4298 | 4048 | 3268 | 3292 | 3997 | 3787 | 3881 | 4325 | 3600 | 4785 | 412 | 393 | 380 | 387 | 309 | 214 | 297 | 407 | 396 | 418 | 309 | 446 | 13.8 | 13.8 | 13.8 | 13.8 | 13.8 | 13.8 | 13.8 | 13.8 | 13.8 | 13.8 | 13.8 | 13.8 | 63784 | 55586 | 59312 | 55862 | 45098 | 45430 | 55159 | 52261 | 53558 | 59685 | 49680 | 66033 | 5684 | 5418 | 5248 | 5337 | 4270 | 2950 | 4100 | 5612 | 5466 | 5762 | 4261 | 6161 | 1117.212 | 1065.013 | 1031.586 | 1048.989 | 839.306 | 579.949 | 805.881 | 1103.155 | 1074.49 | 1132.645 | 837.509 | 1211.054 | 47931 | 4368 | 661448 | 60269 | 11846.789 | 2020
Vintage1976 | hard coal | FALSE | 60561.50187.WA.ST | 50187 | Y | . | Nippon Dynawave Packaging Longview WA | Nippon Dynawave Packaging Co. | 60561 | WA | PACC | WECC |  | 322122 | 7 | Industrial NAICS Cogen | ST | SUB | COL | BPAT | M | short tons | 9133 | 8455 | 11867 | 4705 | 1880 | 5500 | 5173 | 6906 | 5936 | 7291 | 6908 | 8184 | 814 | 824 | 1050 | 449 | 178 | 357 | 385 | 742 | 606 | 704 | 592 | 764 | 18.4 | 18.4 | 18.4 | 18.4 | 18.4 | 18.4 | 18.4 | 18.4 | 18.4 | 18.4 | 18.4 | 18.4 | 168047 | 155572 | 218353 | 86572 | 34592 | 101200 | 95183 | 127070 | 109222 | 134154 | 127107 | 150586 | 14975 | 15164 | 19320 | 8270 | 3275 | 6572 | 7075 | 13646 | 11148 | 12952 | 10901 | 14050 | 2943.458 | 2980.697 | 3797.681 | 1625.656 | 643.776 | 1291.906 | 1390.651 | 2682.295 | 2191.248 | 2545.853 | 2142.783 | 2761.759 | 81938 | 7465 | 1507658 | 137348 | 26997.763 | 2020
Vintage1976 | biomass | FALSE | 60561.50187.WA.ST | 50187 | Y | . | Nippon Dynawave Packaging Longview WA | Nippon Dynawave Packaging Co. | 60561 | WA | PACC | WECC |  | 322122 | 7 | Industrial NAICS Cogen | ST | WDS | WWW | BPAT | M | short tons | 15596 | 14678 | 13714 | 11284 | 13105 | 13420 | 12671 | 11355 | 14913 | 14918 | 15259 | 14876 | 1390 | 1431 | 1213 | 1078 | 1241 | 872 | 942 | 1219 | 1522 | 1440 | 1309 | 1388 | 17 | 17 | 17 | 17 | 17 | 17 | 17 | 17 | 17 | 17 | 17 | 17 | 265132 | 249526 | 233138 | 191828 | 222785 | 228140 | 215407 | 193035 | 253521 | 253606 | 259403 | 252892 | 23626 | 24322 | 20629 | 18326 | 21093 | 14817 | 16011 | 20730 | 25876 | 24484 | 22247 | 23596 | 4643.963 | 4780.818 | 4054.831 | 3602.163 | 4146.151 | 2912.407 | 3147.151 | 4074.725 | 5086.203 | 4812.691 | 4373.037 | 4638.072 | 165789 | 15045 | 2818413 | 255757 | 50272.212 | 2020
Vintage2014 | biomass | FALSE | 20511.50188.NC.ST | 50188 | Y | . | International Paper Co. - New Bern Mill | International Paper Co. - New Bern Mill | 20511 | NC | SAT | SERC |  | 322 | 7 | Industrial NAICS Cogen | ST | BLQ | WWW | CPLE | M | short tons | 59178 | 59933 | 63908 | 53858 | 63661 | 59947 | 61430 | 23089 | 61421 | 62552 | 58761 | 60745 | 7390 | 7515 | 7889 | 6594 | 7934 | 7419 | 7557 | 2163 | 7605 | 7827 | 7450 | 7693 | 11.3 | 11.3 | 11.3 | 11.3 | 11.3 | 11.3 | 11.3 | 11.3 | 11.3 | 11.3 | 11.3 | 11.3 | 668711 | 677243 | 722160 | 608595 | 719369 | 677401 | 694159 | 260906 | 694057 | 706838 | 663999 | 686419 | 83508 | 84918 | 89150 | 74512 | 89657 | 83832 | 85392 | 24439 | 85935 | 88448 | 84182 | 86927 | 17098.634 | 17387.204 | 18253.722 | 15256.575 | 18357.524 | 17164.972 | 17484.331 | 5004.041 | 17595.411 | 18109.926 | 17236.578 | 17798.647 | 688483 | 85036 | 7779857 | 960900 | 196747.57 | 2020
Vintage2014 | petroleum | FALSE | 20511.50188.NC.ST | 50188 | Y | . | International Paper Co. - New Bern Mill | International Paper Co. - New Bern Mill | 20511 | NC | SAT | SERC |  | 322 | 7 | Industrial NAICS Cogen | ST | DFO | DFO | CPLE | M | barrels | 0 | 0 | 0 | 0 | 0 | 0 | 0 | 0 | 0 | 0 | 0 | 0 | 0 | 0 | 0 | 0 | 0 | 0 | 0 | 0 | 0 | 0 | 0 | 0 | 0 | 0 | 0 | 0 | 0 | 0 | 0 | 0 | 0 | 0 | 0 | 0 | 0 | 0 | 0 | 0 | 0 | 0 | 0 | 0 | 0 | 0 | 0 | 0 | 0 | 0 | 0 | 0 | 0 | 0 | 0 | 0 | 0 | 0 | 0 | 0 | 0 | 0 | 0 | 0 | 0 | 0 | 0 | 0 | 0 | 0 | 0 | 0 | 0 | 0 | 0 | 0 | 0 | 2020
Vintage2014 | natural gas steam turbine | FALSE | 20511.50188.NC.ST | 50188 | Y | . | International Paper Co. - New Bern Mill | International Paper Co. - New Bern Mill | 20511 | NC | SAT | SERC |  | 322 | 7 | Industrial NAICS Cogen | ST | NG | NG | CPLE | M | mcf | 116988 | 73010 | 73800 | 88117 | 36651 | 38204 | 43049 | 96305 | 31729 | 59500 | 71554 | 89599 | 14609 | 9155 | 9110 | 10788 | 4568 | 4728 | 5296 | 9021 | 3928 | 7446 | 9072 | 11347 | 1.059 | 1.059 | 1.059 | 1.059 | 1.059 | 1.059 | 1.059 | 1.059 | 1.059 | 1.059 | 1.059 | 1.059 | 123890 | 77318 | 78154 | 93316 | 38813 | 40458 | 45589 | 101987 | 33601 | 63011 | 75776 | 94885 | 15471 | 9695 | 9648 | 11425 | 4837 | 5007 | 5608 | 9553 | 4160 | 7885 | 9607 | 12016 | 3167.816 | 1985.014 | 1975.468 | 2339.29 | 990.476 | 1025.184 | 1148.283 | 1956.06 | 851.837 | 1614.396 | 1967.04 | 2460.351 | 818506 | 99068 | 866798 | 104912 | 21481.215 | 2020
Vintage2014 | biomass | FALSE | 20511.50188.NC.ST | 50188 | Y | . | International Paper Co. - New Bern Mill | International Paper Co. - New Bern Mill | 20511 | NC | SAT | SERC |  | 322 | 7 | Industrial NAICS Cogen | ST | OBG | ORW | CPLE | M | Mcf | 0 | 0 | 0 | 0 | 0 | 0 | 0 | 0 | 0 | 0 | 0 | 0 | 0 | 0 | 0 | 0 | 0 | 0 | 0 | 0 | 0 | 0 | 0 | 0 | 0 | 0 | 0 | 0 | 0 | 0 | 0 | 0 | 0 | 0 | 0 | 0 | 0 | 0 | 0 | 0 | 0 | 0 | 0 | 0 | 0 | 0 | 0 | 0 | 0 | 0 | 0 | 0 | 0 | 0 | 0 | 0 | 0 | 0 | 0 | 0 | 0 | 0 | 0 | 0 | 0 | 0 | 0 | 0 | 0 | 0 | 0 | 0 | 0 | 0 | 0 | 0 | 0 | 2020
Vintage2014 | petroleum | FALSE | 20511.50188.NC.ST | 50188 | Y | . | International Paper Co. - New Bern Mill | International Paper Co. - New Bern Mill | 20511 | NC | SAT | SERC |  | 322 | 7 | Industrial NAICS Cogen | ST | RFO | RFO | CPLE | M | barrels | 0 | 0 | 0 | 0 | 0 | 0 | 0 | 0 | 0 | 0 | 0 | 0 | 0 | 0 | 0 | 0 | 0 | 0 | 0 | 0 | 0 | 0 | 0 | 0 | 0 | 0 | 0 | 0 | 0 | 0 | 0 | 0 | 0 | 0 | 0 | 0 | 0 | 0 | 0 | 0 | 0 | 0 | 0 | 0 | 0 | 0 | 0 | 0 | 0 | 0 | 0 | 0 | 0 | 0 | 0 | 0 | 0 | 0 | 0 | 0 | 0 | 0 | 0 | 0 | 0 | 0 | 0 | 0 | 0 | 0 | 0 | 0 | 0 | 0 | 0 | 0 | 0 | 2020
Vintage1978 | hard coal | FALSE | 55903.50189.NC.ST | 50189 | Y | . | Domtar Paper Co LLC Plymouth NC | Domtar Paper Company LLC | 55903 | NC | SAT | SERC |  | 322 | 7 | Industrial NAICS Cogen | ST | BIT | COL | PJM | A | short tons | 0 | 0 | 0 | 0 | 0 | 0 | 0 | 0 | 0 | 0 | 0 | 0 | 0 | 0 | 0 | 0 | 0 | 0 | 0 | 0 | 0 | 0 | 0 | 0 | 0 | 0 | 0 | 0 | 0 | 0 | 0 | 0 | 0 | 0 | 0 | 0 | 0 | 0 | 0 | 0 | 0 | 0 | 0 | 0 | 0 | 0 | 0 | 0 | 0 | 0 | 0 | 0 | 0 | 0 | 0 | 0 | 0 | 0 | 0 | 0 | 0 | 0 | 0 | 0 | 0 | 0 | 0 | 0 | 0 | 0 | 0 | 0 | 0 | 0 | 0 | 0 | 0 | 2020
Vintage1978 | biomass | FALSE | 55903.50189.NC.ST | 50189 | Y | . | Domtar Paper Co LLC Plymouth NC | Domtar Paper Company LLC | 55903 | NC | SAT | SERC |  | 322 | 7 | Industrial NAICS Cogen | ST | BLQ | WWW | PJM | AM | short tons | 83158 | 74869 | 73239 | 73356 | 76727 | 76766 | 31000 | 63480 | 70535 | 73810 | 72146 | 80098 | 7013 | 6207 | 6100 | 6060 | 6236 | 6328 | 2120 | 5092 | 5738 | 6130 | 5766 | 6473 | 12.44 | 12.44 | 12.44 | 12.44 | 12.44 | 12.44 | 12.44 | 12.44 | 12.44 | 12.44 | 12.44 | 12.44 | 1034486 | 931370 | 911093 | 912549 | 954484 | 954969 | 385640 | 789691 | 877455 | 918196 | 897496 | 996419 | 87240 | 77214 | 75889 | 75384 | 77575 | 78719 | 26379 | 63348 | 71383 | 76257 | 71729 | 80525 | 18338.981 | 16231.345 | 15952.968 | 15846.752 | 16307.293 | 16547.858 | 5545.129 | 13316.657 | 15005.749 | 16030.28 | 15078.395 | 16927.394 | 849184 | 69263 | 10563848 | 861642 | 181128.8 | 2020
Vintage1978 | petroleum | FALSE | 55903.50189.NC.ST | 50189 | Y | . | Domtar Paper Co LLC Plymouth NC | Domtar Paper Company LLC | 55903 | NC | SAT | SERC |  | 322 | 7 | Industrial NAICS Cogen | ST | DFO | DFO | PJM | AM | barrels | 1321 | 1720 | 3881 | 2 | 172 | 494 | 4596 | 4714 | 4290 | 1729 | 2879 | 1343 | 111 | 143 | 323 | 0 | 14 | 41 | 314 | 378 | 349 | 144 | 230 | 109 | 5.838 | 5.838 | 5.838 | 5.838 | 5.838 | 5.838 | 5.838 | 5.838 | 5.838 | 5.838 | 5.838 | 5.838 | 7712 | 10041 | 22657 | 12 | 1004 | 2884 | 26831 | 27520 | 25045 | 10094 | 16808 | 7840 | 650 | 832 | 1887 | 1 | 82 | 238 | 1835 | 2208 | 2037 | 838 | 1343 | 634 | 136.715 | 174.995 | 396.722 | 0.203 | 17.156 | 49.974 | 385.81 | 464.079 | 428.306 | 176.224 | 282.376 | 133.195 | 27141 | 2156 | 158448 | 12585 | 2645.755 | 2020
Vintage1978 | natural gas steam turbine | FALSE | 55903.50189.NC.ST | 50189 | Y | . | Domtar Paper Co LLC Plymouth NC | Domtar Paper Company LLC | 55903 | NC | SAT | SERC |  | 322 | 7 | Industrial NAICS Cogen | ST | NG | NG | PJM | AM | mcf | 8977 | 28905 | 37400 | 20404 | 6916 | 28992 | 47518 | 33845 | 27319 | 25372 | 35351 | 73385 | 757 | 2396 | 3116 | 1685 | 562 | 2390 | 3250 | 2715 | 2222 | 2107 | 2825 | 5930 | 1.03 | 1.03 | 1.03 | 1.03 | 1.03 | 1.03 | 1.03 | 1.03 | 1.03 | 1.03 | 1.03 | 1.03 | 9246 | 29772 | 38522 | 21016 | 7123 | 29862 | 48944 | 34860 | 28139 | 26133 | 36412 | 75587 | 780 | 2468 | 3209 | 1736 | 579 | 2462 | 3348 | 2796 | 2289 | 2170 | 2910 | 6108 | 163.915 | 518.851 | 674.509 | 364.953 | 121.704 | 517.449 | 703.761 | 587.854 | 481.21 | 456.244 | 611.732 | 1284.081 | 374384 | 29955 | 385616 | 30855 | 6486.263 | 2020
Vintage1978 | petroleum | FALSE | 55903.50189.NC.ST | 50189 | Y | . | Domtar Paper Co LLC Plymouth NC | Domtar Paper Company LLC | 55903 | NC | SAT | SERC |  | 322 | 7 | Industrial NAICS Cogen | ST | RFO | RFO | PJM | AM | barrels | 0 | 0 | 0 | 0 | 0 | 0 | 0 | 0 | 0 | 0 | 0 | 0 | 0 | 0 | 0 | 0 | 0 | 0 | 0 | 0 | 0 | 0 | 0 | 0 | 0 | 0 | 0 | 0 | 0 | 0 | 0 | 0 | 0 | 0 | 0 | 0 | 0 | 0 | 0 | 0 | 0 | 0 | 0 | 0 | 0 | 0 | 0 | 0 | 0 | 0 | 0 | 0 | 0 | 0 | 0 | 0 | 0 | 0 | 0 | 0 | 0 | 0 | 0 | 0 | 0 | 0 | 0 | 0 | 0 | 0 | 0 | 0 | 0 | 0 | 0 | 0 | 0 | 2020
Vintage1978 | biomass | FALSE | 55903.50189.NC.ST | 50189 | Y | . | Domtar Paper Co LLC Plymouth NC | Domtar Paper Company LLC | 55903 | NC | SAT | SERC |  | 322 | 7 | Industrial NAICS Cogen | ST | WDS | WWW | PJM | AM | short tons | 44905 | 47316 | 49243 | 51840 | 48978 | 52836 | 42593 | 55124 | 52763 | 53595 | 50410 | 49874 | 3787 | 3923 | 4102 | 4282 | 3981 | 4355 | 2913 | 4422 | 4292 | 4451 | 4029 | 4031 | 16.6 | 16.6 | 16.6 | 16.6 | 16.6 | 16.6 | 16.6 | 16.6 | 16.6 | 16.6 | 16.6 | 16.6 | 745423 | 785446 | 817434 | 860544 | 813035 | 877078 | 707044 | 915058 | 875866 | 889677 | 836806 | 827908 | 62863 | 65116 | 68088 | 71088 | 66079 | 72299 | 48363 | 73405 | 71254 | 73889 | 66879 | 66907 | 13214.586 | 13688.26 | 14313.021 | 14943.672 | 13890.646 | 15198.142 | 10166.603 | 15430.739 | 14978.565 | 15532.375 | 14058.767 | 14064.696 | 599477 | 48568 | 9951319 | 806230 | 169480.07 | 2020
Vintage1910 | hydro | FALSE | 55997.50190.WI.HY | 50190 | N | . | Domtar Paper Company Rothschild | Domtar Paper Company Rothschild | 55997 | WI | ENC | MRO |  | 322122 | 6 | Industrial NAICS Non-Cogen | HY | WAT | HYC | MISO | A |  | 0 | 0 | 0 | 0 | 0 | 0 | 0 | 0 | 0 | 0 | 0 | 0 | 0 | 0 | 0 | 0 | 0 | 0 | 0 | 0 | 0 | 0 | 0 | 0 | 0 | 0 | 0 | 0 | 0 | 0 | 0 | 0 | 0 | 0 | 0 | 0 | 6707 | 5947 | 6579 | 6373 | 6710 | 6548 | 6503 | 6135 | 6483 | 6466 | 6822 | 7307 | 6707 | 5947 | 6579 | 6373 | 6710 | 6548 | 6503 | 6135 | 6483 | 6466 | 6822 | 7307 | 765.046 | 678.319 | 750.372 | 726.895 | 765.356 | 746.937 | 741.755 | 699.797 | 739.445 | 737.509 | 778.156 | 833.413 | 0 | 0 | 78580 | 78580 | 8963 | 2020
Vintage0 | petroleum | FALSE | 55997.50190.WI.ST | 50190 | N | . | Domtar Paper Company Rothschild | Domtar Paper Company Rothschild | 55997 | WI | ENC | MRO |  | 322122 | 6 | Industrial NAICS Non-Cogen | ST | DFO | DFO | MISO | A | barrels | 0 | 0 | 0 | 0 | 0 | 0 | 0 | 0 | 0 | 0 | 0 | 0 | 0 | 0 | 0 | 0 | 0 | 0 | 0 | 0 | 0 | 0 | 0 | 0 | 0 | 0 | 0 | 0 | 0 | 0 | 0 | 0 | 0 | 0 | 0 | 0 | 0 | 0 | 0 | 0 | 0 | 0 | 0 | 0 | 0 | 0 | 0 | 0 | 0 | 0 | 0 | 0 | 0 | 0 | 0 | 0 | 0 | 0 | 0 | 0 | 0 | 0 | 0 | 0 | 0 | 0 | 0 | 0 | 0 | 0 | 0 | 0 | 0 | 0 | 0 | 0 | 0 | 2020
Vintage0 | natural gas steam turbine | FALSE | 55997.50190.WI.ST | 50190 | N | . | Domtar Paper Company Rothschild | Domtar Paper Company Rothschild | 55997 | WI | ENC | MRO |  | 322122 | 6 | Industrial NAICS Non-Cogen | ST | NG | NG | MISO | A | mcf | 0 | 0 | 0 | 0 | 0 | 0 | 0 | 0 | 0 | 0 | 0 | 0 | 0 | 0 | 0 | 0 | 0 | 0 | 0 | 0 | 0 | 0 | 0 | 0 | 0 | 0 | 0 | 0 | 0 | 0 | 0 | 0 | 0 | 0 | 0 | 0 | 0 | 0 | 0 | 0 | 0 | 0 | 0 | 0 | 0 | 0 | 0 | 0 | 0 | 0 | 0 | 0 | 0 | 0 | 0 | 0 | 0 | 0 | 0 | 0 | 0 | 0 | 0 | 0 | 0 | 0 | 0 | 0 | 0 | 0 | 0 | 0 | 0 | 0 | 0 | 0 | 0 | 2020
Vintage1976 | biomass | FALSE | 56289.50191.OR.ST | 50191 | Y | . | IP Springfield Oregon | International Paper Corporation - Springfield | 56289 | OR | PACC | WECC |  | 32213 | 7 | Industrial NAICS Cogen | ST | BLQ | WWW | BPAT | AM | short tons | 31866 | 28735 | 28887 | 28639 | 26428 | 30102 | 30451 | 31637 | 22798 | 29195 | 29537 | 33007 | 2317 | 2164 | 2150 | 2094 | 1009 | 402 | 1077 | 1093 | 1352 | 2237 | 2320 | 2639 | 11.44 | 11.44 | 11.44 | 11.44 | 11.44 | 11.44 | 11.44 | 11.44 | 11.44 | 11.44 | 11.44 | 11.44 | 364547 | 328728 | 330467 | 327630 | 302336 | 344367 | 348359 | 361927 | 260809 | 333991 | 337903 | 377600 | 26502 | 24754 | 24591 | 23961 | 11546 | 4599 | 12323 | 12508 | 15467 | 25594 | 26545 | 30191 | 5592.411 | 5223.666 | 5189.134 | 5056.252 | 2436.406 | 970.474 | 2600.397 | 2639.446 | 3263.86 | 5400.946 | 5601.493 | 6370.814 | 351282 | 20854 | 4018664 | 238581 | 50345.299 | 2020
Vintage1976 | petroleum | FALSE | 56289.50191.OR.ST | 50191 | Y | . | IP Springfield Oregon | International Paper Corporation - Springfield | 56289 | OR | PACC | WECC |  | 32213 | 7 | Industrial NAICS Cogen | ST | DFO | DFO | BPAT | A | barrels | 0 | 0 | 0 | 0 | 0 | 0 | 0 | 0 | 0 | 0 | 0 | 0 | 0 | 0 | 0 | 0 | 0 | 0 | 0 | 0 | 0 | 0 | 0 | 0 | 0 | 0 | 0 | 0 | 0 | 0 | 0 | 0 | 0 | 0 | 0 | 0 | 0 | 0 | 0 | 0 | 0 | 0 | 0 | 0 | 0 | 0 | 0 | 0 | 0 | 0 | 0 | 0 | 0 | 0 | 0 | 0 | 0 | 0 | 0 | 0 | 0 | 0 | 0 | 0 | 0 | 0 | 0 | 0 | 0 | 0 | 0 | 0 | 0 | 0 | 0 | 0 | 0 | 2020
Vintage1976 | natural gas steam turbine | FALSE | 56289.50191.OR.ST | 50191 | Y | . | IP Springfield Oregon | International Paper Corporation - Springfield | 56289 | OR | PACC | WECC |  | 32213 | 7 | Industrial NAICS Cogen | ST | NG | NG | BPAT | AM | mcf | 167116 | 168039 | 185295 | 152729 | 132837 | 67016 | 76685 | 70765 | 129881 | 120680 | 138423 | 141051 | 12149 | 12654 | 13788 | 11170 | 5073 | 895 | 2713 | 2446 | 7703 | 9248 | 10874 | 11278 | 1.03 | 1.03 | 1.03 | 1.03 | 1.03 | 1.03 | 1.03 | 1.03 | 1.03 | 1.03 | 1.03 | 1.03 | 172129 | 173080 | 190854 | 157311 | 136822 | 69026 | 78986 | 72888 | 133777 | 124300 | 142576 | 145283 | 12513 | 13034 | 14202 | 11505 | 5225 | 922 | 2794 | 2519 | 7934 | 9525 | 11200 | 11616 | 2640.589 | 2750.334 | 2996.866 | 2427.748 | 1102.594 | 194.526 | 589.603 | 531.554 | 1674.14 | 2010.054 | 2363.507 | 2451.186 | 1550517 | 99991 | 1597032 | 102989 | 21732.701 | 2020
Vintage1976 | petroleum | FALSE | 56289.50191.OR.ST | 50191 | Y | . | IP Springfield Oregon | International Paper Corporation - Springfield | 56289 | OR | PACC | WECC |  | 32213 | 7 | Industrial NAICS Cogen | ST | RFO | RFO | BPAT | A | barrels | 0 | 0 | 0 | 0 | 0 | 0 | 0 | 0 | 0 | 0 | 0 | 0 | 0 | 0 | 0 | 0 | 0 | 0 | 0 | 0 | 0 | 0 | 0 | 0 | 0 | 0 | 0 | 0 | 0 | 0 | 0 | 0 | 0 | 0 | 0 | 0 | 0 | 0 | 0 | 0 | 0 | 0 | 0 | 0 | 0 | 0 | 0 | 0 | 0 | 0 | 0 | 0 | 0 | 0 | 0 | 0 | 0 | 0 | 0 | 0 | 0 | 0 | 0 | 0 | 0 | 0 | 0 | 0 | 0 | 0 | 0 | 0 | 0 | 0 | 0 | 0 | 0 | 2020
Vintage1971 | biomass | FALSE | 56164.50192.OK.ST | 50192 | Y | . | International Paper Valliant OK | International Paper - Valliant | 56164 | OK | WSC | MRO |  | 32213 | 7 | Industrial NAICS Cogen | ST | BLQ | WWW | SWPP | M | short tons | 82832 | 78719 | 79754 | 77942 | 80395 | 77753 | 67078 | 89544 | 168698 | 85498 | 85251 | 88353 | 13983 | 13317 | 12957 | 13514 | 11641 | 14067 | 11088 | 15133 | 18911 | 14848 | 15046 | 14931 | 11.6 | 11.6 | 11.6 | 11.6 | 11.6 | 11.6 | 11.6 | 11 | 11 | 11 | 11 | 11 | 960851 | 913140 | 925146 | 904127 | 932582 | 901935 | 778105 | 984984 | 1855678 | 940478 | 937761 | 971883 | 162199 | 154480 | 150301 | 156766 | 135039 | 163178 | 128618 | 166466 | 208020 | 163331 | 165502 | 164242 | 23293.551 | 22185.04 | 21584.817 | 22513.354 | 19393.048 | 23434.076 | 18470.919 | 23906.259 | 29873.85 | 23456.09 | 23767.924 | 23586.853 | 1061817 | 169436 | 12006670 | 1918142 | 275465.78 | 2020
Vintage1971 | petroleum | FALSE | 56164.50192.OK.ST | 50192 | Y | . | International Paper Valliant OK | International Paper - Valliant | 56164 | OK | WSC | MRO |  | 32213 | 7 | Industrial NAICS Cogen | ST | DFO | DFO | SWPP | M | barrels | 0 | 0 | 0 | 0 | 0 | 0 | 0 | 0 | 0 | 0 | 0 | 0 | 0 | 0 | 0 | 0 | 0 | 0 | 0 | 0 | 0 | 0 | 0 | 0 | 0 | 0 | 0 | 0 | 0 | 0 | 0 | 0 | 0 | 0 | 0 | 0 | 0 | 0 | 0 | 0 | 0 | 0 | 0 | 0 | 0 | 0 | 0 | 0 | 0 | 0 | 0 | 0 | 0 | 0 | 0 | 0 | 0 | 0 | 0 | 0 | 0 | 0 | 0 | 0 | 0 | 0 | 0 | 0 | 0 | 0 | 0 | 0 | 0 | 0 | 0 | 0 | 0 | 2020
Vintage1971 | natural gas steam turbine | FALSE | 56164.50192.OK.ST | 50192 | Y | . | International Paper Valliant OK | International Paper - Valliant | 56164 | OK | WSC | MRO |  | 32213 | 7 | Industrial NAICS Cogen | ST | NG | NG | SWPP | M | mcf | 594822 | 567406 | 613204 | 586901 | 510920 | 483957 | 537743 | 497645 | 506469 | 590606 | 509782 | 650025 | 100411 | 95991 | 99622 | 101763 | 73982 | 87557 | 88887 | 84104 | 56775 | 102569 | 89970 | 109850 | 1 | 1 | 1 | 1 | 1 | 1 | 1 | 1 | 1 | 1 | 1 | 1 | 594822 | 567406 | 613204 | 586901 | 510920 | 483957 | 537743 | 497645 | 506469 | 590606 | 509782 | 650025 | 100411 | 95991 | 99622 | 101763 | 73982 | 87557 | 88887 | 84104 | 56775 | 102569 | 89970 | 109850 | 14420.044 | 13785.312 | 14306.813 | 14614.216 | 10624.584 | 12574.174 | 12765.128 | 12078.196 | 8153.45 | 14730.071 | 12920.627 | 15775.607 | 6649480 | 1091481 | 6649480 | 1091481 | 156748.22 | 2020
Vintage1971 | biomass | FALSE | 56164.50192.OK.ST | 50192 | Y | . | International Paper Valliant OK | International Paper - Valliant | 56164 | OK | WSC | MRO |  | 32213 | 7 | Industrial NAICS Cogen | ST | OBS | ORW | SWPP | M | short tons | 11780 | 10056 | 9847 | 10496 | 9250 | 10913 | 8734 | 11962 | 10219 | 12415 | 11436 | 11890 | 1989 | 1701 | 1600 | 1820 | 1339 | 1974 | 1444 | 2022 | 1146 | 2156 | 2018 | 2009 | 18 | 18 | 18 | 18 | 18 | 18 | 18 | 17 | 17 | 17 | 17 | 17 | 212040 | 181008 | 177246 | 188928 | 166500 | 196434 | 157212 | 203354 | 173723 | 211055 | 194412 | 202130 | 35794 | 30622 | 28796 | 32758 | 24109 | 35539 | 25987 | 34368 | 19474 | 36654 | 34311 | 34159 | 5140.405 | 4397.648 | 4135.37 | 4704.43 | 3462.368 | 5103.75 | 3731.953 | 4935.545 | 2796.7 | 5263.839 | 4927.449 | 4905.54 | 128998 | 21218 | 2264042 | 372571 | 53504.997 | 2020
Vintage1971 | petroleum | FALSE | 56164.50192.OK.ST | 50192 | Y | . | International Paper Valliant OK | International Paper - Valliant | 56164 | OK | WSC | MRO |  | 32213 | 7 | Industrial NAICS Cogen | ST | PC | PC | SWPP | M | short tons | 0 | 0 | 0 | 0 | 0 | 0 | 0 | 0 | 0 | 0 | 0 | 0 | 0 | 0 | 0 | 0 | 0 | 0 | 0 | 0 | 0 | 0 | 0 | 0 | 0 | 0 | 0 | 0 | 0 | 0 | 0 | 0 | 0 | 0 | 0 | 0 | 0 | 0 | 0 | 0 | 0 | 0 | 0 | 0 | 0 | 0 | 0 | 0 | 0 | 0 | 0 | 0 | 0 | 0 | 0 | 0 | 0 | 0 | 0 | 0 | 0 | 0 | 0 | 0 | 0 | 0 | 0 | 0 | 0 | 0 | 0 | 0 | 0 | 0 | 0 | 0 | 0 | 2020
Vintage1971 | petroleum | FALSE | 56164.50192.OK.ST | 50192 | Y | . | International Paper Valliant OK | International Paper - Valliant | 56164 | OK | WSC | MRO |  | 32213 | 7 | Industrial NAICS Cogen | ST | RFO | RFO | SWPP | M | barrels | 0 | 0 | 0 | 0 | 0 | 0 | 0 | 0 | 0 | 0 | 0 | 0 | 0 | 0 | 0 | 0 | 0 | 0 | 0 | 0 | 0 | 0 | 0 | 0 | 0 | 0 | 0 | 0 | 0 | 0 | 0 | 0 | 0 | 0 | 0 | 0 | 0 | 0 | 0 | 0 | 0 | 0 | 0 | 0 | 0 | 0 | 0 | 0 | 0 | 0 | 0 | 0 | 0 | 0 | 0 | 0 | 0 | 0 | 0 | 0 | 0 | 0 | 0 | 0 | 0 | 0 | 0 | 0 | 0 | 0 | 0 | 0 | 0 | 0 | 0 | 0 | 0 | 2020
Vintage1971 | biomass | FALSE | 56164.50192.OK.ST | 50192 | Y | . | International Paper Valliant OK | International Paper - Valliant | 56164 | OK | WSC | MRO |  | 32213 | 7 | Industrial NAICS Cogen | ST | WDS | WWW | SWPP | M | short tons | 0 | 0 | 0 | 0 | 0 | 0 | 0 | 0 | 0 | 0 | 0 | 0 | 0 | 0 | 0 | 0 | 0 | 0 | 0 | 0 | 0 | 0 | 0 | 0 | 0 | 0 | 0 | 0 | 0 | 0 | 0 | 0 | 0 | 0 | 0 | 0 | 0 | 0 | 0 | 0 | 0 | 0 | 0 | 0 | 0 | 0 | 0 | 0 | 0 | 0 | 0 | 0 | 0 | 0 | 0 | 0 | 0 | 0 | 0 | 0 | 0 | 0 | 0 | 0 | 0 | 0 | 0 | 0 | 0 | 0 | 0 | 0 | 0 | 0 | 0 | 0 | 0 | 2020
Vintage1995 | natural gas peaker | FALSE | 1058.50200.CA.GT | 50200 | Y | . | B Braun Medical | B Braun Medical Inc | 1058 | CA | PACC | WECC |  | 339 | 7 | Industrial NAICS Cogen | GT | NG | NG | CISO | A | mcf | 42605 | 37625 | 41767 | 29537 | 27773 | 39069 | 54653 | 67965 | 59187 | 61467 | 49098 | 54421 | 13329 | 11771 | 13066 | 9241 | 8688 | 12222 | 17097 | 21262 | 18516 | 19229 | 15359 | 17025 | 1.03 | 1.03 | 1.03 | 1.03 | 1.03 | 1.03 | 1.03 | 1.03 | 1.03 | 1.03 | 1.03 | 1.03 | 43883 | 38754 | 43020 | 30423 | 28606 | 40241 | 56293 | 70004 | 60963 | 63311 | 50571 | 56054 | 13729 | 12124 | 13458 | 9518 | 8949 | 12589 | 17610 | 21900 | 19071 | 19806 | 15820 | 17536 | 2736.085 | 2416.224 | 2682.17 | 1896.831 | 1783.536 | 2508.918 | 3509.711 | 4364.571 | 3800.861 | 3947.29 | 3152.955 | 3494.848 | 565167 | 176805 | 582123 | 182110 | 36294 | 2020
Vintage2010 | biomass | TRUE | 56216.50201.GA.ST | 50201 | N | . | Multitrade Rabun Gap, LLC | Multitrade Rabun Gap LLC | 56216 | GA | SAT | SERC |  | 22 | 2 | NAICS-22 Non-Cogen | ST | WDS | WWW | SOCO | AM | short tons | 23074 | 16581 | 21068 | 6720 | 21551 | 21238 | 21383 | 20019 | 22423 | 19512 | 20881 | 19578 | 23074 | 16581 | 21068 | 6720 | 21551 | 21238 | 21383 | 20019 | 22423 | 19512 | 20881 | 19578 | 8.925 | 8.8 | 9.009 | 9.275 | 9.45 | 9.625 | 9.625 | 9.45 | 9.45 | 9.275 | 9.275 | 9.009 | 205935 | 145913 | 189802 | 62328 | 203657 | 204416 | 205811 | 189180 | 211897 | 180974 | 193671 | 176378 | 205935 | 145913 | 189802 | 62328 | 203657 | 204416 | 205811 | 189180 | 211897 | 180974 | 193671 | 176378 | 11479 | 8126 | 10561 | 3463 | 11333 | 11215 | 11339 | 10415 | 11796 | 10020 | 10789 | 9885 | 234028 | 234028 | 2169962 | 2169962 | 120421 | 2020
Vintage1986 | natural gas peaker | FALSE | 19351.50203.NY.GT | 50203 | Y | . | US Gypsum Oakfield | U S Gypsum Co | 19351 | NY | MAT | NPCC |  | 322 | 7 | Industrial NAICS Cogen | GT | NG | NG | NYIS | A | mcf | 26188 | 24606 | 24089 | 17189 | 20085 | 31950 | 46005 | 40978 | 32155 | 24081 | 24823 | 25301 | 9129 | 8578 | 8397 | 5992 | 7001 | 11138 | 16036 | 14284 | 11208 | 8394 | 8653 | 8820 | 1.075 | 1.075 | 1.075 | 1.075 | 1.075 | 1.075 | 1.075 | 1.075 | 1.075 | 1.075 | 1.075 | 1.075 | 28152 | 26451 | 25896 | 18478 | 21591 | 34346 | 49455 | 44051 | 34567 | 25887 | 26685 | 27199 | 9814 | 9221 | 9027 | 6441 | 7526 | 11973 | 17239 | 15355 | 12049 | 9024 | 9302 | 9481 | 1804.021 | 1694.972 | 1659.303 | 1184.004 | 1383.5 | 2200.814 | 3168.956 | 2822.67 | 2214.905 | 1658.744 | 1709.914 | 1742.817 | 337450 | 117630 | 362758 | 126452 | 23244.62 | 2020
Vintage1984 | natural gas steam turbine | FALSE | 28473.50205.CO.ST | 50205 | N | . | Williams Ignacio Natural Gas Plant | Harvest Midstream Co | 28473 | CO | MTN | WECC |  | 324 | 6 | Industrial NAICS Non-Cogen | ST | NG | NG | WACM | M | mcf | 0 | 0 | 0 | 0 | 0 | 0 | 0 | 0 | 0 | 0 | 0 | 0 | 0 | 0 | 0 | 0 | 0 | 0 | 0 | 0 | 0 | 0 | 0 | 0 | 0 | 0 | 0 | 0 | 0 | 0 | 0 | 0 | 0 | 0 | 0 | 0 | 0 | 0 | 0 | 0 | 0 | 0 | 0 | 0 | 0 | 0 | 0 | 0 | 0 | 0 | 0 | 0 | 0 | 0 | 0 | 0 | 0 | 0 | 0 | 0 | 0 | 0 | 0 | 0 | 0 | 0 | 0 | 0 | 0 | 0 | 0 | 0 | 0 | 0 | 0 | 0 | 0 | 2020
Vintage1984 | other | FALSE | 28473.50205.CO.ST | 50205 | N | . | Williams Ignacio Natural Gas Plant | Harvest Midstream Co | 28473 | CO | MTN | WECC |  | 324 | 6 | Industrial NAICS Non-Cogen | ST | WH | OTH | WACM | M |  | 0 | 0 | 0 | 0 | 0 | 0 | 0 | 0 | 0 | 0 | 0 | 0 | 0 | 0 | 0 | 0 | 0 | 0 | 0 | 0 | 0 | 0 | 0 | 0 | 0 | 0 | 0 | 0 | 0 | 0 | 0 | 0 | 0 | 0 | 0 | 0 | 33586 | 30544 | 32263 | 34533 | 34358 | 31202 | 37540 | 37610 | 32438 | 34533 | 33280 | 33262 | 33586 | 30544 | 32263 | 34533 | 34358 | 31202 | 37540 | 37610 | 32438 | 34533 | 33280 | 33262 | 3831 | 3484 | 3680 | 3939 | 3919 | 3559 | 4282 | 4290 | 3700 | 3939 | 3796 | 3794 | 0 | 0 | 405149 | 405149 | 46213 | 2020
Vintage1989 | hydro | TRUE | 27762.50206.CO.HY | 50206 | N | . | Vallecito Hydroelectric | Ptarmigan Res & Engy Inc | 27762 | CO | MTN | WECC |  | 22 | 2 | NAICS-22 Non-Cogen | HY | WAT | HYC | WACM | A |  | 0 | 0 | 0 | 0 | 0 | 0 | 0 | 0 | 0 | 0 | 0 | 0 | 0 | 0 | 0 | 0 | 0 | 0 | 0 | 0 | 0 | 0 | 0 | 0 | 0 | 0 | 0 | 0 | 0 | 0 | 0 | 0 | 0 | 0 | 0 | 0 | 11169 | 11764 | 12239 | 13769 | 15662 | 15256 | 15458 | 15563 | 11305 | 12368 | 12056 | 11196 | 11169 | 11764 | 12239 | 13769 | 15662 | 15256 | 15458 | 15563 | 11305 | 12368 | 12056 | 11196 | 1274.025 | 1341.862 | 1396.034 | 1570.553 | 1786.52 | 1740.212 | 1763.249 | 1775.213 | 1289.484 | 1410.71 | 1375.119 | 1277.019 | 0 | 0 | 157805 | 157805 | 18000 | 2020
Vintage1986 | biomass | TRUE | 64003.50208.NH.ST | 50208 | N | . | Stored Solar Bethlehem LLC | Stored Solar Services, LLC | 64003 | NH | NEW | NPCC |  | 22 | 2 | NAICS-22 Non-Cogen | ST | WDS | WWW | ISNE | AM | short tons | 19475 | 17044 | 12837 | 0 | 0 | 0 | 14350 | 6579 | 0 | 0 | 0 | 0 | 19475 | 17044 | 12837 | 0 | 0 | 0 | 14350 | 6579 | 0 | 0 | 0 | 0 | 8.5 | 8.5 | 8.5 | 0 | 0 | 0 | 8.5 | 8.5 | 0 | 0 | 0 | 0 | 165538 | 144874 | 109115 | 0 | 0 | 0 | 121975 | 55922 | 0 | 0 | 0 | 0 | 165538 | 144874 | 109115 | 0 | 0 | 0 | 121975 | 55922 | 0 | 0 | 0 | 0 | 10131 | 8814 | 6127 | 0 | 0 | 0 | 8288 | 4021 | 0 | 0 | 0 | 0 | 70285 | 70285 | 597424 | 597424 | 37381 | 2020
Vintage1985 | geothermal | TRUE | 49899.50210.CA.ST | 50210 | N | . | Vulcan-BN Geothermal Power Company | CalEnergy Operating Corporation | 49899 | CA | PACC | WECC |  | 22 | 2 | NAICS-22 Non-Cogen | ST | GEO | GEO | IID | A |  | 0 | 0 | 0 | 0 | 0 | 0 | 0 | 0 | 0 | 0 | 0 | 0 | 0 | 0 | 0 | 0 | 0 | 0 | 0 | 0 | 0 | 0 | 0 | 0 | 0 | 0 | 0 | 0 | 0 | 0 | 0 | 0 | 0 | 0 | 0 | 0 | 150779 | 165273 | 209694 | 201505 | 199635 | 185940 | 200960 | 201647 | 189273 | 181812 | 200061 | 195883 | 150779 | 165273 | 209694 | 201505 | 199635 | 185940 | 200960 | 201647 | 189273 | 181812 | 200061 | 195883 | 17198.505 | 18851.73 | 23918.575 | 22984.474 | 22771.21 | 21209.035 | 22922.352 | 23000.669 | 21589.217 | 20738.26 | 22819.725 | 22343.248 | 0 | 0 | 2282462 | 2282462 | 260347 | 2020
Vintage1989 | petroleum | TRUE | 21128.50215.PA.ST | 50215 | N | . | York County Resource Recovery | York County Solid W & R Auth | 21128 | PA | MAT | RFC |  | 22 | 2 | NAICS-22 Non-Cogen | ST | DFO | DFO | PJM | M | barrels | 0 | 0 | 0 | 0 | 0 | 0 | 0 | 0 | 0 | 0 | 0 | 0 | 0 | 0 | 0 | 0 | 0 | 0 | 0 | 0 | 0 | 0 | 0 | 0 | 0 | 0 | 0 | 0 | 0 | 0 | 0 | 0 | 0 | 0 | 0 | 0 | 0 | 0 | 0 | 0 | 0 | 0 | 0 | 0 | 0 | 0 | 0 | 0 | 0 | 0 | 0 | 0 | 0 | 0 | 0 | 0 | 0 | 0 | 0 | 0 | 0 | 0 | 0 | 0 | 0 | 0 | 0 | 0 | 0 | 0 | 0 | 0 | 0 | 0 | 0 | 0 | 0 | 2020
Vintage1989 | municipal solid waste | TRUE | 21128.50215.PA.ST | 50215 | N | . | York County Resource Recovery | York County Solid W & R Auth | 21128 | PA | MAT | RFC |  | 22 | 2 | NAICS-22 Non-Cogen | ST | MSB | MLG | PJM | M | short tons | 26594 | 23843 | 21517 | 22139 | 23372 | 25607 | 25471 | 25379 | 19434 | 24760 | 24361 | 25070 | 26594 | 23843 | 21517 | 22139 | 23372 | 25607 | 25471 | 25379 | 19434 | 24760 | 24361 | 25070 | 6.639 | 6.639 | 6.639 | 6.639 | 6.639 | 6.639 | 6.639 | 6.639 | 6.64 | 6.639 | 6.639 | 6.639 | 176558 | 158294 | 142851 | 146981 | 155167 | 170005 | 169102 | 168491 | 129042 | 164382 | 161733 | 166440 | 176558 | 158294 | 142851 | 146981 | 155167 | 170005 | 169102 | 168491 | 129042 | 164382 | 161733 | 166440 | 10564.83 | 8208.241 | 7357.279 | 8598.857 | 8764.18 | 10236.803 | 9785.55 | 9795.786 | 6991.602 | 9854.606 | 9928.342 | 10464.448 | 287547 | 287547 | 1909046 | 1909046 | 110550.52 | 2020
Vintage1989 | municipal solid waste | TRUE | 21128.50215.PA.ST | 50215 | N | . | York County Resource Recovery | York County Solid W & R Auth | 21128 | PA | MAT | RFC |  | 22 | 2 | NAICS-22 Non-Cogen | ST | MSN | OTH | PJM | M | short tons | 17003 | 15243 | 13756 | 14154 | 14943 | 16370 | 16285 | 16226 | 12426 | 15830 | 15575 | 16027 | 17003 | 15243 | 13756 | 14154 | 14943 | 16370 | 16285 | 16226 | 12426 | 15830 | 15575 | 16027 | 12.692 | 12.693 | 12.693 | 12.692 | 12.692 | 12.693 | 12.692 | 12.692 | 12.692 | 12.692 | 12.692 | 12.693 | 215802 | 193479 | 174605 | 179643 | 189657 | 207784 | 206689 | 205940 | 157711 | 200914 | 197678 | 203431 | 215802 | 193479 | 174605 | 179643 | 189657 | 207784 | 206689 | 205940 | 157711 | 200914 | 197678 | 203431 | 12913.139 | 10032.779 | 8992.682 | 10509.675 | 10712.248 | 12511.689 | 11960.64 | 11973.019 | 8544.916 | 12044.725 | 12134.924 | 12790.157 | 183838 | 183838 | 2333333 | 2333333 | 135120.59 | 2020
Vintage1989 | natural gas steam turbine | TRUE | 21128.50215.PA.ST | 50215 | N | . | York County Resource Recovery | York County Solid W & R Auth | 21128 | PA | MAT | RFC |  | 22 | 2 | NAICS-22 Non-Cogen | ST | NG | NG | PJM | M | mcf | 12267 | 59223 | 58075 | 17272 | 17821 | 6834 | 16016 | 11648 | 32345 | 35908 | 2374 | 1565 | 12267 | 59223 | 58075 | 17272 | 17821 | 6834 | 16016 | 11648 | 32345 | 35908 | 2374 | 1565 | 1 | 1 | 1 | 1 | 1 | 1 | 1 | 1 | 1 | 1 | 1 | 1 | 12267 | 59223 | 58075 | 17272 | 17821 | 6834 | 16016 | 11648 | 32345 | 35908 | 2374 | 1565 | 12267 | 59223 | 58075 | 17272 | 17821 | 6834 | 16016 | 11648 | 32345 | 35908 | 2374 | 1565 | 734.031 | 3070.98 | 2991.039 | 1010.468 | 1006.572 | 411.508 | 926.81 | 677.195 | 1752.482 | 2152.669 | 145.734 | 98.395 | 271348 | 271348 | 271348 | 271348 | 14977.883 | 2020
Vintage1988 | natural gas combined cycle | FALSE | 867.50216.CA.CA | 50216 | Y | . | Watson Cogeneration | ARCO Products Co-Watson | 867 | CA | PACC | WECC |  | 32411 | 7 | Industrial NAICS Cogen | CA | NG | NG | CISO | M | mcf | 115879 | 233230 | 28667 | 43824 | 261850 | 129381 | 126107 | 62630 | 102356 | 235113 | 158035 | 178815 | 67752 | 50824 | 28667 | 43824 | 52070 | 63511 | 67469 | 58439 | 79028 | 62846 | 57594 | 54186 | 1.038 | 1.039 | 1.035 | 1.037 | 1.037 | 1.036 | 1.021 | 1.021 | 1.027 | 1.023 | 1.03 | 1.035 | 120282 | 242326 | 29670 | 45445 | 271538 | 134039 | 128755 | 63945 | 105120 | 240521 | 162776 | 185074 | 70327 | 52806 | 29670 | 45445 | 53997 | 65797 | 68886 | 59666 | 81162 | 64291 | 59322 | 56082 | 12779.316 | 9595.384 | 9620.267 | 10240.937 | 9811.951 | 11956.065 | 12517.307 | 10841.95 | 14748.034 | 11682.446 | 10779.469 | 10190.839 | 1675887 | 686210 | 1729491 | 707451 | 134763.97 | 2020
Vintage1988 | other | FALSE | 867.50216.CA.CA | 50216 | Y | . | Watson Cogeneration | ARCO Products Co-Watson | 867 | CA | PACC | WECC |  | 32411 | 7 | Industrial NAICS Cogen | CA | OG | OOG | CISO | M | mcf | 101243 | 116373 | 222434 | 166095 | 115229 | 121087 | 220102 | 193737 | 121833 | 70563 | 31851 | 76888 | 7861 | 15983 | 16750 | 11231 | 13491 | 11347 | 25431 | 18516 | 11692 | 9035 | 4238 | 3024 | 1.003 | 1.187 | 1.11 | 1.043 | 0.999 | 0.974 | 0.927 | 0.995 | 1.039 | 1.046 | 1.061 | 1.01 | 101547 | 138135 | 246902 | 173237 | 115114 | 117939 | 204035 | 192768 | 126584 | 73809 | 33794 | 77657 | 7885 | 18972 | 18592 | 11714 | 13478 | 11052 | 23575 | 18423 | 12148 | 9451 | 4497 | 3054 | 1432.853 | 3447.356 | 3378.421 | 2128.593 | 2449.153 | 2008.299 | 4283.803 | 3347.638 | 2207.35 | 1717.341 | 817.165 | 554.891 | 1557435 | 148599 | 1601521 | 152841 | 27772.863 | 2020
Vintage1988 | petroleum | FALSE | 867.50216.CA.CA | 50216 | Y | . | Watson Cogeneration | ARCO Products Co-Watson | 867 | CA | PACC | WECC |  | 32411 | 7 | Industrial NAICS Cogen | CA | WO | WOO | CISO | M | barrels | 0 | 0 | 0 | 0 | 0 | 0 | 0 | 0 | 0 | 0 | 0 | 0 | 0 | 0 | 0 | 0 | 0 | 0 | 0 | 0 | 0 | 0 | 0 | 0 | 0 | 0 | 0 | 0 | 0 | 0 | 0 | 0 | 0 | 0 | 0 | 0 | 0 | 0 | 0 | 0 | 0 | 0 | 0 | 0 | 0 | 0 | 0 | 0 | 0 | 0 | 0 | 0 | 0 | 0 | 0 | 0 | 0 | 0 | 0 | 0 | 19.831 | 19.26 | 4.312 | 3.47 | 47.896 | 15.636 | 19.89 | 27.412 | 24.616 | 20.213 | 22.366 | 12.27 | 0 | 0 | 0 | 0 | 237.172 | 2020
Vintage1988 | natural gas combined cycle | FALSE | 867.50216.CA.CT | 50216 | Y | . | Watson Cogeneration | ARCO Products Co-Watson | 867 | CA | PACC | WECC |  | 32411 | 7 | Industrial NAICS Cogen | CT | NG | NG | CISO | M | mcf | 2512699 | 1619482 | 2281352 | 2398703 | 1982397 | 2400809 | 2102369 | 2287994 | 2474442 | 2117626 | 2514122 | 2670010 | 1218672 | 761111 | 1104068 | 1139315 | 927974 | 1132671 | 997912 | 1067925 | 1150851 | 971104 | 1185850 | 1273500 | 1.038 | 1.039 | 1.035 | 1.037 | 1.037 | 1.036 | 1.021 | 1.021 | 1.027 | 1.023 | 1.03 | 1.035 | 2608182 | 1682642 | 2361199 | 2487455 | 2055746 | 2487238 | 2146519 | 2336042 | 2541252 | 2166331 | 2589546 | 2763460 | 1264982 | 790794 | 1142710 | 1181470 | 962309 | 1173447 | 1018868 | 1090351 | 1181924 | 993439 | 1221425 | 1318073 | 229861.94 | 143696.51 | 203414.7 | 212703.74 | 174862.7 | 213228.95 | 185140.23 | 198129.4 | 214769.39 | 180519.48 | 221947.1 | 239509.17 | 27362005 | 12930953 | 28225612 | 13339792 | 2417783.3 | 2020
Vintage1988 | other | FALSE | 867.50216.CA.CT | 50216 | Y | . | Watson Cogeneration | ARCO Products Co-Watson | 867 | CA | PACC | WECC |  | 32411 | 7 | Industrial NAICS Cogen | CT | OG | OOG | CISO | M | mcf | 203765 | 466262 | 533980 | 338667 | 466264 | 330971 | 619885 | 551024 | 259384 | 267689 | 164800 | 82070 | 98828 | 219130 | 253159 | 159371 | 218261 | 156148 | 294235 | 257191 | 120638 | 122757 | 77732 | 39145 | 1.003 | 1.187 | 1.11 | 1.043 | 0.999 | 0.974 | 0.927 | 0.995 | 1.039 | 1.046 | 1.061 | 1.01 | 204376 | 553453 | 592718 | 353230 | 465798 | 322366 | 574633 | 548269 | 269500 | 280003 | 174853 | 82891 | 99124 | 260107 | 281006 | 166224 | 218043 | 152088 | 272756 | 255905 | 125343 | 128404 | 82474 | 39536 | 18011.91 | 47264.525 | 51061.981 | 30204.878 | 39620.975 | 27636.16 | 49562.93 | 46500.957 | 22776.312 | 23332.506 | 14986.44 | 7184.139 | 4284761 | 2016595 | 4422090 | 2081010 | 378143.71 | 2020
Vintage1988 | petroleum | FALSE | 867.50216.CA.CT | 50216 | Y | . | Watson Cogeneration | ARCO Products Co-Watson | 867 | CA | PACC | WECC |  | 32411 | 7 | Industrial NAICS Cogen | CT | WO | WOO | CISO | M | barrels | 972 | 887 | 246 | 197 | 2608 | 787 | 830 | 1393 | 1014 | 956 | 1311 | 815 | 497 | 441 | 122 | 97 | 1281 | 391 | 419 | 685 | 503 | 464 | 647 | 404 | 4.356 | 4.356 | 4.356 | 4.356 | 4.356 | 4.356 | 4.356 | 4.356 | 4.356 | 4.356 | 4.356 | 4.356 | 4234 | 3864 | 1072 | 858 | 11360 | 3428 | 3615 | 6068 | 4417 | 4164 | 5711 | 3550 | 2163 | 1922 | 532 | 423 | 5582 | 1703 | 1825 | 2983 | 2189 | 2021 | 2817 | 1761 | 373.15 | 329.964 | 92.315 | 73.379 | 966.325 | 293.894 | 311.84 | 514.644 | 373.294 | 347.012 | 489.459 | 307.691 | 12016 | 5951 | 52341 | 25921 | 4472.967 | 2020
Vintage1982 | hydro | TRUE | 19281.50218.CA.HY | 50218 | N | . | Woodward Power Plant | Turlock Irrigation District | 19281 | CA | PACC | WECC |  | 22 | 2 | NAICS-22 Non-Cogen | HY | WAT | HYC | TIDC | A |  | 0 | 0 | 0 | 0 | 0 | 0 | 0 | 0 | 0 | 0 | 0 | 0 | 0 | 0 | 0 | 0 | 0 | 0 | 0 | 0 | 0 | 0 | 0 | 0 | 0 | 0 | 0 | 0 | 0 | 0 | 0 | 0 | 0 | 0 | 0 | 0 | 1242 | 927 | 981 | 1440 | 1972 | 1843 | 1948 | 1963 | 1367 | 1124 | 850 | 701 | 1242 | 927 | 981 | 1440 | 1972 | 1843 | 1948 | 1963 | 1367 | 1124 | 850 | 701 | 141.669 | 105.694 | 111.896 | 164.253 | 224.963 | 210.198 | 222.239 | 223.94 | 155.966 | 128.264 | 97.008 | 79.91 | 0 | 0 | 16358 | 16358 | 1866 | 2020
Vintage1983 | hydro | TRUE | 19281.50219.CA.HY | 50219 | N | . | Frankenheimer Power Plant | Turlock Irrigation District | 19281 | CA | PACC | WECC |  | 22 | 2 | NAICS-22 Non-Cogen | HY | WAT | HYC | CISO | A |  | 0 | 0 | 0 | 0 | 0 | 0 | 0 | 0 | 0 | 0 | 0 | 0 | 0 | 0 | 0 | 0 | 0 | 0 | 0 | 0 | 0 | 0 | 0 | 0 | 0 | 0 | 0 | 0 | 0 | 0 | 0 | 0 | 0 | 0 | 0 | 0 | 0 | 0 | 0 | 0 | 0 | 0 | 0 | 0 | 0 | 0 | 0 | 0 | 0 | 0 | 0 | 0 | 0 | 0 | 0 | 0 | 0 | 0 | 0 | 0 | -5.161 | -3.852 | -4.078 | -5.986 | -8.198 | -7.66 | -8.099 | -8.161 | -5.684 | -4.674 | -3.535 | -2.912 | 0 | 0 | 0 | 0 | -68 | 2020
Vintage1989 | hydro | TRUE | 13353.50223.CA.HY | 50223 | N | . | Nelson Creek | Nelson Creek Power Inc | 13353 | CA | PACC | WECC |  | 22 | 2 | NAICS-22 Non-Cogen | HY | WAT | HYC | CISO | A |  | 0 | 0 | 0 | 0 | 0 | 0 | 0 | 0 | 0 | 0 | 0 | 0 | 0 | 0 | 0 | 0 | 0 | 0 | 0 | 0 | 0 | 0 | 0 | 0 | 0 | 0 | 0 | 0 | 0 | 0 | 0 | 0 | 0 | 0 | 0 | 0 | 720 | 537 | 569 | 835 | 1144 | 1069 | 1130 | 1138 | 793 | 652 | 493 | 406 | 720 | 537 | 569 | 835 | 1144 | 1069 | 1130 | 1138 | 793 | 652 | 493 | 406 | 82.147 | 61.287 | 64.883 | 95.242 | 130.445 | 121.883 | 128.865 | 129.851 | 90.437 | 74.374 | 56.25 | 46.336 | 0 | 0 | 9486 | 9486 | 1082 | 2020
Vintage1981 | natural gas peaker | FALSE | 22045.50224.CA.IC | 50224 | Y | . | Oxnard Wastewater Treatment Plant | Oxnard City of | 22045 | CA | PACC | WECC |  | 22132 | 5 | Commercial NAICS Cogen | IC | NG | NG | CISO | M | mcf | 864 | 848 | 998 | 1037 | 402 | 1464 | 2155 | 2265 | 1710 | 1290 | 1309 | 1345 | 597 | 593 | 697 | 720 | 373 | 982 | 1472 | 1462 | 973 | 740 | 858 | 890 | 1 | 1 | 1 | 1 | 1 | 1 | 1 | 1 | 1 | 1 | 1 | 1 | 864 | 848 | 998 | 1037 | 402 | 1464 | 2155 | 2265 | 1710 | 1290 | 1309 | 1345 | 597 | 593 | 697 | 720 | 373 | 982 | 1472 | 1462 | 973 | 740 | 858 | 890 | 71.778 | 71.303 | 83.722 | 86.492 | 44.819 | 118.036 | 176.931 | 175.732 | 116.88 | 88.884 | 103.105 | 106.956 | 15687 | 10357 | 15687 | 10357 | 1244.638 | 2020
Vintage1981 | biomass | FALSE | 22045.50224.CA.IC | 50224 | Y | . | Oxnard Wastewater Treatment Plant | Oxnard City of | 22045 | CA | PACC | WECC |  | 22132 | 5 | Commercial NAICS Cogen | IC | OBG | ORW | CISO | M | Mcf | 8952 | 8319 | 8767 | 8223 | 4024 | 8578 | 7898 | 8448 | 8391 | 7719 | 7975 | 7609 | 6188 | 5822 | 6120 | 5708 | 3733 | 5755 | 5397 | 5455 | 4773 | 4427 | 5228 | 5035 | 0.6 | 0.6 | 0.6 | 0.6 | 0.6 | 0.6 | 0.6 | 0.6 | 0.6 | 0.6 | 0.6 | 0.6 | 5371 | 4991 | 5260 | 4934 | 2414 | 5147 | 4739 | 5069 | 5035 | 4631 | 4785 | 4565 | 3713 | 3493 | 3672 | 3425 | 2240 | 3453 | 3238 | 3273 | 2864 | 2656 | 3137 | 3021 | 446.222 | 419.697 | 441.278 | 411.508 | 269.181 | 414.964 | 389.069 | 393.268 | 344.12 | 319.116 | 376.895 | 363.044 | 94903 | 63641 | 56941 | 38185 | 4588.362 | 2020
Vintage1981 | other | FALSE | 22045.50224.CA.IC | 50224 | Y | . | Oxnard Wastewater Treatment Plant | Oxnard City of | 22045 | CA | PACC | WECC |  | 22132 | 5 | Commercial NAICS Cogen | IC | PG | WOO | CISO | M | mcf | 0 | 0 | 0 | 0 | 0 | 0 | 0 | 0 | 0 | 0 | 0 | 0 | 0 | 0 | 0 | 0 | 0 | 0 | 0 | 0 | 0 | 0 | 0 | 0 | 0 | 0 | 0 | 0 | 0 | 0 | 0 | 0 | 0 | 0 | 0 | 0 | 0 | 0 | 0 | 0 | 0 | 0 | 0 | 0 | 0 | 0 | 0 | 0 | 0 | 0 | 0 | 0 | 0 | 0 | 0 | 0 | 0 | 0 | 0 | 0 | 0 | 0 | 0 | 0 | 0 | 0 | 0 | 0 | 0 | 0 | 0 | 0 | 0 | 0 | 0 | 0 | 0 | 2020
Vintage1988 | municipal solid waste | TRUE | 15824.50225.ME.ST | 50225 | N | . | Regional Waste Systems | Ecomaine | 15824 | ME | NEW | NPCC |  | 22 | 2 | NAICS-22 Non-Cogen | ST | MSB | MLG | ISNE | M | short tons | 9904 | 8229 | 8359 | 7911 | 9420 | 9569 | 10522 | 9618 | 9822 | 8678 | 6658 | 10142 | 9904 | 8229 | 8359 | 7911 | 9420 | 9569 | 10522 | 9618 | 9822 | 8678 | 6658 | 10142 | 7.377 | 7.377 | 7.376 | 7.378 | 7.377 | 7.377 | 7.376 | 7.377 | 7.378 | 7.377 | 7.377 | 7.377 | 73062 | 60705 | 61656 | 58367 | 69491 | 70591 | 77610 | 70952 | 72467 | 64018 | 49116 | 74818 | 73062 | 60705 | 61656 | 58367 | 69491 | 70591 | 77610 | 70952 | 72467 | 64018 | 49116 | 74818 | 2968.756 | 2475.292 | 2723.86 | 2744.684 | 3513.003 | 3405.516 | 3548.195 | 3523.548 | 3325.354 | 3691.996 | 2713.585 | 3651.496 | 108832 | 108832 | 802853 | 802853 | 38285.285 | 2020
Vintage1988 | municipal solid waste | TRUE | 15824.50225.ME.ST | 50225 | N | . | Regional Waste Systems | Ecomaine | 15824 | ME | NEW | NPCC |  | 22 | 2 | NAICS-22 Non-Cogen | ST | MSN | OTH | ISNE | M | short tons | 6331 | 5261 | 5343 | 5059 | 6022 | 6118 | 6727 | 6149 | 6280 | 5549 | 4257 | 6484 | 6331 | 5261 | 5343 | 5059 | 6022 | 6118 | 6727 | 6149 | 6280 | 5549 | 4257 | 6484 | 14.104 | 14.103 | 14.105 | 14.1 | 14.103 | 14.103 | 14.103 | 14.102 | 14.102 | 14.102 | 14.102 | 14.103 | 89292 | 74196 | 75363 | 71332 | 84928 | 86282 | 94871 | 86713 | 88561 | 78252 | 60032 | 91444 | 89292 | 74196 | 75363 | 71332 | 84928 | 86282 | 94871 | 86713 | 88561 | 78252 | 60032 | 91444 | 3628.262 | 3025.375 | 3329.413 | 3354.333 | 4293.388 | 4162.532 | 4337.317 | 4306.265 | 4063.869 | 4512.917 | 3316.686 | 4462.95 | 69580 | 69580 | 981266 | 981266 | 46793.307 | 2020
Vintage1988 | natural gas steam turbine | TRUE | 15824.50225.ME.ST | 50225 | N | . | Regional Waste Systems | Ecomaine | 15824 | ME | NEW | NPCC |  | 22 | 2 | NAICS-22 Non-Cogen | ST | NG | NG | ISNE | M | mcf | 1550 | 7856 | 4702 | 2190 | 1733 | 1906 | 470 | 628 | 954 | 435 | 1425 | 708 | 1550 | 7856 | 4702 | 2190 | 1733 | 1906 | 470 | 628 | 954 | 435 | 1425 | 708 | 1 | 1 | 1 | 1 | 1 | 1 | 1 | 1 | 1 | 1 | 1 | 1 | 1550 | 7856 | 4702 | 2190 | 1733 | 1906 | 470 | 628 | 954 | 435 | 1425 | 708 | 1550 | 7856 | 4702 | 2190 | 1733 | 1906 | 470 | 628 | 954 | 435 | 1425 | 708 | 62.982 | 320.333 | 207.727 | 102.983 | 87.609 | 91.952 | 21.488 | 31.187 | 43.777 | 25.087 | 78.729 | 34.554 | 24557 | 24557 | 24557 | 24557 | 1108.408 | 2020
Vintage1985 | hydro | TRUE | 22614.50228.WA.HY | 50228 | N | . | Rocky Brook Hydroelectric | Rocky Brook Electric Inc | 22614 | WA | PACC | WECC |  | 22 | 2 | NAICS-22 Non-Cogen | HY | WAT | HYC | BPAT | A |  | 0 | 0 | 0 | 0 | 0 | 0 | 0 | 0 | 0 | 0 | 0 | 0 | 0 | 0 | 0 | 0 | 0 | 0 | 0 | 0 | 0 | 0 | 0 | 0 | 0 | 0 | 0 | 0 | 0 | 0 | 0 | 0 | 0 | 0 | 0 | 0 | 328 | 364 | 281 | 247 | 446 | 453 | 420 | 322 | 232 | 238 | 301 | 315 | 328 | 364 | 281 | 247 | 446 | 453 | 420 | 322 | 232 | 238 | 301 | 315 | 37.383 | 41.487 | 32.044 | 28.176 | 50.878 | 51.632 | 47.879 | 36.695 | 26.487 | 27.092 | 34.347 | 35.9 | 0 | 0 | 3947 | 3947 | 450 | 2020
Vintage1972 | natural gas steam turbine | FALSE | 18760.50229.TX.ST | 50229 | Y | . | Texas Petrochemicals | TPC Group, LLC | 18760 | TX | WSC | TRE |  | 32511 | 7 | Industrial NAICS Cogen | ST | NG | NG | ERCO | AM | mcf | 1025254 | 746138 | 879987 | 738395 | 769066 | 792012 | 913124 | 805806 | 888687 | 803136 | 954819 | 1023920 | 80124 | 63520 | 64314 | 53402 | 62328 | 67988 | 72472 | 65760 | 72476 | 60452 | 76107 | 79476 | 1.048 | 1.017 | 1.073 | 1.026 | 1.031 | 0.992 | 1.071 | 1.035 | 1.015 | 1.035 | 1.019 | 1.034 | 1074466 | 758822 | 944226 | 757593 | 792907 | 785676 | 977956 | 834009 | 902017 | 831246 | 972961 | 1058733 | 83970 | 64600 | 69009 | 54790 | 64260 | 67444 | 77618 | 68062 | 73563 | 62568 | 77553 | 82178 | 20579.267 | 15813.54 | 16897.642 | 13397.39 | 15728.751 | 16510.931 | 19015.566 | 16663.218 | 18016.656 | 15312.945 | 18998.949 | 20139.367 | 10340344 | 818419 | 10690612 | 845615 | 207074.22 | 2020
Vintage1972 | other | FALSE | 18760.50229.TX.ST | 50229 | Y | . | Texas Petrochemicals | TPC Group, LLC | 18760 | TX | WSC | TRE |  | 32511 | 7 | Industrial NAICS Cogen | ST | OG | OOG | ERCO | AM | mcf | 54300 | 50186 | 53447 | 45717 | 45577 | 40302 | 50530 | 42302 | 39478 | 57602 | 44028 | 65107 | 4243 | 4272 | 3906 | 3306 | 3694 | 3459 | 4011 | 3452 | 3220 | 4336 | 3510 | 5054 | 1.443 | 1.602 | 1.623 | 1.584 | 1.645 | 1.45 | 1.405 | 1.487 | 1.521 | 1.506 | 1.454 | 1.42 | 78355 | 80398 | 86744 | 72416 | 74974 | 58438 | 70995 | 62903 | 60046 | 86749 | 64017 | 92452 | 6123 | 6844 | 6340 | 5237 | 6076 | 5016 | 5635 | 5133 | 4897 | 6530 | 5103 | 7176 | 1500.733 | 1675.46 | 1552.358 | 1280.61 | 1487.249 | 1228.069 | 1380.434 | 1256.782 | 1199.344 | 1598.055 | 1250.051 | 1758.633 | 588576 | 46463 | 888487 | 70110 | 17167.778 | 2020
Vintage1987 | petroleum | FALSE | 16191.50230.ME.IC | 50230 | Y | . | Robbins Lumber | Robbins Lumber Inc | 16191 | ME | NEW | NPCC |  | 321 | 7 | Industrial NAICS Cogen | IC | DFO | DFO | ISNE | A | barrels | 12 | 12 | 10 | 11 | 7 | 7 | 9 | 8 | 9 | 14 | 15 | 81 | 9 | 10 | 8 | 9 | 6 | 6 | 7 | 7 | 8 | 12 | 12 | 66 | 6.1 | 6.1 | 6.1 | 6.1 | 6.1 | 6.1 | 6.1 | 6.1 | 6.1 | 6.1 | 6.1 | 6.1 | 73 | 73 | 61 | 67 | 43 | 43 | 55 | 49 | 55 | 85 | 92 | 494 | 57 | 61 | 48 | 53 | 37 | 36 | 43 | 40 | 46 | 72 | 72 | 404 | 8.41 | 8.975 | 6.975 | 7.749 | 5.422 | 5.266 | 6.257 | 5.903 | 6.693 | 10.508 | 10.581 | 59.261 | 195 | 160 | 1190 | 969 | 142 | 2020
Vintage1981 | biomass | FALSE | 16191.50230.ME.ST | 50230 | Y | . | Robbins Lumber | Robbins Lumber Inc | 16191 | ME | NEW | NPCC |  | 321 | 7 | Industrial NAICS Cogen | ST | OBS | ORW | ISNE | A | short tons | 0 | 0 | 0 | 0 | 0 | 0 | 0 | 0 | 0 | 0 | 0 | 0 | 0 | 0 | 0 | 0 | 0 | 0 | 0 | 0 | 0 | 0 | 0 | 0 | 0 | 0 | 0 | 0 | 0 | 0 | 0 | 0 | 0 | 0 | 0 | 0 | 0 | 0 | 0 | 0 | 0 | 0 | 0 | 0 | 0 | 0 | 0 | 0 | 0 | 0 | 0 | 0 | 0 | 0 | 0 | 0 | 0 | 0 | 0 | 0 | 0 | 0 | 0 | 0 | 0 | 0 | 0 | 0 | 0 | 0 | 0 | 0 | 0 | 0 | 0 | 0 | 0 | 2020
Vintage1981 | biomass | FALSE | 16191.50230.ME.ST | 50230 | Y | . | Robbins Lumber | Robbins Lumber Inc | 16191 | ME | NEW | NPCC |  | 321 | 7 | Industrial NAICS Cogen | ST | WDS | WWW | ISNE | A | short tons | 0 | 0 | 0 | 0 | 0 | 0 | 0 | 0 | 0 | 0 | 0 | 0 | 0 | 0 | 0 | 0 | 0 | 0 | 0 | 0 | 0 | 0 | 0 | 0 | 0 | 0 | 0 | 0 | 0 | 0 | 0 | 0 | 0 | 0 | 0 | 0 | 0 | 0 | 0 | 0 | 0 | 0 | 0 | 0 | 0 | 0 | 0 | 0 | 0 | 0 | 0 | 0 | 0 | 0 | 0 | 0 | 0 | 0 | 0 | 0 | 0 | 0 | 0 | 0 | 0 | 0 | 0 | 0 | 0 | 0 | 0 | 0 | 0 | 0 | 0 | 0 | 0 | 2020
Vintage2002 | biomass | FALSE | 22803.50231.WA.ST | 50231 | Y | . | SDS Lumber Gorge Energy Division | SDS Lumber Co | 22803 | WA | PACC | WECC |  | 321 | 7 | Industrial NAICS Cogen | ST | WDS | WWW | BPAT | AM | short tons | 1559 | 1458 | 1559 | 1509 | 1559 | 1509 | 1559 | 1559 | 1509 | 1559 | 1509 | 1559 | 0 | 0 | 0 | 0 | 0 | 0 | 0 | 0 | 0 | 0 | 0 | 0 | 17.3 | 17.3 | 17.3 | 17.3 | 17.3 | 17.3 | 17.3 | 17.3 | 17.3 | 17.3 | 17.3 | 17.3 | 26971 | 25223 | 26971 | 26106 | 26971 | 26106 | 26971 | 26971 | 26106 | 26971 | 26106 | 26971 | 0 | 0 | 0 | 0 | 0 | 0 | 0 | 0 | 0 | 0 | 0 | 0 | 0 | 0 | 0 | 0 | 0 | 0 | 0 | 0 | 0 | 0 | 0 | 0 | 18407 | 0 | 318444 | 0 | 0 | 2020
Vintage1986 | hydro | TRUE | 22635.50233.CA.HY | 50233 | N | . | San Dimas Wash Generating Station | San Gabriel Valley Mun Wtr Dt | 22635 | CA | PACC | WECC |  | 22 | 2 | NAICS-22 Non-Cogen | HY | WAT | HYC | CISO | A |  | 0 | 0 | 0 | 0 | 0 | 0 | 0 | 0 | 0 | 0 | 0 | 0 | 0 | 0 | 0 | 0 | 0 | 0 | 0 | 0 | 0 | 0 | 0 | 0 | 0 | 0 | 0 | 0 | 0 | 0 | 0 | 0 | 0 | 0 | 0 | 0 | 0 | 0 | 0 | 0 | 0 | 0 | 0 | 0 | 0 | 0 | 0 | 0 | 0 | 0 | 0 | 0 | 0 | 0 | 0 | 0 | 0 | 0 | 0 | 0 | 0 | 0 | 0 | 0 | 0 | 0 | 0 | 0 | 0 | 0 | 0 | 0 | 0 | 0 | 0 | 0 | 0 | 2020
Vintage2001 | natural gas peaker | FALSE | 16583.50234.CA.IC | 50234 | Y | . | San Antonio Regional Hospital | San Antonio Regional Hospital | 16583 | CA | PACC | WECC |  | 622 | 5 | Commercial NAICS Cogen | IC | NG | NG | CISO | A | mcf | 8600 | 7595 | 8431 | 5963 | 5606 | 7887 | 11033 | 13720 | 11948 | 12408 | 9911 | 10986 | 8600 | 7595 | 8431 | 5963 | 5606 | 7887 | 11033 | 13720 | 11948 | 12408 | 9911 | 10986 | 1.2 | 1.2 | 1.2 | 1.2 | 1.2 | 1.2 | 1.2 | 1.2 | 1.2 | 1.2 | 1.2 | 1.2 | 10320 | 9114 | 10117 | 7156 | 6727 | 9464 | 13240 | 16464 | 14338 | 14890 | 11893 | 13183 | 10320 | 9114 | 10117 | 7156 | 6727 | 9464 | 13240 | 16464 | 14338 | 14890 | 11893 | 13183 | 963.678 | 851.019 | 944.688 | 668.083 | 628.18 | 883.667 | 1236.156 | 1537.247 | 1338.702 | 1390.276 | 1110.503 | 1230.921 | 114088 | 114088 | 136906 | 136906 | 12783.12 | 2020
Vintage2000 | petroleum | FALSE | 15526.50240.IN.IC | 50240 | Y | . | Purdue University | Purdue University | 15526 | IN | ENC | RFC |  | 611 | 5 | Commercial NAICS Cogen | IC | DFO | DFO | MISO | M | barrels | 4 | 3 | 4 | 0 | 5 | 4 | 4 | 4 | 5 | 1 | 28 | 0 | 3 | 3 | 3 | 0 | 3 | 3 | 3 | 3 | 3 | 0 | 3 | 0 | 5.52 | 5.52 | 5.52 | 0 | 5.52 | 5.52 | 5.52 | 5.52 | 5.52 | 5.52 | 5.52 | 0 | 22 | 17 | 22 | 0 | 28 | 22 | 22 | 22 | 28 | 6 | 155 | 0 | 15 | 15 | 15 | 0 | 19 | 15 | 15 | 15 | 15 | 0 | 15 | 0 | 2.94 | 2.94 | 2.94 | 0 | 3.92 | 2.94 | 2.94 | 2.94 | 2.94 | 0 | 2.94 | 0 | 62 | 27 | 344 | 139 | 27.44 | 2020
Vintage1995 | hard coal | FALSE | 15526.50240.IN.ST | 50240 | Y | . | Purdue University | Purdue University | 15526 | IN | ENC | RFC |  | 611 | 5 | Commercial NAICS Cogen | ST | BIT | COL | MISO | M | short tons | 3365 | 2912 | 3491 | 0 | 0 | 0 | 2406 | 2902 | 4153 | 1398 | 2147 | 4908 | 515 | 434 | 607 | 0 | 0 | 0 | 435 | 515 | 886 | 249 | 379 | 854 | 22.5 | 22.4 | 22.4 | 0 | 0 | 0 | 22.3 | 22.4 | 22.4 | 22.4 | 22.3 | 22.5 | 75713 | 65229 | 78198 | 0 | 0 | 0 | 53654 | 65005 | 93027 | 31315 | 47878 | 110430 | 11590 | 9716 | 13595 | 0 | 0 | 0 | 9711 | 11530 | 19855 | 5585 | 8456 | 19215 | 2214.833 | 1856.728 | 2598.115 | 0 | 0 | 0 | 1855.814 | 2203.361 | 3794.305 | 1067.338 | 1615.926 | 3672.136 | 27682 | 4874 | 620449 | 109253 | 20878.556 | 2020
Vintage1995 | petroleum | FALSE | 15526.50240.IN.ST | 50240 | Y | . | Purdue University | Purdue University | 15526 | IN | ENC | RFC |  | 611 | 5 | Commercial NAICS Cogen | ST | DFO | DFO | MISO | M | barrels | 0 | 0 | 0 | 0 | 0 | 0 | 0 | 0 | 0 | 0 | 28 | 0 | 0 | 0 | 0 | 0 | 0 | 0 | 0 | 0 | 0 | 0 | 5 | 0 | 0 | 0 | 0 | 0 | 0 | 0 | 0 | 0 | 0 | 0 | 5.47 | 0 | 0 | 0 | 0 | 0 | 0 | 0 | 0 | 0 | 0 | 0 | 153 | 0 | 0 | 0 | 0 | 0 | 0 | 0 | 0 | 0 | 0 | 0 | 27 | 0 | 0 | 0 | 0 | 0 | 0 | 0 | 0 | 0 | 0 | 0 | 5.169 | 0 | 28 | 5 | 153 | 27 | 5.169 | 2020
Vintage1995 | natural gas steam turbine | FALSE | 15526.50240.IN.ST | 50240 | Y | . | Purdue University | Purdue University | 15526 | IN | ENC | RFC |  | 611 | 5 | Commercial NAICS Cogen | ST | NG | NG | MISO | M | mcf | 306491 | 255901 | 257981 | 171131 | 263495 | 289644 | 305757 | 267589 | 243567 | 225972 | 251700 | 271874 | 46916 | 38116 | 44852 | 14670 | 50421 | 58262 | 55340 | 47462 | 51985 | 40303 | 44453 | 47308 | 1.04 | 1.04 | 1.04 | 1.04 | 1.04 | 1.04 | 1.04 | 1.04 | 1.04 | 1.04 | 1.04 | 1.04 | 318751 | 266137 | 268300 | 177976 | 274035 | 301230 | 317987 | 278293 | 253310 | 235011 | 261768 | 282749 | 48793 | 39641 | 46646 | 15257 | 52438 | 60592 | 57554 | 49360 | 54064 | 41915 | 46231 | 49200 | 9324.477 | 7575.55 | 8914.182 | 2915.567 | 10020.98 | 11579.365 | 10998.762 | 9432.825 | 10331.756 | 8010.042 | 8834.892 | 9402.271 | 3111102 | 540088 | 3235547 | 561691 | 107340.67 | 2020
Vintage1987 | petroleum | FALSE | 27378.50241.TX.IC | 50241 | Y | . | Tenet Hospital | Tenet Hospital Ltd | 27378 | TX | WSC | TRE |  | 622 | 5 | Commercial NAICS Cogen | IC | DFO | DFO | EPE | M | barrels | 0 | 0 | 0 | 0 | 7 | 5 | 3 | 0 | 0 | 0 | 193 | 0 | 0 | 0 | 0 | 0 | 5 | 5 | 1 | 0 | 0 | 0 | 145 | 0 | 0 | 0 | 0 | 0 | 5.82 | 5.82 | 5.82 | 0 | 0 | 0 | 6 | 0 | 0 | 0 | 0 | 0 | 41 | 29 | 17 | 0 | 0 | 0 | 1158 | 0 | 0 | 0 | 0 | 0 | 27 | 29 | 7 | 0 | 0 | 0 | 867 | 0 | 0 | 0 | 0 | 0 | 4 | 6 | 1 | 0 | 0 | 0 | 127 | 0 | 208 | 156 | 1245 | 930 | 138 | 2020
Vintage1987 | natural gas peaker | FALSE | 27378.50241.TX.IC | 50241 | Y | . | Tenet Hospital | Tenet Hospital Ltd | 27378 | TX | WSC | TRE |  | 622 | 5 | Commercial NAICS Cogen | IC | NG | NG | EPE | M | mcf | 0 | 0 | 0 | 0 | 0 | 0 | 0 | 0 | 0 | 0 | 0 | 0 | 0 | 0 | 0 | 0 | 0 | 0 | 0 | 0 | 0 | 0 | 0 | 0 | 0 | 0 | 0 | 0 | 0 | 0 | 0 | 0 | 0 | 0 | 0 | 0 | 0 | 0 | 0 | 0 | 0 | 0 | 0 | 0 | 0 | 0 | 0 | 0 | 0 | 0 | 0 | 0 | 0 | 0 | 0 | 0 | 0 | 0 | 0 | 0 | 0 | 0 | 0 | 0 | 0 | 0 | 0 | 0 | 0 | 0 | 0 | 0 | 0 | 0 | 0 | 0 | 0 | 2020
Vintage2001 | hard coal | TRUE | 9303.50243.ME.GT | 50243 | N | . | Bucksport Generation LLC | Bucksport Generation LLC | 9303 | ME | NEW | NPCC |  | 22 | 2 | NAICS-22 Non-Cogen | GT | BIT | COL | ISNE | M | short tons | . | 0 | 0 | 0 | . | . | . | . | . | . | 0 | 0 | . | 0 | 0 | 0 | . | . | . | . | . | . | 0 | 0 | . | 0 | 0 | 0 | . | . | . | . | . | . | 0 | 0 | . | 0 | 0 | 0 | . | . | . | . | . | . | 0 | 0 | . | 0 | 0 | 0 | . | . | . | . | . | . | 0 | 0 | . | 0 | 0 | 0 | . | . | . | . | . | . | 0 | 0 | 0 | 0 | 0 | 0 | 0 | 2020
Vintage2001 | petroleum | TRUE | 9303.50243.ME.GT | 50243 | N | . | Bucksport Generation LLC | Bucksport Generation LLC | 9303 | ME | NEW | NPCC |  | 22 | 2 | NAICS-22 Non-Cogen | GT | DFO | DFO | ISNE | M | barrels | 0 | 0 | 0 | 0 | 0 | 0 | 659 | 0 | 0 | 0 | 0 | 0 | 0 | 0 | 0 | 0 | 0 | 0 | 659 | 0 | 0 | 0 | 0 | 0 | 0 | 0 | 0 | 0 | 0 | 0 | 5.82 | 0 | 0 | 0 | 0 | 0 | 0 | 0 | 0 | 0 | 0 | 0 | 3835 | 0 | 0 | 0 | 0 | 0 | 0 | 0 | 0 | 0 | 0 | 0 | 3835 | 0 | 0 | 0 | 0 | 0 | 0 | 0 | 0 | 0 | 0 | 0 | 311.947 | 0 | 0 | 0 | 0 | 0 | 659 | 659 | 3835 | 3835 | 311.947 | 2020
Vintage2001 | natural gas peaker | TRUE | 9303.50243.ME.GT | 50243 | N | . | Bucksport Generation LLC | Bucksport Generation LLC | 9303 | ME | NEW | NPCC |  | 22 | 2 | NAICS-22 Non-Cogen | GT | NG | NG | ISNE | M | mcf | 1703 | 0 | 0 | 0 | 4217 | 144 | 10638 | 11177 | 10257 | 1562 | 0 | 0 | 1703 | 0 | 0 | 0 | 4217 | 144 | 10638 | 11177 | 10257 | 1562 | 0 | 0 | 1.04 | 0 | 0 | 0 | 1.034 | 1.038 | 1.031 | 1.011 | 1.033 | 1.027 | 0 | 0 | 1771 | 0 | 0 | 0 | 4360 | 149 | 10968 | 11300 | 10595 | 1604 | 0 | 0 | 1771 | 0 | 0 | 0 | 4360 | 149 | 10968 | 11300 | 10595 | 1604 | 0 | 0 | 143 | 0 | 0 | 0 | 344 | 2 | 892.053 | 934 | 819 | 124 | 0 | 0 | 39698 | 39698 | 40747 | 40747 | 3258.053 | 2020
Vintage2001 | petroleum | TRUE | 9303.50243.ME.GT | 50243 | N | . | Bucksport Generation LLC | Bucksport Generation LLC | 9303 | ME | NEW | NPCC |  | 22 | 2 | NAICS-22 Non-Cogen | GT | RFO | RFO | ISNE | M | barrels | 0 | 0 | 0 | 0 | . | . | . | . | . | . | 0 | 0 | 0 | 0 | 0 | 0 | . | . | . | . | . | . | 0 | 0 | 0 | 0 | 0 | 0 | . | . | . | . | . | . | 0 | 0 | 0 | 0 | 0 | 0 | . | . | . | . | . | . | 0 | 0 | 0 | 0 | 0 | 0 | . | . | . | . | . | . | 0 | 0 | 0 | 0 | 0 | 0 | . | . | . | . | . | . | 0 | 0 | 0 | 0 | 0 | 0 | 0 | 2020
Vintage1979 | hard coal | FALSE | 23815.50244.NC.ST | 50244 | Y | . | Canton North Carolina | Blue Ridge Paper Products Inc | 23815 | NC | SAT | SERC |  | 322122 | 7 | Industrial NAICS Cogen | ST | BIT | COL | CPLE | M | short tons | 21113 | 20308 | 19195 | 18856 | 17478 | 15177 | 16066 | 17823 | 13093 | 19616 | 20405 | 22111 | 1906 | 1857 | 1749 | 1760 | 1507 | 1234 | 1288 | 1504 | 1097 | 1693 | 1848 | 2072 | 27.651 | 27.333 | 27.445 | 26.988 | 27.864 | 27.794 | 27.748 | 27.96 | 28.173 | 28.025 | 27.9 | 27.729 | 583796 | 555079 | 526807 | 508886 | 487007 | 421830 | 445799 | 498331 | 368869 | 549738 | 569300 | 613116 | 52707 | 50760 | 47988 | 47505 | 41995 | 34296 | 35752 | 42055 | 30911 | 47444 | 51569 | 57446 | 9577.475 | 9223.607 | 8719.967 | 8632.151 | 7631.023 | 6231.984 | 6496.506 | 7641.957 | 5616.843 | 8621.2 | 9370.73 | 10438.559 | 221241 | 19515 | 6128558 | 540428 | 98202.002 | 2020
Vintage1979 | biomass | FALSE | 23815.50244.NC.ST | 50244 | Y | . | Canton North Carolina | Blue Ridge Paper Products Inc | 23815 | NC | SAT | SERC |  | 322122 | 7 | Industrial NAICS Cogen | ST | BLQ | WWW | CPLE | M | short tons | 79804 | 74798 | 83129 | 75074 | 73069 | 65915 | 75231 | 75623 | 45320 | 72161 | 75003 | 78669 | 7205 | 6840 | 7572 | 7008 | 6301 | 5359 | 6033 | 6382 | 3798 | 6228 | 6794 | 7371 | 10 | 10 | 10 | 10 | 10 | 10 | 10 | 10 | 10 | 10 | 10 | 10 | 798040 | 747980 | 831290 | 750740 | 730690 | 659150 | 752310 | 756230 | 453200 | 721610 | 750030 | 786690 | 72050 | 68400 | 75724 | 70082 | 63008 | 53591 | 60333 | 63820 | 37978 | 62278 | 67940 | 73709 | 13092.267 | 12429.005 | 13759.924 | 12734.688 | 11449.348 | 9738.087 | 10963.199 | 11596.863 | 6900.966 | 11316.554 | 12345.574 | 13393.732 | 873796 | 76891 | 8737960 | 768913 | 139720.21 | 2020
Vintage1979 | petroleum | FALSE | 23815.50244.NC.ST | 50244 | Y | . | Canton North Carolina | Blue Ridge Paper Products Inc | 23815 | NC | SAT | SERC |  | 322122 | 7 | Industrial NAICS Cogen | ST | DFO | DFO | CPLE | M | barrels | 0 | 0 | 0 | 0 | 0 | 0 | 0 | 0 | 3699 | 7865 | 4400 | 4553 | 0 | 0 | 0 | 0 | 0 | 0 | 0 | 0 | 310 | 679 | 398 | 427 | 0 | 0 | 0 | 0 | 0 | 0 | 0 | 0 | 5.817 | 5.817 | 5.817 | 5.817 | 0 | 0 | 0 | 0 | 0 | 0 | 0 | 0 | 21517 | 45751 | 25595 | 26485 | 0 | 0 | 0 | 0 | 0 | 0 | 0 | 0 | 1803 | 3948 | 2318 | 2481 | 0 | 0 | 0 | 0 | 0 | 0 | 0 | 0 | 327.645 | 717.479 | 421.293 | 450.915 | 20517 | 1814 | 119348 | 10550 | 1917.332 | 2020
Vintage1979 | petroleum | FALSE | 23815.50244.NC.ST | 50244 | Y | . | Canton North Carolina | Blue Ridge Paper Products Inc | 23815 | NC | SAT | SERC |  | 322122 | 7 | Industrial NAICS Cogen | ST | KER | WOO | CPLE | M | barrels | 0 | 0 | 0 | 0 | 0 | 0 | 0 | 0 | 0 | 0 | 0 | 0 | 0 | 0 | 0 | 0 | 0 | 0 | 0 | 0 | 0 | 0 | 0 | 0 | 0 | 0 | 0 | 0 | 0 | 0 | 0 | 0 | 0 | 0 | 0 | 0 | 0 | 0 | 0 | 0 | 0 | 0 | 0 | 0 | 0 | 0 | 0 | 0 | 0 | 0 | 0 | 0 | 0 | 0 | 0 | 0 | 0 | 0 | 0 | 0 | 0 | 0 | 0 | 0 | 0 | 0 | 0 | 0 | 0 | 0 | 0 | 0 | 0 | 0 | 0 | 0 | 0 | 2020
Vintage1979 | natural gas steam turbine | FALSE | 23815.50244.NC.ST | 50244 | Y | . | Canton North Carolina | Blue Ridge Paper Products Inc | 23815 | NC | SAT | SERC |  | 322122 | 7 | Industrial NAICS Cogen | ST | NG | NG | CPLE | M | mcf | 293964 | 279780 | 284203 | 262223 | 302212 | 258382 | 279455 | 272806 | 214957 | 261120 | 273495 | 298060 | 26540 | 25584 | 25889 | 24479 | 26060 | 21007 | 22412 | 23023 | 18014 | 22536 | 24774 | 27926 | 1.032 | 1.032 | 1.032 | 1.032 | 1.032 | 1.032 | 1.032 | 1.032 | 1.032 | 1.032 | 1.032 | 1.032 | 303371 | 288733 | 293297 | 270614 | 311883 | 266650 | 288398 | 281536 | 221836 | 269476 | 282247 | 307598 | 27389 | 26403 | 26717 | 25262 | 26894 | 21679 | 23129 | 23760 | 18590 | 23257 | 25567 | 28820 | 4976.959 | 4797.806 | 4854.806 | 4590.386 | 4886.962 | 3939.411 | 4202.735 | 4317.38 | 3377.935 | 4226.019 | 4645.813 | 5236.986 | 3280657 | 288244 | 3385639 | 297467 | 54053.198 | 2020
Vintage1979 | other | FALSE | 23815.50244.NC.ST | 50244 | Y | . | Canton North Carolina | Blue Ridge Paper Products Inc | 23815 | NC | SAT | SERC |  | 322122 | 7 | Industrial NAICS Cogen | ST | PG | WOO | CPLE | M | mcf | 0 | 0 | 0 | 0 | 0 | 0 | 0 | 0 | 0 | 0 | 0 | 0 | 0 | 0 | 0 | 0 | 0 | 0 | 0 | 0 | 0 | 0 | 0 | 0 | 0 | 0 | 0 | 0 | 0 | 0 | 0 | 0 | 0 | 0 | 0 | 0 | 0 | 0 | 0 | 0 | 0 | 0 | 0 | 0 | 0 | 0 | 0 | 0 | 0 | 0 | 0 | 0 | 0 | 0 | 0 | 0 | 0 | 0 | 0 | 0 | 0 | 0 | 0 | 0 | 0 | 0 | 0 | 0 | 0 | 0 | 0 | 0 | 0 | 0 | 0 | 0 | 0 | 2020
Vintage1979 | petroleum | FALSE | 23815.50244.NC.ST | 50244 | Y | . | Canton North Carolina | Blue Ridge Paper Products Inc | 23815 | NC | SAT | SERC |  | 322122 | 7 | Industrial NAICS Cogen | ST | RFO | RFO | CPLE | M | barrels | 7352 | 5633 | 2928 | 2617 | 2140 | 4754 | 4567 | 4225 | 0 | 0 | 0 | 0 | 664 | 515 | 267 | 244 | 184 | 386 | 366 | 357 | 0 | 0 | 0 | 0 | 5.817 | 5.817 | 5.817 | 5.817 | 5.817 | 5.817 | 5.817 | 5.817 | 0 | 0 | 0 | 0 | 42767 | 32767 | 17032 | 15223 | 12448 | 27654 | 26566 | 24577 | 0 | 0 | 0 | 0 | 3861 | 2996 | 1551 | 1421 | 1073 | 2248 | 2131 | 2074 | 0 | 0 | 0 | 0 | 701.608 | 544.484 | 281.925 | 258.227 | 195.056 | 408.552 | 387.142 | 376.888 | 0 | 0 | 0 | 0 | 34216 | 2983 | 199034 | 17355 | 3153.882 | 2020
Vintage1979 | biomass | FALSE | 23815.50244.NC.ST | 50244 | Y | . | Canton North Carolina | Blue Ridge Paper Products Inc | 23815 | NC | SAT | SERC |  | 322122 | 7 | Industrial NAICS Cogen | ST | WDS | WWW | CPLE | M | short tons | 8560 | 6439 | 7283 | 7487 | 4483 | 6716 | 7337 | 7612 | 8137 | 6191 | 5628 | 8197 | 773 | 589 | 663 | 699 | 387 | 546 | 588 | 642 | 682 | 534 | 510 | 768 | 9.02 | 9.02 | 9.02 | 9.02 | 9.02 | 9.02 | 9.02 | 9.02 | 9.02 | 9.02 | 9.02 | 9.02 | 77211 | 58080 | 65693 | 67533 | 40437 | 60578 | 66180 | 68660 | 73396 | 55843 | 50765 | 73937 | 6971 | 5311 | 5984 | 6304 | 3487 | 4925 | 5307 | 5794 | 6150 | 4819 | 4598 | 6928 | 1266.691 | 965.098 | 1087.378 | 1145.548 | 633.611 | 894.966 | 964.418 | 1052.912 | 1117.611 | 875.748 | 835.59 | 1258.808 | 84070 | 7381 | 758313 | 66578 | 12098.379 | 2020
Vintage1981 | hard coal | FALSE | 9401.50250.FL.ST | 50250 | Y | . | International Paper Pensacola | International Paper Co-Pensacola | 9401 | FL | SAT | SERC |  | 322122 | 7 | Industrial NAICS Cogen | ST | BIT | COL | SOCO | A | short tons | 0 | 0 | 0 | 0 | 0 | 0 | 0 | 0 | 0 | 0 | 0 | 0 | 0 | 0 | 0 | 0 | 0 | 0 | 0 | 0 | 0 | 0 | 0 | 0 | 0 | 0 | 0 | 0 | 0 | 0 | 0 | 0 | 0 | 0 | 0 | 0 | 0 | 0 | 0 | 0 | 0 | 0 | 0 | 0 | 0 | 0 | 0 | 0 | 0 | 0 | 0 | 0 | 0 | 0 | 0 | 0 | 0 | 0 | 0 | 0 | 0 | 0 | 0 | 0 | 0 | 0 | 0 | 0 | 0 | 0 | 0 | 0 | 0 | 0 | 0 | 0 | 0 | 2020
Vintage1981 | biomass | FALSE | 9401.50250.FL.ST | 50250 | Y | . | International Paper Pensacola | International Paper Co-Pensacola | 9401 | FL | SAT | SERC |  | 322122 | 7 | Industrial NAICS Cogen | ST | BLQ | WWW | SOCO | AM | short tons | 84732 | 81442 | 85134 | 78712 | 81959 | 81790 | 73878 | 76433 | 23665 | 64667 | 77809 | 81235 | 9262 | 8831 | 8691 | 8179 | 8285 | 8284 | 7932 | 8216 | 2488 | 7147 | 8283 | 9117 | 12 | 12 | 12 | 12 | 12 | 12 | 12 | 12 | 12 | 12 | 12 | 12 | 1016784 | 977304 | 1021608 | 944544 | 983508 | 981480 | 886536 | 917196 | 283980 | 776004 | 933708 | 974820 | 111143 | 105972 | 104293 | 98145 | 99420 | 99406 | 95187 | 98588 | 29859 | 85760 | 99399 | 109400 | 25184.213 | 24012.498 | 23632.181 | 22239.041 | 22527.888 | 22524.804 | 21568.79 | 22339.374 | 6765.789 | 19432.777 | 22523.112 | 24789.375 | 891456 | 94715 | 10697472 | 1136572 | 257539.84 | 2020
Vintage1981 | petroleum | FALSE | 9401.50250.FL.ST | 50250 | Y | . | International Paper Pensacola | International Paper Co-Pensacola | 9401 | FL | SAT | SERC |  | 322122 | 7 | Industrial NAICS Cogen | ST | DFO | DFO | SOCO | A | barrels | 0 | 0 | 0 | 0 | 0 | 0 | 0 | 0 | 0 | 0 | 0 | 0 | 0 | 0 | 0 | 0 | 0 | 0 | 0 | 0 | 0 | 0 | 0 | 0 | 0 | 0 | 0 | 0 | 0 | 0 | 0 | 0 | 0 | 0 | 0 | 0 | 0 | 0 | 0 | 0 | 0 | 0 | 0 | 0 | 0 | 0 | 0 | 0 | 0 | 0 | 0 | 0 | 0 | 0 | 0 | 0 | 0 | 0 | 0 | 0 | 0 | 0 | 0 | 0 | 0 | 0 | 0 | 0 | 0 | 0 | 0 | 0 | 0 | 0 | 0 | 0 | 0 | 2020
Vintage1981 | natural gas steam turbine | FALSE | 9401.50250.FL.ST | 50250 | Y | . | International Paper Pensacola | International Paper Co-Pensacola | 9401 | FL | SAT | SERC |  | 322122 | 7 | Industrial NAICS Cogen | ST | NG | NG | SOCO | AM | mcf | 359247 | 297434 | 323545 | 308793 | 322665 | 286207 | 341909 | 335636 | 260254 | 368824 | 305409 | 408500 | 39269 | 32252 | 33030 | 32086 | 32617 | 28988 | 36711 | 36077 | 27364 | 40761 | 32513 | 45844 | 1 | 1 | 1 | 1 | 1 | 1 | 1 | 1 | 1 | 1 | 1 | 1 | 359247 | 297434 | 323545 | 308793 | 322665 | 286207 | 341909 | 335636 | 260254 | 368824 | 305409 | 408500 | 39269 | 32252 | 33030 | 32086 | 32617 | 28988 | 36711 | 36077 | 27364 | 40761 | 32513 | 45844 | 8898.009 | 7307.996 | 7484.352 | 7270.45 | 7390.851 | 6568.403 | 8318.403 | 8174.804 | 6200.519 | 9236.13 | 7367.144 | 10388.031 | 3918423 | 417512 | 3918423 | 417512 | 94605.092 | 2020
Vintage1981 | biomass | FALSE | 9401.50250.FL.ST | 50250 | Y | . | International Paper Pensacola | International Paper Co-Pensacola | 9401 | FL | SAT | SERC |  | 322122 | 7 | Industrial NAICS Cogen | ST | WDS | WWW | SOCO | AM | short tons | 26028 | 26177 | 26583 | 32733 | 36199 | 39835 | 32261 | 34685 | 14804 | 28932 | 32951 | 19248 | 2845 | 2838 | 2714 | 3401 | 3659 | 4035 | 3464 | 3728 | 1557 | 3197 | 3508 | 2160 | 12.5 | 12.5 | 12.5 | 12.5 | 12.5 | 12.5 | 12.5 | 12.5 | 12.5 | 12.5 | 12.5 | 12.5 | 325350 | 327213 | 332288 | 409163 | 452488 | 497938 | 403263 | 433563 | 185050 | 361650 | 411888 | 240600 | 35563 | 35481 | 33922 | 42515 | 45741 | 50432 | 43298 | 46603 | 19457 | 39968 | 43848 | 27002 | 8058.431 | 8039.658 | 7686.587 | 9633.624 | 10364.52 | 11427.583 | 9811.09 | 10559.918 | 4408.793 | 9056.478 | 9935.642 | 6118.385 | 350436 | 37106 | 4380454 | 463830 | 105100.71 | 2020
Vintage2011 | hard coal | FALSE | 56187.50251.MI.ST | 50251 | Y | . | Verso Paper Quinnesec Mich Mill | Verso Paper - Quinnesec | 56187 | MI | ENC | RFC |  | 322 | 7 | Industrial NAICS Cogen | ST | BIT | COL | MISO | AM | short tons | 22 | 34 | 13 | 35 | 0 | 68 | 3 | 39 | 89 | 39 | 0 | 0 | 3 | 6 | 2 | 6 | 0 | 13 | 1 | 8 | 17 | 6 | 0 | 0 | 25 | 25 | 25 | 25 | 0 | 25 | 25 | 25 | 25 | 25 | 0 | 0 | 550 | 850 | 325 | 875 | 0 | 1700 | 75 | 975 | 2225 | 975 | 0 | 0 | 84 | 161 | 58 | 157 | 0 | 335 | 15 | 195 | 429 | 158 | 0 | 0 | 12.282 | 23.58 | 8.539 | 22.942 | 0 | 48.991 | 2.2 | 28.469 | 62.793 | 23.133 | 0 | 0 | 342 | 62 | 8550 | 1592 | 232.929 | 2020
Vintage2011 | biomass | FALSE | 56187.50251.MI.ST | 50251 | Y | . | Verso Paper Quinnesec Mich Mill | Verso Paper - Quinnesec | 56187 | MI | ENC | RFC |  | 322 | 7 | Industrial NAICS Cogen | ST | BLQ | WWW | MISO | AM | short tons | 62507 | 65145 | 67298 | 61657 | 32356 | 34070 | 62335 | 60932 | 62785 | 60944 | 61686 | 49887 | 9537 | 12348 | 12082 | 11046 | 5860 | 6709 | 12496 | 12156 | 12107 | 9880 | 12647 | 9897 | 10.9 | 10.9 | 10.9 | 10.9 | 10.9 | 10.9 | 10.9 | 10.9 | 10.9 | 10.9 | 10.9 | 10.9 | 681326 | 710081 | 733548 | 672061 | 352680 | 371363 | 679452 | 664159 | 684357 | 664290 | 672377 | 543768 | 103956 | 134598 | 131695 | 120400 | 63874 | 73125 | 136207 | 132505 | 131965 | 107692 | 137849 | 107880 | 15214.255 | 19698.796 | 19273.99 | 17620.95 | 9348.202 | 10702.063 | 19934.335 | 19392.504 | 19313.465 | 15760.969 | 20174.608 | 15788.621 | 681602 | 126765 | 7429462 | 1381746 | 202222.76 | 2020
Vintage2011 | natural gas steam turbine | FALSE | 56187.50251.MI.ST | 50251 | Y | . | Verso Paper Quinnesec Mich Mill | Verso Paper - Quinnesec | 56187 | MI | ENC | RFC |  | 322 | 7 | Industrial NAICS Cogen | ST | NG | NG | MISO | AM | mcf | 79889 | 72158 | 74076 | 55309 | 98756 | 74220 | 55352 | 39435 | 57786 | 90399 | 19953 | 83683 | 12189 | 13678 | 13299 | 9909 | 17886 | 14615 | 11096 | 7867 | 11143 | 14655 | 4091 | 16602 | 1.01 | 1.01 | 1.01 | 1.01 | 1.01 | 1.01 | 1.01 | 1.01 | 1.01 | 1.01 | 1.049 | 1.01 | 80688 | 72880 | 74817 | 55862 | 99744 | 74962 | 55906 | 39829 | 58364 | 91303 | 20931 | 84520 | 12311 | 13815 | 13432 | 10008 | 18065 | 14761 | 11207 | 7946 | 11254 | 14802 | 4291 | 16768 | 1801.789 | 2021.799 | 1965.811 | 1464.663 | 2643.818 | 2160.286 | 1640.204 | 1162.961 | 1647.107 | 2166.259 | 628.023 | 2454.081 | 801016 | 147030 | 809806 | 148660 | 21756.801 | 2020
Vintage2011 | biomass | FALSE | 56187.50251.MI.ST | 50251 | Y | . | Verso Paper Quinnesec Mich Mill | Verso Paper - Quinnesec | 56187 | MI | ENC | RFC |  | 322 | 7 | Industrial NAICS Cogen | ST | WDS | WWW | MISO | AM | short tons | 33962 | 36573 | 34814 | 39301 | 30192 | 27190 | 30569 | 28965 | 29246 | 25013 | 32580 | 30329 | 5182 | 6933 | 6250 | 7041 | 5468 | 5354 | 6128 | 5779 | 5640 | 4055 | 6679 | 6017 | 8.7 | 8.7 | 8.7 | 8.7 | 8.7 | 8.7 | 8.7 | 8.7 | 8.7 | 8.7 | 8.7 | 8.7 | 295469 | 318185 | 302882 | 341919 | 262670 | 236553 | 265950 | 251996 | 254440 | 217613 | 283446 | 263862 | 45082 | 60313 | 54377 | 61255 | 47573 | 46580 | 53314 | 50275 | 49064 | 35278 | 58111 | 52349 | 6597.935 | 8826.976 | 7958.224 | 8964.855 | 6962.382 | 6817.063 | 7802.679 | 7357.915 | 7180.646 | 5163.1 | 8504.765 | 7661.391 | 378734 | 70526 | 3294985 | 613571 | 89797.931 | 2020
Vintage1985 | hydro | TRUE | 57280.50252.MN.HY | 50252 | N | . | Sartell Dam | Eagle Creek Renewable Energy, LLC | 57280 | MN | WNC | MRO |  | 22 | 2 | NAICS-22 Non-Cogen | HY | WAT | HYC | MISO | A |  | 0 | 0 | 0 | 0 | 0 | 0 | 0 | 0 | 0 | 0 | 0 | 0 | 0 | 0 | 0 | 0 | 0 | 0 | 0 | 0 | 0 | 0 | 0 | 0 | 0 | 0 | 0 | 0 | 0 | 0 | 0 | 0 | 0 | 0 | 0 | 0 | 41459 | 37583 | 30574 | 40610 | 30862 | 32692 | 27397 | 21589 | 13513 | 15128 | 20235 | 20785 | 41459 | 37583 | 30574 | 40610 | 30862 | 32692 | 27397 | 21589 | 13513 | 15128 | 20235 | 20785 | 4728.929 | 4286.926 | 3487.37 | 4632.189 | 3520.239 | 3728.947 | 3125.004 | 2462.537 | 1541.391 | 1725.513 | 2308.078 | 2370.877 | 0 | 0 | 332427 | 332427 | 37918 | 2020
Vintage1966 | biomass | FALSE | 55771.50254.NC.ST | 50254 | Y | . | KapStone Kraft Paper Corp | KapStone Kraft Paper Corp | 55771 | NC | SAT | SERC |  | 32213 | 7 | Industrial NAICS Cogen | ST | AB | ORW | PJM | M | short tons | 0 | 0 | 0 | 0 | 0 | 0 | 0 | 0 | 0 | 0 | 0 | 0 | 0 | 0 | 0 | 0 | 0 | 0 | 0 | 0 | 0 | 0 | 0 | 0 | 0 | 0 | 0 | 0 | 0 | 0 | 0 | 0 | 0 | 0 | 0 | 0 | 0 | 0 | 0 | 0 | 0 | 0 | 0 | 0 | 0 | 0 | 0 | 0 | 0 | 0 | 0 | 0 | 0 | 0 | 0 | 0 | 0 | 0 | 0 | 0 | 0 | 0 | 0 | 0 | 0 | 0 | 0 | 0 | 0 | 0 | 0 | 0 | 0 | 0 | 0 | 0 | 0 | 2020
Vintage1966 | hard coal | FALSE | 55771.50254.NC.ST | 50254 | Y | . | KapStone Kraft Paper Corp | KapStone Kraft Paper Corp | 55771 | NC | SAT | SERC |  | 32213 | 7 | Industrial NAICS Cogen | ST | BIT | COL | PJM | M | short tons | 8662 | 5484 | 4621 | 5230 | 5024 | 4559 | 4093 | 5013 | 4460 | 4954 | 5692 | 7117 | 763 | 445 | 384 | 450 | 428 | 379 | 337 | 431 | 372 | 420 | 502 | 610 | 25.6 | 25.6 | 25.6 | 25.6 | 25.6 | 25.6 | 25.6 | 25.6 | 25.6 | 25.6 | 25.6 | 25.6 | 221747 | 140390 | 118298 | 133888 | 128614 | 116710 | 104781 | 128333 | 114176 | 126822 | 145715 | 182195 | 19529 | 11391 | 9837 | 11510 | 10947 | 9705 | 8618 | 11042 | 9524 | 10743 | 12848 | 15619 | 4211.969 | 2456.749 | 2121.507 | 2482.489 | 2360.879 | 2093.164 | 1858.61 | 2381.421 | 2054.142 | 2317.034 | 2770.966 | 3368.677 | 64909 | 5521 | 1661669 | 141313 | 30477.607 | 2020
Vintage1966 | biomass | FALSE | 55771.50254.NC.ST | 50254 | Y | . | KapStone Kraft Paper Corp | KapStone Kraft Paper Corp | 55771 | NC | SAT | SERC |  | 32213 | 7 | Industrial NAICS Cogen | ST | BLQ | WWW | PJM | M | short tons | 53800 | 48591 | 47643 | 44788 | 49255 | 47165 | 38272 | 43953 | 49787 | 52112 | 50897 | 53564 | 4738 | 3943 | 3962 | 3850 | 4192 | 3922 | 3148 | 3782 | 4153 | 4414 | 4488 | 4592 | 12.1 | 12.1 | 12.1 | 12.1 | 12.1 | 12.1 | 12.1 | 12.1 | 12.1 | 12.1 | 12.1 | 12.1 | 650980 | 587951 | 576480 | 541935 | 595986 | 570697 | 463091 | 531831 | 602423 | 630555 | 615854 | 648124 | 57332 | 47705 | 47935 | 46590 | 50725 | 47457 | 38087 | 45759 | 50253 | 53415 | 54301 | 55563 | 12365.013 | 10288.798 | 10338.395 | 10048.303 | 10940.062 | 10235.263 | 8214.348 | 9868.981 | 10838.193 | 11520.188 | 11711.269 | 11983.42 | 579827 | 49184 | 7015907 | 595122 | 128352.23 | 2020
Vintage1966 | petroleum | FALSE | 55771.50254.NC.ST | 50254 | Y | . | KapStone Kraft Paper Corp | KapStone Kraft Paper Corp | 55771 | NC | SAT | SERC |  | 32213 | 7 | Industrial NAICS Cogen | ST | DFO | DFO | PJM | M | barrels | 25 | 80 | 86 | 72 | 92 | 101 | 90 | 143 | 117 | 179 | 151 | 154 | 2 | 7 | 7 | 6 | 8 | 8 | 7 | 12 | 10 | 15 | 13 | 13 | 6.3 | 6.3 | 6.3 | 6.3 | 6.3 | 6.3 | 6.3 | 6.3 | 6.3 | 6.3 | 6.3 | 6.3 | 158 | 504 | 542 | 454 | 580 | 636 | 567 | 901 | 737 | 1128 | 951 | 970 | 14 | 41 | 45 | 39 | 49 | 53 | 47 | 78 | 61 | 96 | 84 | 83 | 2.992 | 8.82 | 9.716 | 8.41 | 10.639 | 11.412 | 10.057 | 16.718 | 13.261 | 20.603 | 18.09 | 17.938 | 1290 | 108 | 8128 | 690 | 148.656 | 2020
Vintage1966 | natural gas steam turbine | FALSE | 55771.50254.NC.ST | 50254 | Y | . | KapStone Kraft Paper Corp | KapStone Kraft Paper Corp | 55771 | NC | SAT | SERC |  | 32213 | 7 | Industrial NAICS Cogen | ST | NG | NG | PJM | M | mcf | 6408 | 84254 | 96834 | 116647 | 96733 | 90482 | 84665 | 93123 | 100248 | 102126 | 83964 | 124233 | 564 | 6836 | 8052 | 10028 | 8233 | 7524 | 6963 | 8012 | 8362 | 8651 | 7403 | 10650 | 1 | 1 | 1 | 1 | 1 | 1 | 1 | 1 | 1 | 1 | 1 | 1 | 6408 | 84254 | 96834 | 116647 | 96733 | 90482 | 84665 | 93123 | 100248 | 102126 | 83964 | 124233 | 564 | 6836 | 8052 | 10028 | 8233 | 7524 | 6963 | 8012 | 8362 | 8651 | 7403 | 10650 | 121.717 | 1474.395 | 1736.587 | 2162.814 | 1775.656 | 1622.766 | 1501.794 | 1728.046 | 1803.563 | 1865.833 | 1596.686 | 2296.991 | 1079717 | 91278 | 1079717 | 91278 | 19686.848 | 2020
Vintage1966 | petroleum | FALSE | 55771.50254.NC.ST | 50254 | Y | . | KapStone Kraft Paper Corp | KapStone Kraft Paper Corp | 55771 | NC | SAT | SERC |  | 32213 | 7 | Industrial NAICS Cogen | ST | RFO | RFO | PJM | M | barrels | 100 | 20 | 494 | 72 | 373 | 15 | 330 | 699 | 247 | 417 | 387 | 730 | 9 | 2 | 41 | 6 | 32 | 1 | 27 | 60 | 21 | 35 | 34 | 63 | 6.3 | 6.3 | 6.3 | 6.3 | 6.3 | 6.3 | 6.3 | 6.3 | 6.3 | 6.3 | 6.3 | 6.3 | 630 | 126 | 3112 | 454 | 2350 | 95 | 2079 | 4404 | 1556 | 2627 | 2438 | 4599 | 55 | 10 | 259 | 39 | 200 | 8 | 171 | 379 | 130 | 223 | 215 | 394 | 11.967 | 2.205 | 55.813 | 8.41 | 43.135 | 1.695 | 36.877 | 81.718 | 27.996 | 47.997 | 46.364 | 85.033 | 3884 | 331 | 24470 | 2083 | 449.21 | 2020
Vintage1966 | biomass | FALSE | 55771.50254.NC.ST | 50254 | Y | . | KapStone Kraft Paper Corp | KapStone Kraft Paper Corp | 55771 | NC | SAT | SERC |  | 32213 | 7 | Industrial NAICS Cogen | ST | WDS | WWW | PJM | M | short tons | 9848 | 15182 | 15493 | 10958 | 11962 | 13269 | 7802 | 11273 | 7409 | 11928 | 7766 | 9574 | 867 | 1232 | 1288 | 942 | 1018 | 1103 | 642 | 970 | 618 | 1010 | 685 | 821 | 8.7 | 8.7 | 8.7 | 8.7 | 8.7 | 8.7 | 8.7 | 8.7 | 8.7 | 8.7 | 8.7 | 8.7 | 85678 | 132083 | 134789 | 95335 | 104069 | 115440 | 67877 | 98075 | 64458 | 103774 | 67564 | 83294 | 7546 | 10717 | 11208 | 8196 | 8857 | 9600 | 5583 | 8438 | 5377 | 8791 | 5957 | 7141 | 1627.4 | 2311.382 | 2417.26 | 1767.65 | 1910.325 | 2070.386 | 1204.014 | 1819.941 | 1159.67 | 1895.935 | 1284.822 | 1540.051 | 132464 | 11196 | 1152436 | 97411 | 21008.836 | 2020
Vintage2006 | petroleum | FALSE | 13945.50260.MI.IC | 50260 | N | . | Beaumont Hospital Dearborn Campus | Beaumont Hospital Dearborn Campus | 13945 | MI | ENC | RFC |  | 622 | 4 | Commercial NAICS Non-Cogen | IC | DFO | DFO | MISO | A | barrels | 7 | 3 | 6 | 4 | 8 | 7 | 8 | 12 | 5 | 2 | 3 | 9 | 7 | 3 | 6 | 4 | 8 | 7 | 8 | 12 | 5 | 2 | 3 | 9 | 5.8 | 5.8 | 5.8 | 5.8 | 5.8 | 5.8 | 5.8 | 5.8 | 5.8 | 5.8 | 5.8 | 5.8 | 41 | 17 | 35 | 23 | 46 | 41 | 46 | 70 | 29 | 12 | 17 | 52 | 41 | 17 | 35 | 23 | 46 | 41 | 46 | 70 | 29 | 12 | 17 | 52 | 3.051 | 1.301 | 2.804 | 1.559 | 3.354 | 3.174 | 3.635 | 5.293 | 2.255 | 0.929 | 1.164 | 3.821 | 74 | 74 | 429 | 429 | 32.34 | 2020
Vintage2006 | natural gas peaker | FALSE | 13945.50260.MI.IC | 50260 | N | . | Beaumont Hospital Dearborn Campus | Beaumont Hospital Dearborn Campus | 13945 | MI | ENC | RFC |  | 622 | 4 | Commercial NAICS Non-Cogen | IC | NG | NG | MISO | A | mcf | 0 | 0 | 0 | 0 | 0 | 0 | 0 | 0 | 0 | 0 | 0 | 0 | 0 | 0 | 0 | 0 | 0 | 0 | 0 | 0 | 0 | 0 | 0 | 0 | 0 | 0 | 0 | 0 | 0 | 0 | 0 | 0 | 0 | 0 | 0 | 0 | 0 | 0 | 0 | 0 | 0 | 0 | 0 | 0 | 0 | 0 | 0 | 0 | 0 | 0 | 0 | 0 | 0 | 0 | 0 | 0 | 0 | 0 | 0 | 0 | 0 | 0 | 0 | 0 | 0 | 0 | 0 | 0 | 0 | 0 | 0 | 0 | 0 | 0 | 0 | 0 | 0 | 2020
Vintage1989 | hydro | TRUE | 40444.50261.NV.HY | 50261 | N | . | New Lahontan | Truckee-Carson Irrigation District | 40444 | NV | MTN | WECC |  | 22 | 2 | NAICS-22 Non-Cogen | HY | WAT | HYC | NEVP | A |  | 0 | 0 | 0 | 0 | 0 | 0 | 0 | 0 | 0 | 0 | 0 | 0 | 0 | 0 | 0 | 0 | 0 | 0 | 0 | 0 | 0 | 0 | 0 | 0 | 0 | 0 | 0 | 0 | 0 | 0 | 0 | 0 | 0 | 0 | 0 | 0 | 8656 | 9117 | 9485 | 10670 | 12138 | 11823 | 11979 | 12061 | 8761 | 9584 | 9342 | 8676 | 8656 | 9117 | 9485 | 10670 | 12138 | 11823 | 11979 | 12061 | 8761 | 9584 | 9342 | 8676 | 987.296 | 1039.869 | 1081.849 | 1217.092 | 1384.454 | 1348.568 | 1366.42 | 1375.692 | 999.278 | 1093.222 | 1065.641 | 989.619 | 0 | 0 | 122292 | 122292 | 13949 | 2020
Vintage1931 | hydro | TRUE | 15787.50267.CO.HY | 50267 | N | . | Redlands Water & Power | Redlands Water & Power Company | 15787 | CO | MTN | WECC |  | 22 | 2 | NAICS-22 Non-Cogen | HY | WAT | HYC | PSCO | A |  | 0 | 0 | 0 | 0 | 0 | 0 | 0 | 0 | 0 | 0 | 0 | 0 | 0 | 0 | 0 | 0 | 0 | 0 | 0 | 0 | 0 | 0 | 0 | 0 | 0 | 0 | 0 | 0 | 0 | 0 | 0 | 0 | 0 | 0 | 0 | 0 | 4679 | 4928 | 5127 | 5768 | 6561 | 6391 | 6475 | 6519 | 4735 | 5181 | 5050 | 4690 | 4679 | 4928 | 5127 | 5768 | 6561 | 6391 | 6475 | 6519 | 4735 | 5181 | 5050 | 4690 | 533.677 | 562.091 | 584.783 | 657.887 | 748.353 | 728.955 | 738.605 | 743.617 | 540.15 | 590.931 | 576.022 | 534.929 | 0 | 0 | 66104 | 66104 | 7540 | 2020
Vintage1984 | hydro | TRUE | 5914.50268.NY.HY | 50268 | N | . | Hewittville Hydroelectric | Erie Boulevard Hydropower LP | 5914 | NY | MAT | NPCC |  | 22 | 2 | NAICS-22 Non-Cogen | HY | WAT | HYC | NYIS | A |  | 0 | 0 | 0 | 0 | 0 | 0 | 0 | 0 | 0 | 0 | 0 | 0 | 0 | 0 | 0 | 0 | 0 | 0 | 0 | 0 | 0 | 0 | 0 | 0 | 0 | 0 | 0 | 0 | 0 | 0 | 0 | 0 | 0 | 0 | 0 | 0 | 8936 | 8338 | 8855 | 8684 | 9071 | 8486 | 8905 | 8733 | 8295 | 8336 | 8244 | 8709 | 8936 | 8338 | 8855 | 8684 | 9071 | 8486 | 8905 | 8733 | 8295 | 8336 | 8244 | 8709 | 1019.267 | 951.095 | 1010.062 | 990.495 | 1034.627 | 967.932 | 1015.716 | 996.101 | 946.163 | 950.835 | 940.355 | 993.352 | 0 | 0 | 103592 | 103592 | 11816 | 2020
Vintage1984 | hydro | TRUE | 5914.50269.NY.HY | 50269 | N | . | Unionville Hydro Project 2499 NY | Erie Boulevard Hydropower LP | 5914 | NY | MAT | NPCC |  | 22 | 2 | NAICS-22 Non-Cogen | HY | WAT | HYC | NYIS | A |  | 0 | 0 | 0 | 0 | 0 | 0 | 0 | 0 | 0 | 0 | 0 | 0 | 0 | 0 | 0 | 0 | 0 | 0 | 0 | 0 | 0 | 0 | 0 | 0 | 0 | 0 | 0 | 0 | 0 | 0 | 0 | 0 | 0 | 0 | 0 | 0 | 8257 | 7705 | 8182 | 8024 | 8381 | 7841 | 8228 | 8069 | 7665 | 7702 | 7618 | 8047 | 8257 | 7705 | 8182 | 8024 | 8381 | 7841 | 8228 | 8069 | 7665 | 7702 | 7618 | 8047 | 941.804 | 878.813 | 933.298 | 915.218 | 955.997 | 894.371 | 938.523 | 920.399 | 874.256 | 878.573 | 868.889 | 917.859 | 0 | 0 | 95719 | 95719 | 10918 | 2020
Vintage1988 | petroleum | TRUE | 56125.50273.MA.ST | 50273 | N | . | Pioneer Valley Resource Recovery | Community Eco Springfield LLC | 56125 | MA | NEW | NPCC |  | 22 | 2 | NAICS-22 Non-Cogen | ST | DFO | DFO | ISNE | A | barrels | 0 | 0 | 0 | 0 | 0 | 0 | 0 | 0 | 0 | 0 | 0 | 0 | 0 | 0 | 0 | 0 | 0 | 0 | 0 | 0 | 0 | 0 | 0 | 0 | 0 | 0 | 0 | 0 | 0 | 0 | 0 | 0 | 0 | 0 | 0 | 0 | 0 | 0 | 0 | 0 | 0 | 0 | 0 | 0 | 0 | 0 | 0 | 0 | 0 | 0 | 0 | 0 | 0 | 0 | 0 | 0 | 0 | 0 | 0 | 0 | 0 | 0 | 0 | 0 | 0 | 0 | 0 | 0 | 0 | 0 | 0 | 0 | 0 | 0 | 0 | 0 | 0 | 2020
Vintage1988 | municipal solid waste | TRUE | 56125.50273.MA.ST | 50273 | N | . | Pioneer Valley Resource Recovery | Community Eco Springfield LLC | 56125 | MA | NEW | NPCC |  | 22 | 2 | NAICS-22 Non-Cogen | ST | MSB | MLG | ISNE | A | short tons | 6057 | 5169 | 5738 | 5590 | 5762 | 4269 | 5544 | 5855 | 5700 | 5896 | 5759 | 5810 | 6057 | 5169 | 5738 | 5590 | 5762 | 4269 | 5544 | 5855 | 5700 | 5896 | 5759 | 5810 | 6.639 | 6.639 | 6.639 | 6.639 | 6.639 | 6.639 | 6.639 | 6.639 | 6.639 | 6.639 | 6.639 | 6.639 | 40212 | 34317 | 38095 | 37112 | 38254 | 28342 | 36807 | 38871 | 37842 | 39144 | 38234 | 38573 | 40212 | 34317 | 38095 | 37112 | 38254 | 28342 | 36807 | 38871 | 37842 | 39144 | 38234 | 38573 | 1259.508 | 1074.745 | 1193.168 | 1162.469 | 1198.07 | 887.746 | 1152.724 | 1217.447 | 1185.351 | 1226.076 | 1197.517 | 1208.028 | 67149 | 67149 | 445803 | 445803 | 13962.849 | 2020
Vintage1988 | municipal solid waste | TRUE | 56125.50273.MA.ST | 50273 | N | . | Pioneer Valley Resource Recovery | Community Eco Springfield LLC | 56125 | MA | NEW | NPCC |  | 22 | 2 | NAICS-22 Non-Cogen | ST | MSN | OTH | ISNE | A | short tons | 3873 | 3296 | 3658 | 3581 | 3691 | 2712 | 3544 | 3715 | 3670 | 3781 | 3694 | 3717 | 3873 | 3296 | 3658 | 3581 | 3691 | 2712 | 3544 | 3715 | 3670 | 3781 | 3694 | 3717 | 12.692 | 12.692 | 12.692 | 12.692 | 12.692 | 12.692 | 12.692 | 12.692 | 12.692 | 12.692 | 12.692 | 12.692 | 49156 | 41833 | 46427 | 45450 | 46846 | 34421 | 44980 | 47151 | 46580 | 47988 | 46884 | 47176 | 49156 | 41833 | 46427 | 45450 | 46846 | 34421 | 44980 | 47151 | 46580 | 47988 | 46884 | 47176 | 1539.704 | 1310.401 | 1453.948 | 1423.614 | 1467.367 | 1077.902 | 1408.78 | 1476.871 | 1458.794 | 1503.171 | 1468.342 | 1477.547 | 42932 | 42932 | 544892 | 544892 | 17066.441 | 2020
Vintage1988 | natural gas steam turbine | TRUE | 56125.50273.MA.ST | 50273 | N | . | Pioneer Valley Resource Recovery | Community Eco Springfield LLC | 56125 | MA | NEW | NPCC |  | 22 | 2 | NAICS-22 Non-Cogen | ST | NG | NG | ISNE | A | mcf | 2090 | 1646 | 729 | 843 | 594 | 1582 | 3151 | 2656 | 1546 | 1683 | 1229 | 1797 | 2090 | 1646 | 729 | 843 | 594 | 1582 | 3151 | 2656 | 1546 | 1683 | 1229 | 1797 | 1 | 1 | 1 | 1 | 1 | 1 | 1 | 1 | 1 | 1 | 1 | 1 | 2090 | 1646 | 729 | 843 | 594 | 1582 | 3151 | 2656 | 1546 | 1683 | 1229 | 1797 | 2090 | 1646 | 729 | 843 | 594 | 1582 | 3151 | 2656 | 1546 | 1683 | 1229 | 1797 | 65.442 | 51.554 | 22.836 | 26.393 | 18.608 | 49.565 | 98.68 | 83.185 | 48.421 | 52.719 | 38.501 | 56.291 | 19546 | 19546 | 19546 | 19546 | 612.195 | 2020
Vintage1988 | other | TRUE | 56125.50273.MA.ST | 50273 | N | . | Pioneer Valley Resource Recovery | Community Eco Springfield LLC | 56125 | MA | NEW | NPCC |  | 22 | 2 | NAICS-22 Non-Cogen | ST | TDF | OTH | ISNE | A | short tons | 59 | 51 | 56 | 55 | 57 | 42 | 54 | 57 | 56 | 58 | 57 | 57 | 59 | 51 | 56 | 55 | 57 | 42 | 54 | 57 | 56 | 58 | 57 | 57 | 24 | 24 | 24 | 24 | 24 | 24 | 24 | 24 | 24 | 24 | 24 | 24 | 1416 | 1224 | 1344 | 1320 | 1368 | 1008 | 1296 | 1368 | 1344 | 1392 | 1368 | 1368 | 1416 | 1224 | 1344 | 1320 | 1368 | 1008 | 1296 | 1368 | 1344 | 1392 | 1368 | 1368 | 44.69 | 38.036 | 42.202 | 41.322 | 42.592 | 31.287 | 40.891 | 42.868 | 42.343 | 43.631 | 42.62 | 42.887 | 659 | 659 | 15816 | 15816 | 495.369 | 2020
Vintage1988 | biomass | TRUE | 56125.50273.MA.ST | 50273 | N | . | Pioneer Valley Resource Recovery | Community Eco Springfield LLC | 56125 | MA | NEW | NPCC |  | 22 | 2 | NAICS-22 Non-Cogen | ST | WDS | WWW | ISNE | A | short tons | 49 | 44 | 48 | 44 | 44 | 45 | 49 | 50 | 43 | 39 | 46 | 48 | 49 | 44 | 48 | 44 | 44 | 45 | 49 | 50 | 43 | 39 | 46 | 48 | 11 | 11 | 11 | 11 | 11 | 11 | 11 | 11 | 11 | 11 | 11 | 11 | 539 | 484 | 528 | 484 | 484 | 495 | 539 | 550 | 473 | 429 | 506 | 528 | 539 | 484 | 528 | 484 | 484 | 495 | 539 | 550 | 473 | 429 | 506 | 528 | 17.131 | 15.058 | 16.432 | 15.004 | 15.091 | 15.486 | 16.741 | 17.305 | 14.726 | 13.459 | 16.005 | 16.708 | 549 | 549 | 6039 | 6039 | 189.146 | 2020
Vintage1986 | natural gas steam turbine | FALSE | 17191.50274.ID.ST | 50274 | Y | . | Simplot Leasing Don Plant | Simplot Leasing Corp | 17191 | ID | MTN | WECC |  | 325311 | 7 | Industrial NAICS Cogen | ST | NG | NG | IPCO | M | mcf | 0 | 0 | 0 | 0 | 0 | 0 | 0 | 0 | 0 | 0 | 0 | 0 | 0 | 0 | 0 | 0 | 0 | 0 | 0 | 0 | 0 | 0 | 0 | 0 | 0 | 0 | 0 | 0 | 0 | 0 | 0 | 0 | 0 | 0 | 0 | 0 | 0 | 0 | 0 | 0 | 0 | 0 | 0 | 0 | 0 | 0 | 0 | 0 | 0 | 0 | 0 | 0 | 0 | 0 | 0 | 0 | 0 | 0 | 0 | 0 | 0 | 0 | 0 | 0 | 0 | 0 | 0 | 0 | 0 | 0 | 0 | 0 | 0 | 0 | 0 | 0 | 0 | 2020
Vintage1986 | other | FALSE | 17191.50274.ID.ST | 50274 | Y | . | Simplot Leasing Don Plant | Simplot Leasing Corp | 17191 | ID | MTN | WECC |  | 325311 | 7 | Industrial NAICS Cogen | ST | WH | OTH | IPCO | M |  | 0 | 0 | 0 | 0 | 0 | 0 | 0 | 0 | 0 | 0 | 0 | 0 | 0 | 0 | 0 | 0 | 0 | 0 | 0 | 0 | 0 | 0 | 0 | 0 | 0 | 0 | 0 | 0 | 0 | 0 | 0 | 0 | 0 | 0 | 0 | 0 | 56512 | 55811 | 49306 | 51103 | 46000 | 50954 | 47491 | 34454 | 30001 | 36199 | 0 | 5155 | 56512 | 55811 | 49306 | 51103 | 46000 | 50954 | 47491 | 34454 | 30001 | 36199 | 0 | 5155 | 6446 | 6366 | 5624 | 5829 | 5247 | 5812 | 5417 | 3930 | 3422 | 4129 | 0 | 588 | 0 | 0 | 462986 | 462986 | 52810 | 2020
Vintage1983 | hard coal | FALSE | 14465.50275.VA.ST | 50275 | Y | . | Park 500 Philip Morris USA | Philip Morris USA - Park 500 | 14465 | VA | SAT | SERC |  | 312 | 7 | Industrial NAICS Cogen | ST | BIT | COL | PJM | A | short tons | 0 | 0 | 0 | 0 | 0 | 0 | 0 | 0 | 0 | 0 | 0 | 0 | 0 | 0 | 0 | 0 | 0 | 0 | 0 | 0 | 0 | 0 | 0 | 0 | 0 | 0 | 0 | 0 | 0 | 0 | 0 | 0 | 0 | 0 | 0 | 0 | 0 | 0 | 0 | 0 | 0 | 0 | 0 | 0 | 0 | 0 | 0 | 0 | 0 | 0 | 0 | 0 | 0 | 0 | 0 | 0 | 0 | 0 | 0 | 0 | 0 | 0 | 0 | 0 | 0 | 0 | 0 | 0 | 0 | 0 | 0 | 0 | 0 | 0 | 0 | 0 | 0 | 2020
Vintage1983 | petroleum | FALSE | 14465.50275.VA.ST | 50275 | Y | . | Park 500 Philip Morris USA | Philip Morris USA - Park 500 | 14465 | VA | SAT | SERC |  | 312 | 7 | Industrial NAICS Cogen | ST | DFO | DFO | PJM | AM | barrels | 0 | 0 | 0 | 0 | 0 | 0 | 0 | 0 | 0 | 0 | 0 | 0 | 0 | 0 | 0 | 0 | 0 | 0 | 0 | 0 | 0 | 0 | 0 | 0 | 0 | 0 | 0 | 0 | 0 | 0 | 0 | 0 | 0 | 0 | 0 | 0 | 0 | 0 | 0 | 0 | 0 | 0 | 0 | 0 | 0 | 0 | 0 | 0 | 0 | 0 | 0 | 0 | 0 | 0 | 0 | 0 | 0 | 0 | 0 | 0 | 0 | 0 | 0 | 0 | 0 | 0 | 0 | 0 | 0 | 0 | 0 | 0 | 0 | 0 | 0 | 0 | 0 | 2020
Vintage1983 | natural gas steam turbine | FALSE | 14465.50275.VA.ST | 50275 | Y | . | Park 500 Philip Morris USA | Philip Morris USA - Park 500 | 14465 | VA | SAT | SERC |  | 312 | 7 | Industrial NAICS Cogen | ST | NG | NG | PJM | AM | mcf | 91839 | 39999 | 72876 | 0 | 56638 | 72255 | 74389 | 69874 | 0 | 73469 | 58748 | 0 | 30262 | 11975 | 27765 | 0 | 17551 | 23918 | 23260 | 22123 | 0 | 24129 | 14584 | 0 | 1.02 | 1.02 | 1.02 | 0 | 1.02 | 1.02 | 1.02 | 1.02 | 0 | 1.02 | 1.02 | 0 | 93676 | 40799 | 74334 | 0 | 57771 | 73700 | 75877 | 71271 | 0 | 74938 | 59923 | 0 | 30867 | 12215 | 28320 | 0 | 17902 | 24396 | 23725 | 22565 | 0 | 24612 | 14876 | 0 | 0 | 1031.362 | 2391.147 | 0 | 1511.512 | 2059.844 | 2003.186 | 1905.235 | 0 | 2078.089 | 1256.072 | 0 | 610087 | 195567 | 622289 | 199478 | 14236.447 | 2020
Vintage1986 | onshore wind | TRUE | 20707.50276.CA.WT | 50276 | N | . | Wintec Energy Ltd | Wintec Energy Ltd | 20707 | CA | PACC | WECC |  | 22 | 2 | NAICS-22 Non-Cogen | WT | WND | WND | CISO | A |  | 0 | 0 | 0 | 0 | 0 | 0 | 0 | 0 | 0 | 0 | 0 | 0 | 0 | 0 | 0 | 0 | 0 | 0 | 0 | 0 | 0 | 0 | 0 | 0 | 0 | 0 | 0 | 0 | 0 | 0 | 0 | 0 | 0 | 0 | 0 | 0 | 285 | 293 | 424 | 572 | 583 | 647 | 635 | 541 | 300 | 326 | 250 | 245 | 285 | 293 | 424 | 572 | 583 | 647 | 635 | 541 | 300 | 326 | 250 | 245 | 32.555 | 33.372 | 48.378 | 65.224 | 66.553 | 73.807 | 72.467 | 61.74 | 34.18 | 37.24 | 28.498 | 27.986 | 0 | 0 | 5101 | 5101 | 582 | 2020
Vintage1989 | hydro | TRUE | 57280.50278.ME.HY | 50278 | N | . | Worumbo Hydro Station | Eagle Creek Renewable Energy, LLC | 57280 | ME | NEW | NPCC |  | 22 | 2 | NAICS-22 Non-Cogen | HY | WAT | HYC | ISNE | A |  | 0 | 0 | 0 | 0 | 0 | 0 | 0 | 0 | 0 | 0 | 0 | 0 | 0 | 0 | 0 | 0 | 0 | 0 | 0 | 0 | 0 | 0 | 0 | 0 | 0 | 0 | 0 | 0 | 0 | 0 | 0 | 0 | 0 | 0 | 0 | 0 | 90087 | 76777 | 104772 | 113043 | 101872 | 33718 | 42828 | 23155 | 13181 | 49025 | 57809 | 77974 | 90087 | 76777 | 104772 | 113043 | 101872 | 33718 | 42828 | 23155 | 13181 | 49025 | 57809 | 77974 | 10275.638 | 8757.515 | 11950.762 | 12894.204 | 11619.973 | 3846.063 | 4885.164 | 2641.202 | 1503.521 | 5592.016 | 6593.876 | 8894.066 | 0 | 0 | 784241 | 784241 | 89454 | 2020
Vintage2010 | biomass | TRUE | 22174.50279.PA.GT | 50279 | N | . | Archbald Power Station | PEI Power Corp | 22174 | PA | MAT | RFC |  | 22 | 2 | NAICS-22 Non-Cogen | GT | LFG | MLG | PJM | M | mcf | 61474 | 55166 | 64380 | 81630 | 37028 | 45077 | 27468 | 83433 | 88075 | 99879 | 10939 | 0 | 61474 | 55166 | 64380 | 81630 | 37028 | 45077 | 27468 | 83433 | 88075 | 99879 | 10939 | 0 | 0.52 | 0.52 | 0.52 | 0.52 | 0.52 | 0.506 | 0.52 | 0.52 | 0.52 | 0.52 | 0.499 | 0 | 31966 | 28686 | 33478 | 42448 | 19255 | 22809 | 14283 | 43385 | 45799 | 51937 | 5459 | 0 | 31966 | 28686 | 33478 | 42448 | 19255 | 22809 | 14283 | 43385 | 45799 | 51937 | 5459 | 0 | 2761.127 | 2343.186 | 2890.572 | 3782.093 | 1793.222 | 2035.025 | 1347.552 | 3882.383 | 3767.861 | 3578 | 365 | 0 | 654549 | 654549 | 339505 | 339505 | 28546.021 | 2020
Vintage2010 | natural gas peaker | TRUE | 22174.50279.PA.GT | 50279 | N | . | Archbald Power Station | PEI Power Corp | 22174 | PA | MAT | RFC |  | 22 | 2 | NAICS-22 Non-Cogen | GT | NG | NG | PJM | M | mcf | 7822 | 5219 | 11282 | 20861 | 12502 | 34170 | 109684 | 90298 | 19128 | 0 | 0 | 0 | 7822 | 5219 | 11282 | 20861 | 12502 | 34170 | 109684 | 90298 | 19128 | 0 | 0 | 0 | 1.027 | 1.027 | 1.027 | 1.027 | 1.027 | 1.027 | 1.027 | 1.027 | 1.027 | 0 | 0 | 0 | 8033 | 5360 | 11587 | 21424 | 12840 | 35093 | 112645 | 92736 | 19644 | 0 | 0 | 0 | 8033 | 5360 | 11587 | 21424 | 12840 | 35093 | 112645 | 92736 | 19644 | 0 | 0 | 0 | 693.873 | 437.814 | 1000.428 | 1908.907 | 1195.778 | 3130.975 | 10627.448 | 8298.617 | 1616.139 | 0 | 0 | 0 | 310966 | 310966 | 319362 | 319362 | 28909.979 | 2020
Vintage2010 | other | TRUE | 22174.50279.PA.GT | 50279 | N | . | Archbald Power Station | PEI Power Corp | 22174 | PA | MAT | RFC |  | 22 | 2 | NAICS-22 Non-Cogen | GT | OG | OOG | PJM | M | mcf | 0 | 0 | 0 | 0 | 0 | 0 | 0 | 0 | 0 | 0 | 0 | 0 | 0 | 0 | 0 | 0 | 0 | 0 | 0 | 0 | 0 | 0 | 0 | 0 | 0 | 0 | 0 | 0 | 0 | 0 | 0 | 0 | 0 | 0 | 0 | 0 | 0 | 0 | 0 | 0 | 0 | 0 | 0 | 0 | 0 | 0 | 0 | 0 | 0 | 0 | 0 | 0 | 0 | 0 | 0 | 0 | 0 | 0 | 0 | 0 | 0 | 0 | 0 | 0 | 0 | 0 | 0 | 0 | 0 | 0 | 0 | 0 | 0 | 0 | 0 | 0 | 0 | 2020
Vintage1988 | biomass | TRUE | 22174.50279.PA.ST | 50279 | N | . | Archbald Power Station | PEI Power Corp | 22174 | PA | MAT | RFC |  | 22 | 2 | NAICS-22 Non-Cogen | ST | LFG | MLG | PJM | M | mcf | 351024 | 335495 | 366082 | 342392 | 348051 | 307200 | 337832 | 310018 | 321814 | 37007 | 151133 | 205899 | 351024 | 335495 | 366082 | 342392 | 348051 | 307200 | 337832 | 310018 | 321814 | 37007 | 151133 | 205899 | 0.497 | 0.499 | 0.498 | 0.501 | 0.505 | 0.52 | 0.514 | 0.512 | 0.505 | 0.47 | 0.497 | 0.504 | 174459 | 167412 | 182309 | 171538 | 175766 | 159744 | 173646 | 158729 | 162516 | 17393 | 75113 | 103773 | 174459 | 167412 | 182309 | 171538 | 175766 | 159744 | 173646 | 158729 | 162516 | 17393 | 75113 | 103773 | 11928 | 11805 | 12822.616 | 11875 | 12502 | 11144 | 12383 | 11568.733 | 12132.923 | 1007.571 | 4509.623 | 6507.429 | 3413947 | 3413947 | 1722398 | 1722398 | 120185.9 | 2020
Vintage1988 | natural gas steam turbine | TRUE | 22174.50279.PA.ST | 50279 | N | . | Archbald Power Station | PEI Power Corp | 22174 | PA | MAT | RFC |  | 22 | 2 | NAICS-22 Non-Cogen | ST | NG | NG | PJM | M | mcf | 0 | 0 | 33 | 0 | 0 | 0 | 0 | 57 | 1 | 377 | 444 | 925 | 0 | 0 | 33 | 0 | 0 | 0 | 0 | 57 | 1 | 377 | 444 | 925 | 0 | 0 | 1.027 | 0 | 0 | 0 | 0 | 1.027 | 1.027 | 1.027 | 1.027 | 1.027 | 0 | 0 | 34 | 0 | 0 | 0 | 0 | 59 | 1 | 387 | 456 | 950 | 0 | 0 | 34 | 0 | 0 | 0 | 0 | 59 | 1 | 387 | 456 | 950 | 0 | 0 | 2.384 | 0 | 0 | 0 | 0 | 4.267 | 0.077 | 22.429 | 27.377 | 59.571 | 1837 | 1837 | 1887 | 1887 | 116.105 | 2020
Vintage1987 | hydro | TRUE | 63070.50280.NY.HY | 50280 | N | . | Dahowa Hydro | GR Catalyst Two LLC | 63070 | NY | MAT | NPCC |  | 22 | 2 | NAICS-22 Non-Cogen | HY | WAT | HYC | NYIS | A |  | 0 | 0 | 0 | 0 | 0 | 0 | 0 | 0 | 0 | 0 | 0 | 0 | 0 | 0 | 0 | 0 | 0 | 0 | 0 | 0 | 0 | 0 | 0 | 0 | 0 | 0 | 0 | 0 | 0 | 0 | 0 | 0 | 0 | 0 | 0 | 0 | 18165 | 16950 | 18001 | 17652 | 18439 | 17250 | 18102 | 17752 | 16862 | 16946 | 16759 | 17703 | 18165 | 16950 | 18001 | 17652 | 18439 | 17250 | 18102 | 17752 | 16862 | 16946 | 16759 | 17703 | 2072.004 | 1933.421 | 2053.291 | 2013.514 | 2103.228 | 1967.648 | 2064.785 | 2024.911 | 1923.395 | 1932.892 | 1911.588 | 2019.323 | 0 | 0 | 210581 | 210581 | 24020 | 2020
Vintage1983 | onshore wind | TRUE | 16630.50281.CA.WT | 50281 | N | . | San Gorgonio Farms Wind Farm | San Gorgonio Farms Inc | 16630 | CA | PACC | WECC |  | 22 | 2 | NAICS-22 Non-Cogen | WT | WND | WND | CISO | A |  | 0 | 0 | 0 | 0 | 0 | 0 | 0 | 0 | 0 | 0 | 0 | 0 | 0 | 0 | 0 | 0 | 0 | 0 | 0 | 0 | 0 | 0 | 0 | 0 | 0 | 0 | 0 | 0 | 0 | 0 | 0 | 0 | 0 | 0 | 0 | 0 | 42165 | 43222 | 62657 | 84475 | 86197 | 95593 | 93857 | 79964 | 44268 | 48232 | 36910 | 36246 | 42165 | 43222 | 62657 | 84475 | 86197 | 95593 | 93857 | 79964 | 44268 | 48232 | 36910 | 36246 | 4809.564 | 4930.13 | 7146.905 | 9635.599 | 9832.023 | 10903.724 | 10705.666 | 9121.009 | 5049.423 | 5501.491 | 4210.096 | 4134.37 | 0 | 0 | 753786 | 753786 | 85980 | 2020
Vintage1995 | hydro | TRUE | 60832.50285.NH.HY | 50285 | N | . | Lower Village Water Power Project | Sugar River Power LLC | 60832 | NH | NEW | NPCC |  | 22 | 2 | NAICS-22 Non-Cogen | HY | WAT | HYC | ISNE | A |  | 0 | 0 | 0 | 0 | 0 | 0 | 0 | 0 | 0 | 0 | 0 | 0 | 0 | 0 | 0 | 0 | 0 | 0 | 0 | 0 | 0 | 0 | 0 | 0 | 0 | 0 | 0 | 0 | 0 | 0 | 0 | 0 | 0 | 0 | 0 | 0 | 4706 | 4011 | 5473 | 5905 | 5322 | 1761 | 2237 | 1210 | 689 | 2561 | 3020 | 4073 | 4706 | 4011 | 5473 | 5905 | 5322 | 1761 | 2237 | 1210 | 689 | 2561 | 3020 | 4073 | 536.791 | 457.485 | 624.298 | 673.582 | 607.017 | 200.915 | 255.197 | 137.974 | 78.543 | 292.122 | 344.458 | 464.618 | 0 | 0 | 40968 | 40968 | 4673 | 2020
Vintage1993 | petroleum | TRUE | 16929.50290.MA.ST | 50290 | N | . | SEMASS Resource Recovery | SEMASS Partnership | 16929 | MA | NEW | NPCC |  | 22 | 2 | NAICS-22 Non-Cogen | ST | DFO | DFO | ISNE | M | barrels | 142 | 496 | 311 | 143 | 168 | 88 | 73 | 97 | 0 | 0 | 0 | 597 | 142 | 496 | 311 | 143 | 168 | 88 | 73 | 97 | 0 | 0 | 0 | 597 | 5.8 | 5.8 | 5.8 | 5.834 | 5.8 | 5.8 | 5.8 | 5.8 | 0 | 0 | 0 | 5.8 | 824 | 2877 | 1804 | 834 | 974 | 510 | 423 | 563 | 0 | 0 | 0 | 3463 | 824 | 2877 | 1804 | 834 | 974 | 510 | 423 | 563 | 0 | 0 | 0 | 3463 | 45.806 | 158.118 | 104.162 | 44.242 | 52.376 | 11.819 | 22.66 | 31.114 | 0 | 0 | 0 | 183.096 | 2115 | 2115 | 12272 | 12272 | 653.393 | 2020
Vintage1993 | municipal solid waste | TRUE | 16929.50290.MA.ST | 50290 | N | . | SEMASS Resource Recovery | SEMASS Partnership | 16929 | MA | NEW | NPCC |  | 22 | 2 | NAICS-22 Non-Cogen | ST | MSB | MLG | ISNE | M | short tons | 54140 | 51257 | 55071 | 49059 | 52646 | 36538 | 54315 | 52596 | 52346 | 54328 | 54400 | 54488 | 54140 | 51257 | 55071 | 49059 | 52646 | 36538 | 54315 | 52596 | 52346 | 54328 | 54400 | 54488 | 7.377 | 7.377 | 7.377 | 7.377 | 7.377 | 7.377 | 7.377 | 7.377 | 7.377 | 7.377 | 7.377 | 7.377 | 399391 | 378123 | 406259 | 361908 | 388370 | 269541 | 400682 | 388001 | 386156 | 400778 | 401309 | 401958 | 399391 | 378123 | 406259 | 361908 | 388370 | 269541 | 400682 | 388001 | 386156 | 400778 | 401309 | 401958 | 22212.702 | 20782.867 | 23459.783 | 19192.639 | 20875.496 | 6241.355 | 21444.397 | 21457.94 | 22397.924 | 23238.805 | 22528.758 | 21254.781 | 621184 | 621184 | 4582476 | 4582476 | 245087.45 | 2020
Vintage1993 | municipal solid waste | TRUE | 16929.50290.MA.ST | 50290 | N | . | SEMASS Resource Recovery | SEMASS Partnership | 16929 | MA | NEW | NPCC |  | 22 | 2 | NAICS-22 Non-Cogen | ST | MSN | OTH | ISNE | M | short tons | 34613 | 32771 | 35210 | 31364 | 33658 | 23361 | 34726 | 33627 | 33466 | 34736 | 34780 | 34836 | 34613 | 32771 | 35210 | 31364 | 33658 | 23361 | 34726 | 33627 | 33466 | 34736 | 34780 | 34836 | 14.103 | 14.102 | 14.102 | 14.103 | 14.103 | 14.102 | 14.103 | 14.103 | 14.103 | 14.102 | 14.102 | 14.103 | 488147 | 462137 | 496531 | 442326 | 474679 | 329437 | 489741 | 474242 | 471971 | 489847 | 490468 | 491292 | 488147 | 462137 | 496531 | 442326 | 474679 | 329437 | 489741 | 474242 | 471971 | 489847 | 490468 | 491292 | 27149.016 | 25400.538 | 28672.659 | 23457.363 | 25514.757 | 7628.278 | 26210.816 | 26227.394 | 27375.358 | 28403.431 | 27533.971 | 25978.601 | 397148 | 397148 | 5600818 | 5600818 | 299552.18 | 2020
Vintage1993 | natural gas steam turbine | TRUE | 16929.50290.MA.ST | 50290 | N | . | SEMASS Resource Recovery | SEMASS Partnership | 16929 | MA | NEW | NPCC |  | 22 | 2 | NAICS-22 Non-Cogen | ST | NG | NG | ISNE | M | mcf | 5079 | 9324 | 9185 | 9122 | 7709 | 12850 | 6187 | 8183 | 7219 | 7360 | 6186 | 12151 | 5079 | 9324 | 9185 | 9122 | 7709 | 12850 | 6187 | 8183 | 7219 | 7360 | 6186 | 12151 | 1 | 1 | 1 | 1 | 1 | 1 | 1 | 1 | 1 | 1 | 1 | 1 | 5079 | 9324 | 9185 | 9122 | 7709 | 12850 | 6187 | 8183 | 7219 | 7360 | 6186 | 12151 | 5079 | 9324 | 9185 | 9122 | 7709 | 12850 | 6187 | 8183 | 7219 | 7360 | 6186 | 12151 | 282.476 | 512.477 | 530.396 | 483.756 | 414.371 | 297.548 | 331.127 | 452.552 | 418.718 | 426.764 | 347.271 | 642.522 | 100555 | 100555 | 100555 | 100555 | 5139.978 | 2020
Vintage2005 | petroleum | TRUE | 24457.50292.NY.CA | 50292 | N | . | Bethpage Power Plant | Calpine Eastern Corp | 24457 | NY | MAT | NPCC |  | 22 | 2 | NAICS-22 Non-Cogen | CA | DFO | DFO | NYIS | A | barrels | 0 | 0 | 0 | 0 | 0 | 0 | 0 | 0 | 0 | 0 | 0 | 0 | 0 | 0 | 0 | 0 | 0 | 0 | 0 | 0 | 0 | 0 | 0 | 0 | 0 | 0 | 0 | 0 | 0 | 0 | 0 | 0 | 0 | 0 | 0 | 0 | 0 | 0 | 0 | 0 | 0 | 0 | 0 | 0 | 0 | 0 | 0 | 0 | 0 | 0 | 0 | 0 | 0 | 0 | 0 | 0 | 0 | 0 | 0 | 0 | 0 | 0 | 0 | 0 | 0 | 0 | 0 | 0 | 0 | 0 | 0 | 0 | 0 | 0 | 0 | 0 | 0 | 2020
Vintage2005 | natural gas combined cycle | TRUE | 24457.50292.NY.CA | 50292 | N | . | Bethpage Power Plant | Calpine Eastern Corp | 24457 | NY | MAT | NPCC |  | 22 | 2 | NAICS-22 Non-Cogen | CA | NG | NG | NYIS | AM | mcf | 5184 | 2419 | 1596 | 0 | 9294 | 14656 | 50747 | 53107 | 42395 | 80470 | 27712 | 53171 | 5184 | 2419 | 1596 | 0 | 9294 | 14656 | 50747 | 53107 | 42395 | 80470 | 27712 | 53171 | 1.032 | 1.035 | 1.031 | 0 | 1.029 | 1.028 | 1.029 | 1.029 | 1.029 | 1.028 | 1.029 | 1.031 | 5350 | 2504 | 1645 | 0 | 9564 | 15066 | 52219 | 54647 | 43624 | 82723 | 28516 | 54819 | 5350 | 2504 | 1645 | 0 | 9564 | 15066 | 52219 | 54647 | 43624 | 82723 | 28516 | 54819 | 3422 | 3178 | 1788 | 185 | 2366 | 4305 | 14432 | 15613 | 13046 | 15523 | 11725 | 16591 | 340751 | 340751 | 350677 | 350677 | 102174 | 2020
Vintage2005 | petroleum | TRUE | 24457.50292.NY.CT | 50292 | N | . | Bethpage Power Plant | Calpine Eastern Corp | 24457 | NY | MAT | NPCC |  | 22 | 2 | NAICS-22 Non-Cogen | CT | DFO | DFO | NYIS | AM | barrels | 0 | 0 | 0 | 0 | 0 | 0 | 0 | 0 | 0 | 0 | 0 | 0 | 0 | 0 | 0 | 0 | 0 | 0 | 0 | 0 | 0 | 0 | 0 | 0 | 0 | 0 | 0 | 0 | 0 | 0 | 0 | 0 | 0 | 0 | 0 | 0 | 0 | 0 | 0 | 0 | 0 | 0 | 0 | 0 | 0 | 0 | 0 | 0 | 0 | 0 | 0 | 0 | 0 | 0 | 0 | 0 | 0 | 0 | 0 | 0 | 0 | 0 | 0 | 0 | 0 | 0 | 0 | 0 | 0 | 0 | 0 | 0 | 0 | 0 | 0 | 0 | 0 | 2020
Vintage2005 | natural gas combined cycle | TRUE | 24457.50292.NY.CT | 50292 | N | . | Bethpage Power Plant | Calpine Eastern Corp | 24457 | NY | MAT | NPCC |  | 22 | 2 | NAICS-22 Non-Cogen | CT | NG | NG | NYIS | AM | mcf | 137546 | 138261 | 73094 | 9640 | 73406 | 139024 | 425283 | 459473 | 396215 | 345380 | 402428 | 537059 | 137546 | 138261 | 73094 | 9640 | 73406 | 139024 | 425283 | 459473 | 396215 | 345380 | 402428 | 537059 | 1.034 | 1.035 | 1.031 | 1.029 | 1.029 | 1.028 | 1.029 | 1.029 | 1.029 | 1.028 | 1.029 | 1.031 | 142223 | 143100 | 75360 | 9920 | 75535 | 142917 | 437616 | 472798 | 407705 | 355051 | 414098 | 553708 | 142223 | 143100 | 75360 | 9920 | 75535 | 142917 | 437616 | 472798 | 407705 | 355051 | 414098 | 553708 | 13180 | 13283 | 6893 | 883 | 7071 | 13059 | 40154 | 43800 | 37622 | 33676 | 38802 | 51424 | 3136809 | 3136809 | 3230031 | 3230031 | 299847 | 2020
Vintage2002 | natural gas peaker | TRUE | 24457.50292.NY.GT | 50292 | N | . | Bethpage Power Plant | Calpine Eastern Corp | 24457 | NY | MAT | NPCC |  | 22 | 2 | NAICS-22 Non-Cogen | GT | NG | NG | NYIS | A | mcf | 79894 | 75065 | 73485 | 52436 | 61271 | 97467 | 140343 | 125007 | 98091 | 73460 | 75727 | 77184 | 79894 | 75065 | 73485 | 52436 | 61271 | 97467 | 140343 | 125007 | 98091 | 73460 | 75727 | 77184 | 1.03 | 1.03 | 1.03 | 1.03 | 1.03 | 1.03 | 1.03 | 1.03 | 1.03 | 1.03 | 1.03 | 1.03 | 82291 | 77317 | 75690 | 54009 | 63109 | 100391 | 144553 | 128757 | 101034 | 75664 | 77999 | 79500 | 82291 | 77317 | 75690 | 54009 | 63109 | 100391 | 144553 | 128757 | 101034 | 75664 | 77999 | 79500 | 8019.082 | 7534.343 | 7375.794 | 5263.035 | 6149.815 | 9782.869 | 14086.372 | 12547.093 | 9845.507 | 7373.308 | 7600.763 | 7747.019 | 1029430 | 1029430 | 1060314 | 1060314 | 103325 | 2020
Vintage1989 | petroleum | TRUE | 24457.50292.NY.IC | 50292 | N | . | Bethpage Power Plant | Calpine Eastern Corp | 24457 | NY | MAT | NPCC |  | 22 | 2 | NAICS-22 Non-Cogen | IC | DFO | DFO | NYIS | A | barrels | 0 | 0 | 0 | 0 | 0 | 0 | 0 | 0 | 0 | 0 | 0 | 0 | 0 | 0 | 0 | 0 | 0 | 0 | 0 | 0 | 0 | 0 | 0 | 0 | 0 | 0 | 0 | 0 | 0 | 0 | 0 | 0 | 0 | 0 | 0 | 0 | 0 | 0 | 0 | 0 | 0 | 0 | 0 | 0 | 0 | 0 | 0 | 0 | 0 | 0 | 0 | 0 | 0 | 0 | 0 | 0 | 0 | 0 | 0 | 0 | 0 | 0 | 0 | 0 | 0 | 0 | 0 | 0 | 0 | 0 | 0 | 0 | 0 | 0 | 0 | 0 | 0 | 2020
Vintage1989 | biomass | TRUE | 19946.50293.CA.ST | 50293 | N | . | Wadham Energy LP | Wadham Energy Ltd Partners | 19946 | CA | PACC | WECC |  | 22 | 2 | NAICS-22 Non-Cogen | ST | AB | ORW | CISO | AM | short tons | 17566 | 16249 | 17311 | 11554 | 20584 | 18183 | 20562 | 14621 | 15993 | 1181 | 0 | 6264 | 17566 | 16249 | 17311 | 11554 | 20584 | 18183 | 20562 | 14621 | 15993 | 1181 | 0 | 6264 | 12 | 12 | 12 | 12 | 12 | 12 | 12 | 12 | 12 | 12 | 0 | 12 | 210792 | 194988 | 207732 | 138648 | 247008 | 218196 | 246744 | 175452 | 191916 | 14172 | 0 | 75168 | 210792 | 194988 | 207732 | 138648 | 247008 | 218196 | 246744 | 175452 | 191916 | 14172 | 0 | 75168 | 16233.989 | 15059.892 | 14879.795 | 10074.043 | 18472.639 | 17217.967 | 17881.954 | 14432.253 | 15387.603 | 1032.925 | 0 | 5447 | 160068 | 160068 | 1920816 | 1920816 | 146120.06 | 2020
Vintage1989 | natural gas steam turbine | TRUE | 19946.50293.CA.ST | 50293 | N | . | Wadham Energy LP | Wadham Energy Ltd Partners | 19946 | CA | PACC | WECC |  | 22 | 2 | NAICS-22 Non-Cogen | ST | NG | NG | CISO | AM | mcf | 924 | 809 | 411 | 925 | 122 | 408 | 162 | 1016 | 564 | 1 | 0 | 0 | 924 | 809 | 411 | 925 | 122 | 408 | 162 | 1016 | 564 | 1 | 0 | 0 | 1.026 | 1.026 | 1.026 | 1.026 | 1.026 | 1.026 | 1.026 | 1.026 | 1.026 | 1.026 | 0 | 0 | 948 | 830 | 422 | 949 | 125 | 419 | 166 | 1042 | 579 | 1 | 0 | 0 | 948 | 830 | 422 | 949 | 125 | 419 | 166 | 1042 | 579 | 1 | 0 | 0 | 73.011 | 64.108 | 30.205 | 68.957 | 9.361 | 33.033 | 12.046 | 85.747 | 46.397 | 0.075 | 0 | 0 | 5342 | 5342 | 5481 | 5481 | 422.94 | 2020
Vintage2010 | hard coal | FALSE | 14362.50296.TN.ST | 50296 | Y | . | Packaging Corp of America | Packaging Corp of America | 14362 | TN | ESC | SERC |  | 32213 | 7 | Industrial NAICS Cogen | ST | BIT | COL | TVA | M | short tons | 5 | 86 | 11 | 1 | 3 | 3 | 1 | 8 | 1 | 0 | 0 | 6 | 0 | 8 | 1 | 0 | 0 | 0 | 0 | 1 | 0 | 0 | 0 | 0 | 26.8 | 26.4 | 25.8 | 20 | 29 | 25.7 | 25 | 27.1 | 25 | 0 | 0 | 25.3 | 134 | 2270 | 284 | 20 | 87 | 77 | 25 | 217 | 25 | 0 | 0 | 152 | 13 | 215 | 24 | 2 | 8 | 8 | 2 | 21 | 2 | 0 | 0 | 7 | 2.578 | 42.905 | 4.892 | 0.384 | 1.678 | 1.499 | 0.486 | 4.205 | 0.491 | 0 | 0 | 1.486 | 125 | 10 | 3291 | 302 | 60.604 | 2020
Vintage2010 | biomass | FALSE | 14362.50296.TN.ST | 50296 | Y | . | Packaging Corp of America | Packaging Corp of America | 14362 | TN | ESC | SERC |  | 32213 | 7 | Industrial NAICS Cogen | ST | BLQ | WWW | TVA | M | short tons | 100350 | 92479 | 85389 | 96629 | 100319 | 96555 | 96455 | 94647 | 94019 | 95511 | 95161 | 94208 | 9661 | 8746 | 7366 | 9287 | 9684 | 9397 | 9383 | 9187 | 9233 | 9384 | 9235 | 4615 | 12 | 12 | 12 | 12 | 12 | 12 | 12 | 12 | 12 | 12 | 12 | 12 | 1204200 | 1109748 | 1024668 | 1159548 | 1203828 | 1158660 | 1157460 | 1135764 | 1128228 | 1146132 | 1141932 | 1130496 | 115934 | 104948 | 88390 | 111448 | 116208 | 112768 | 112594 | 110242 | 110798 | 112608 | 110814 | 55378 | 23166.85 | 20971.498 | 17662.885 | 22270.401 | 23221.654 | 22534.124 | 22499.447 | 22029.423 | 22140.54 | 22502.26 | 22143.725 | 11066.131 | 1141722 | 105178 | 13700664 | 1262130 | 252208.94 | 2020
Vintage2010 | petroleum | FALSE | 14362.50296.TN.ST | 50296 | Y | . | Packaging Corp of America | Packaging Corp of America | 14362 | TN | ESC | SERC |  | 32213 | 7 | Industrial NAICS Cogen | ST | DFO | DFO | TVA | M | barrels | 283 | 1802 | 2861 | 2163 | 192 | 677 | 1235 | 594 | 470 | 932 | 617 | 3584 | 27 | 170 | 247 | 208 | 18 | 66 | 120 | 58 | 46 | 92 | 60 | 176 | 5.8 | 5.8 | 5.8 | 5.8 | 5.8 | 5.8 | 5.8 | 5.8 | 5.8 | 5.8 | 5.8 | 5.8 | 1641 | 10452 | 16594 | 12545 | 1114 | 3927 | 7163 | 3445 | 2726 | 5406 | 3579 | 20787 | 158 | 988 | 1431 | 1206 | 107 | 382 | 697 | 334 | 268 | 531 | 347 | 1018 | 31.578 | 197.509 | 286.038 | 240.948 | 21.481 | 76.366 | 139.239 | 66.824 | 53.495 | 106.129 | 69.394 | 203.481 | 15410 | 1288 | 89379 | 7467 | 1492.482 | 2020
Vintage2010 | natural gas steam turbine | FALSE | 14362.50296.TN.ST | 50296 | Y | . | Packaging Corp of America | Packaging Corp of America | 14362 | TN | ESC | SERC |  | 32213 | 7 | Industrial NAICS Cogen | ST | NG | NG | TVA | M | mcf | 313838 | 360329 | 325521 | 271581 | 238552 | 225894 | 242365 | 246584 | 226137 | 289817 | 326310 | 342577 | 30215 | 34075 | 28080 | 26103 | 23028 | 21985 | 23576 | 23934 | 22208 | 28475 | 31666 | 16781 | 1.02 | 1.02 | 1.02 | 1.02 | 1.02 | 1.02 | 1.02 | 1.02 | 1.02 | 1.02 | 1.02 | 1.02 | 320115 | 367536 | 332031 | 277013 | 243323 | 230412 | 247212 | 251516 | 230660 | 295613 | 332836 | 349429 | 30819 | 34757 | 28642 | 26625 | 23489 | 22425 | 24048 | 24413 | 22652 | 29044 | 32299 | 17117 | 6158.487 | 6945.515 | 5723.446 | 5320.333 | 4693.664 | 4481.15 | 4805.471 | 4878.43 | 4526.506 | 5803.841 | 6454.178 | 3420.465 | 3409505 | 310126 | 3477696 | 316330 | 63211.486 | 2020
Vintage2010 | petroleum | FALSE | 14362.50296.TN.ST | 50296 | Y | . | Packaging Corp of America | Packaging Corp of America | 14362 | TN | ESC | SERC |  | 32213 | 7 | Industrial NAICS Cogen | ST | RFO | RFO | TVA | M | barrels | 0 | 0 | 0 | 0 | . | . | . | . | . | . | . | . | 0 | 0 | 0 | 0 | . | . | . | . | . | . | . | . | 0 | 0 | 0 | 0 | . | . | . | . | . | . | . | . | 0 | 0 | 0 | 0 | . | . | . | . | . | . | . | . | 0 | 0 | 0 | 0 | . | . | . | . | . | . | . | . | 0 | 0 | 0 | 0 | . | . | . | . | . | . | . | . | 0 | 0 | 0 | 0 | 0 | 2020
Vintage2010 | other | FALSE | 14362.50296.TN.ST | 50296 | Y | . | Packaging Corp of America | Packaging Corp of America | 14362 | TN | ESC | SERC |  | 32213 | 7 | Industrial NAICS Cogen | ST | TDF | OTH | TVA | M | short tons | 893 | 917 | 821 | 884 | 938 | 981 | 873 | 859 | 761 | 886 | 580 | 466 | 86 | 87 | 71 | 85 | 91 | 95 | 85 | 83 | 75 | 87 | 56 | 23 | 31 | 31 | 31 | 31 | 31 | 31 | 31 | 31 | 31 | 31 | 31 | 31 | 27683 | 28427 | 25451 | 27404 | 29078 | 30411 | 27063 | 26629 | 23591 | 27466 | 17980 | 14446 | 2665 | 2688 | 2195 | 2634 | 2807 | 2960 | 2633 | 2585 | 2317 | 2699 | 1745 | 708 | 532.576 | 537.2 | 438.716 | 526.324 | 560.91 | 591.446 | 526.068 | 516.499 | 462.954 | 539.246 | 348.658 | 141.408 | 9859 | 924 | 305629 | 28636 | 5722.005 | 2020
Vintage2010 | biomass | FALSE | 14362.50296.TN.ST | 50296 | Y | . | Packaging Corp of America | Packaging Corp of America | 14362 | TN | ESC | SERC |  | 32213 | 7 | Industrial NAICS Cogen | ST | WDS | WWW | TVA | M | short tons | 47889 | 43404 | 40118 | 43945 | 49667 | 45642 | 48722 | 48315 | 45284 | 45168 | 43347 | 43077 | 4611 | 4105 | 3461 | 4224 | 4795 | 4442 | 4740 | 4690 | 4447 | 4438 | 4206 | 2110 | 8 | 8 | 8 | 8 | 8 | 8 | 8 | 8 | 8 | 8 | 8 | 8 | 383112 | 347232 | 320944 | 351560 | 397336 | 365136 | 389776 | 386520 | 362272 | 361344 | 346776 | 344616 | 36884 | 32837 | 27685 | 33790 | 38356 | 35537 | 37916 | 37517 | 35577 | 35502 | 33651 | 16881 | 7370.452 | 6561.828 | 5532.325 | 6752.098 | 7664.55 | 7101.323 | 7576.715 | 7496.991 | 7109.288 | 7094.345 | 6724.491 | 3373.357 | 544578 | 50269 | 4356624 | 402133 | 80357.763 | 2020
Vintage1988 | natural gas peaker | TRUE | 60134.50299.CA.GT | 50299 | N | . | AltaGas Ripon Energy Inc. | AltaGas Ripon Energy Inc. | 60134 | CA | PACC | WECC |  | 22 | 2 | NAICS-22 Non-Cogen | GT | NG | NG | CISO | M | mcf | 837 | 1369 | 7095 | 857 | 7224 | 3038 | 2991 | 20220 | 8510 | 8393 | 3933 | 4078 | 837 | 1369 | 7095 | 857 | 7224 | 3038 | 2991 | 20220 | 8510 | 8393 | 3933 | 4078 | 1.043 | 1.043 | 1.043 | 1.047 | 1.04 | 1.034 | 1.033 | 1.037 | 1.039 | 1.047 | 1.047 | 1.042 | 873 | 1428 | 7400 | 897 | 7513 | 3141 | 3090 | 20968 | 8842 | 8787 | 4118 | 4249 | 873 | 1428 | 7400 | 897 | 7513 | 3141 | 3090 | 20968 | 8842 | 8787 | 4118 | 4249 | 74 | 130 | 752 | 77 | 739 | 284 | 292 | 2082 | 838 | 828 | 387 | 418 | 68545 | 68545 | 71306 | 71306 | 6901 | 2020
Vintage2016 | other | TRUE | 54736.50300.CA.BA | 50300 | N | . | VESI Pomona | VESI Pomona Energy Storage, Inc. | 54736 | CA | PACC | WECC |  | 22 | 2 | NAICS-22 Non-Cogen | BA | MWH | OTH | CISO | M | megawatthours | 1537 | 1821 | 2232 | 1676 | 1617 | 1041 | 1243 | 1216 | 1383 | 1522 | 2289 | 2273 | 1537 | 1821 | 2232 | 1676 | 1617 | 1041 | 1243 | 1216 | 1383 | 1522 | 2289 | 2273 | 0 | 0 | 0 | 0 | 0 | 0 | 0 | 0 | 0 | 0 | 0 | 0 | 0 | 0 | 0 | 0 | 0 | 0 | 0 | 0 | 0 | 0 | 0 | 0 | 0 | 0 | 0 | 0 | 0 | 0 | 0 | 0 | 0 | 0 | 0 | 0 | -178 | -212 | -218 | -174 | -227 | -88 | -208 | -200 | -172 | -195 | -212 | -286 | 19850 | 19850 | 0 | 0 | -2370 | 2020
Vintage0 | natural gas steam turbine | TRUE | 54736.50300.CA.ST | 50300 | N | . | VESI Pomona | VESI Pomona Energy Storage, Inc. | 54736 | CA | PACC | WECC |  | 22 | 2 | NAICS-22 Non-Cogen | ST | NG | NG | CISO | M | mcf | 0 | 0 | 0 | 0 | 0 | 0 | 0 | 0 | 0 | 0 | 0 | 0 | 0 | 0 | 0 | 0 | 0 | 0 | 0 | 0 | 0 | 0 | 0 | 0 | 0 | 0 | 0 | 0 | 0 | 0 | 0 | 0 | 0 | 0 | 0 | 0 | 0 | 0 | 0 | 0 | 0 | 0 | 0 | 0 | 0 | 0 | 0 | 0 | 0 | 0 | 0 | 0 | 0 | 0 | 0 | 0 | 0 | 0 | 0 | 0 | 0 | 0 | 0 | 0 | 0 | 0 | 0 | 0 | 0 | 0 | 0 | 0 | 0 | 0 | 0 | 0 | 0 | 2020
Vintage1995 | natural gas peaker | FALSE | 17139.50304.TX.GT | 50304 | Y | . | Shell Deer Park | Shell Oil Co-Deer Park | 17139 | TX | WSC | TRE |  | 324 | 7 | Industrial NAICS Cogen | GT | NG | NG | ERCO | M | mcf | 1055259 | 1230229 | 1309439 | 1117121 | 1308506 | 1241971 | 1250062 | 1256058 | 1228062 | 1272352 | 1271300 | 1350695 | 861835 | 1018011 | 1058274 | 918820 | 1084442 | 999174 | 971242 | 1026039 | 1049069 | 1136221 | 1081880 | 1162793 | 1.019 | 1.019 | 1.019 | 1.019 | 1.019 | 1.019 | 1.019 | 1.019 | 1.019 | 1.019 | 1.019 | 1.019 | 1075309 | 1253603 | 1334318 | 1138346 | 1333368 | 1265568 | 1273813 | 1279923 | 1251395 | 1296527 | 1295455 | 1376358 | 878210 | 1037353 | 1078381 | 936278 | 1105046 | 1018158 | 989696 | 1045534 | 1069001 | 1157809 | 1102436 | 1184886 | 77216.576 | 91209.198 | 94816.65 | 82322.197 | 97161.152 | 89521.528 | 87019.033 | 91928.505 | 93991.859 | 101800.36 | 96931.655 | 104181.03 | 14891054 | 12367800 | 15173983 | 12602788 | 1108099.7 | 2020
Vintage1995 | other | FALSE | 17139.50304.TX.GT | 50304 | Y | . | Shell Deer Park | Shell Oil Co-Deer Park | 17139 | TX | WSC | TRE |  | 324 | 7 | Industrial NAICS Cogen | GT | OG | OOG | ERCO | M | mcf | 228270 | 263079 | 280491 | 234674 | 231646 | 251188 | 296883 | 215189 | 145473 | 77031 | 171691 | 199555 | 186429 | 217698 | 226690 | 193018 | 191980 | 202083 | 230665 | 175783 | 124270 | 68789 | 146110 | 171794 | 0.8 | 0.8 | 0.8 | 0.8 | 0.8 | 0.8 | 0.8 | 0.8 | 0.8 | 0.8 | 0.8 | 0.8 | 182616 | 210463 | 224393 | 187739 | 185317 | 200950 | 237506 | 172151 | 116378 | 61625 | 137353 | 159644 | 149143 | 174158 | 181352 | 154414 | 153584 | 161666 | 184532 | 140626 | 99416 | 55031 | 116888 | 137435 | 13113.424 | 15312.802 | 15945.35 | 13576.803 | 13503.848 | 14214.472 | 16224.967 | 12364.495 | 8741.141 | 4838.641 | 10277.345 | 12083.973 | 2595170 | 2135309 | 2076135 | 1708245 | 150197.26 | 2020
Vintage1979 | other | FALSE | 17139.50304.TX.ST | 50304 | Y | . | Shell Deer Park | Shell Oil Co-Deer Park | 17139 | TX | WSC | TRE |  | 324 | 7 | Industrial NAICS Cogen | ST | PUR | OTH | ERCO | M |  | 0 | 0 | 0 | 0 | 0 | 0 | 0 | 0 | 0 | 0 | 0 | 0 | 0 | 0 | 0 | 0 | 0 | 0 | 0 | 0 | 0 | 0 | 0 | 0 | 0 | 0 | 0 | 0 | 0 | 0 | 0 | 0 | 0 | 0 | 0 | 0 | 175042 | 162330 | 152379 | 149539 | 148285 | 197266 | 190051 | 203964 | 163697 | 233132 | 181749 | 177839 | 175042 | 162330 | 152379 | 149539 | 148285 | 197266 | 190051 | 203964 | 163697 | 233132 | 181749 | 177839 | 19966 | 18516 | 17381 | 17057 | 16914 | 22501 | 21678 | 23265 | 18672 | 26592 | 20731 | 20285 | 0 | 0 | 2135273 | 2135273 | 243558 | 2020
Vintage1999 | hard coal | FALSE | 40430.50305.MI.ST | 50305 | Y | . | Alpena Cement Plant | Lafarge Corp | 40430 | MI | ENC | RFC |  | 32731 | 7 | Industrial NAICS Cogen | ST | BIT | COL | MISO | M | short tons | 0 | 0 | 0 | 0 | 0 | 0 | 0 | 0 | 0 | 0 | 0 | 0 | 0 | 0 | 0 | 0 | 0 | 0 | 0 | 0 | 0 | 0 | 0 | 0 | 0 | 0 | 0 | 0 | 0 | 0 | 0 | 0 | 0 | 0 | 0 | 0 | 0 | 0 | 0 | 0 | 0 | 0 | 0 | 0 | 0 | 0 | 0 | 0 | 0 | 0 | 0 | 0 | 0 | 0 | 0 | 0 | 0 | 0 | 0 | 0 | 0 | 0 | 0 | 0 | 0 | 0 | 0 | 0 | 0 | 0 | 0 | 0 | 0 | 0 | 0 | 0 | 0 | 2020
Vintage1999 | natural gas steam turbine | FALSE | 40430.50305.MI.ST | 50305 | Y | . | Alpena Cement Plant | Lafarge Corp | 40430 | MI | ENC | RFC |  | 32731 | 7 | Industrial NAICS Cogen | ST | NG | NG | MISO | M | mcf | 52160 | 40050 | 133868 | 149141 | 34851 | 32417 | 58455 | 49285 | 48829 | 40858 | 45201 | 67603 | 13637 | 9386 | 40443 | 28872 | 8846 | 6835 | 13791 | 11269 | 10194 | 9632 | 10725 | 14945 | 1.06 | 1.06 | 1.06 | 1.06 | 1.06 | 1.06 | 1.06 | 1.06 | 1.06 | 1.06 | 1.06 | 1.06 | 55290 | 42453 | 141900 | 158089 | 36942 | 34362 | 61962 | 52242 | 51759 | 43309 | 47913 | 71659 | 14455 | 9949 | 42870 | 30604 | 9377 | 7245 | 14618 | 11945 | 10806 | 10210 | 11368 | 15842 | 1177.87 | 802.232 | 3521.115 | 2445.401 | 781.942 | 600.672 | 1205.6 | 985.462 | 893.303 | 846.489 | 942.535 | 1313.492 | 752718 | 178575 | 797880 | 189289 | 15516.113 | 2020
Vintage1999 | biomass | FALSE | 40430.50305.MI.ST | 50305 | Y | . | Alpena Cement Plant | Lafarge Corp | 40430 | MI | ENC | RFC |  | 32731 | 7 | Industrial NAICS Cogen | ST | OBL | ORW | MISO | M | barrels | 0 | 0 | 0 | 0 | 0 | 0 | 0 | 0 | 0 | 0 | 0 | 0 | 0 | 0 | 0 | 0 | 0 | 0 | 0 | 0 | 0 | 0 | 0 | 0 | 0 | 0 | 0 | 0 | 0 | 0 | 0 | 0 | 0 | 0 | 0 | 0 | 0 | 0 | 0 | 0 | 0 | 0 | 0 | 0 | 0 | 0 | 0 | 0 | 0 | 0 | 0 | 0 | 0 | 0 | 0 | 0 | 0 | 0 | 0 | 0 | 0 | 0 | 0 | 0 | 0 | 0 | 0 | 0 | 0 | 0 | 0 | 0 | 0 | 0 | 0 | 0 | 0 | 2020
Vintage1999 | other | FALSE | 40430.50305.MI.ST | 50305 | Y | . | Alpena Cement Plant | Lafarge Corp | 40430 | MI | ENC | RFC |  | 32731 | 7 | Industrial NAICS Cogen | ST | OTH | OTH | MISO | M |  | 22 | 0 | 0 | 0 | 0 | 0 | 0 | 0 | 0 | 0 | 0 | 0 | 6 | 0 | 0 | 0 | 0 | 0 | 0 | 0 | 0 | 0 | 0 | 0 | 16.28 | 0 | 0 | 0 | 0 | 0 | 0 | 0 | 0 | 0 | 0 | 0 | 358 | 0 | 0 | 0 | 0 | 0 | 0 | 0 | 0 | 0 | 0 | 0 | 94 | 0 | 0 | 0 | 0 | 0 | 0 | 0 | 0 | 0 | 0 | 0 | 7.63 | 0 | 0 | 0 | 0 | 0 | 0 | 0 | 0 | 0 | 0 | 0 | 22 | 6 | 358 | 94 | 7.63 | 2020
Vintage1999 | petroleum | FALSE | 40430.50305.MI.ST | 50305 | Y | . | Alpena Cement Plant | Lafarge Corp | 40430 | MI | ENC | RFC |  | 32731 | 7 | Industrial NAICS Cogen | ST | PC | PC | MISO | M | short tons | 25827 | 21169 | 17217 | 14377 | 19294 | 31860 | 27553 | 26645 | 27313 | 23435 | 26528 | 27882 | 6752 | 4961 | 5201 | 2783 | 4897 | 6717 | 6500 | 6092 | 5702 | 5525 | 6294 | 6164 | 26.26 | 26.26 | 26.26 | 30.04 | 30.04 | 30.04 | 30.04 | 30.04 | 30.04 | 30.04 | 30.04 | 30.04 | 678217 | 555898 | 452118 | 431885 | 579592 | 957074 | 827692 | 800416 | 820483 | 703987 | 796901 | 837575 | 177319 | 130273 | 136590 | 83607 | 147120 | 201786 | 195266 | 183016 | 171303 | 165963 | 189076 | 185170 | 14448.5 | 10504.768 | 11218.885 | 6680.599 | 12268.058 | 16730.328 | 16104.4 | 15098.538 | 14160.697 | 13759.511 | 15676.465 | 15352.508 | 289100 | 67588 | 8441838 | 1966489 | 162003.26 | 2020
Vintage1999 | hard coal | FALSE | 40430.50305.MI.ST | 50305 | Y | . | Alpena Cement Plant | Lafarge Corp | 40430 | MI | ENC | RFC |  | 32731 | 7 | Industrial NAICS Cogen | ST | SUB | COL | MISO | M | short tons | 0 | 0 | 0 | 0 | 0 | 0 | 0 | 0 | 0 | 0 | 0 | 0 | 0 | 0 | 0 | 0 | 0 | 0 | 0 | 0 | 0 | 0 | 0 | 0 | 0 | 0 | 0 | 0 | 0 | 0 | 0 | 0 | 0 | 0 | 0 | 0 | 0 | 0 | 0 | 0 | 0 | 0 | 0 | 0 | 0 | 0 | 0 | 0 | 0 | 0 | 0 | 0 | 0 | 0 | 0 | 0 | 0 | 0 | 0 | 0 | 0 | 0 | 0 | 0 | 0 | 0 | 0 | 0 | 0 | 0 | 0 | 0 | 0 | 0 | 0 | 0 | 0 | 2020
Vintage1999 | biomass | FALSE | 40430.50305.MI.ST | 50305 | Y | . | Alpena Cement Plant | Lafarge Corp | 40430 | MI | ENC | RFC |  | 32731 | 7 | Industrial NAICS Cogen | ST | WDS | WWW | MISO | M | short tons | 0 | 0 | 0 | 0 | 0 | 0 | 0 | 0 | 0 | 0 | 0 | 0 | 0 | 0 | 0 | 0 | 0 | 0 | 0 | 0 | 0 | 0 | 0 | 0 | 0 | 0 | 0 | 0 | 0 | 0 | 0 | 0 | 0 | 0 | 0 | 0 | 0 | 0 | 0 | 0 | 0 | 0 | 0 | 0 | 0 | 0 | 0 | 0 | 0 | 0 | 0 | 0 | 0 | 0 | 0 | 0 | 0 | 0 | 0 | 0 | 0 | 0 | 0 | 0 | 0 | 0 | 0 | 0 | 0 | 0 | 0 | 0 | 0 | 0 | 0 | 0 | 0 | 2020
Vintage2001 | petroleum | FALSE | 19533.50307.OK.IC | 50307 | Y | . | University of Oklahoma | University of Oklahoma | 19533 | OK | WSC | MRO |  | 611 | 5 | Commercial NAICS Cogen | IC | DFO | DFO | SWPP | M | barrels | 0 | 0 | 0 | 0 | 0 | 0 | 0 | 0 | 5 | 10 | 4 | 5 | 0 | 0 | 0 | 0 | 0 | 0 | 0 | 0 | 0 | 0 | 0 | 0 | 0 | 0 | 0 | 0 | 0 | 0 | 0 | 0 | 5.84 | 5.84 | 5.84 | 5.84 | 0 | 0 | 0 | 0 | 0 | 0 | 0 | 0 | 29 | 58 | 23 | 29 | 0 | 0 | 0 | 0 | 0 | 0 | 0 | 0 | 0 | 0 | 0 | 0 | 0 | 0 | 0 | 0 | 0 | 0 | 0 | 0 | 0 | 0 | 0 | 0 | 24 | 0 | 139 | 0 | 0 | 2020
Vintage2001 | petroleum | FALSE | 19533.50307.OK.IC | 50307 | Y | . | University of Oklahoma | University of Oklahoma | 19533 | OK | WSC | MRO |  | 611 | 5 | Commercial NAICS Cogen | IC | RFO | RFO | SWPP | M | barrels | 0 | 0 | 0 | 0 | . | 0 | 0 | 0 | 0 | 0 | 0 | 0 | 0 | 0 | 0 | 0 | . | 0 | 0 | 0 | 0 | 0 | 0 | 0 | 0 | 0 | 0 | 0 | . | 0 | 0 | 0 | 0 | 0 | 0 | 0 | 0 | 0 | 0 | 0 | . | 0 | 0 | 0 | 0 | 0 | 0 | 0 | 0 | 0 | 0 | 0 | . | 0 | 0 | 0 | 0 | 0 | 0 | 0 | 0 | 0 | 0 | 0 | . | 0 | 0 | 0 | 0 | 0 | 0 | 0 | 0 | 0 | 0 | 0 | 0 | 2020
Vintage1985 | natural gas steam turbine | FALSE | 19533.50307.OK.ST | 50307 | Y | . | University of Oklahoma | University of Oklahoma | 19533 | OK | WSC | MRO |  | 611 | 5 | Commercial NAICS Cogen | ST | NG | NG | SWPP | M | mcf | 13249 | 11553 | 4895 | 0 | 21069 | 35921 | 0 | 13 | 40 | 9324 | 72956 | 24882 | 0 | 0 | 0 | 0 | 344 | 0 | 0 | 0 | 0 | 0 | 0 | 0 | 1.064 | 1.064 | 1.064 | 0 | 1.064 | 1.064 | 0 | 1.064 | 1.064 | 1.064 | 1.064 | 1.064 | 14097 | 12292 | 5208 | 0 | 22417 | 38220 | 0 | 14 | 43 | 9921 | 77625 | 26474 | 0 | 0 | 0 | 0 | 366 | 0 | 0 | 0 | 0 | 0 | 0 | 0 | 0 | 0 | 0 | 0 | 63 | 0 | 0 | 0 | 0 | 0 | 0 | 0 | 193902 | 344 | 206311 | 366 | 63 | 2020
Vintage1985 | petroleum | FALSE | 19533.50307.OK.ST | 50307 | Y | . | University of Oklahoma | University of Oklahoma | 19533 | OK | WSC | MRO |  | 611 | 5 | Commercial NAICS Cogen | ST | RFO | RFO | SWPP | M | barrels | . | . | . | . | 0 | . | . | . | . | . | . | . | . | . | . | . | 0 | . | . | . | . | . | . | . | . | . | . | . | 0 | . | . | . | . | . | . | . | . | . | . | . | 0 | . | . | . | . | . | . | . | . | . | . | . | 0 | . | . | . | . | . | . | . | . | . | . | . | 0 | . | . | . | . | . | . | . | 0 | 0 | 0 | 0 | 0 | 2020
Vintage1989 | hard coal | TRUE | 56389.50308.AK.ST | 50308 | Y | . | Utility Plants Section | Doyon Utilities - Ft. Wainwright | 56389 | AK | PACN |  |  | 22 | 1 | Electric Utility | ST | SUB | COL |  | AM | short tons | 26587 | 21970 | 20906 | 16264 | 12458 | 11499 | 12662 | 12141 | 14209 | 18097 | 20695 | 20861 | 4431 | 3870 | 4421 | 3216 | 2539 | 2659 | 3092 | 2777 | 3395 | 3317 | 3716 | 3855 | 14.737 | 14.836 | 15.042 | 14.924 | 15.265 | 15.154 | 15.112 | 14.917 | 14.952 | 14.895 | 15.242 | 15.335 | 391813 | 325947 | 314468 | 242724 | 190171 | 174256 | 191348 | 181107 | 212453 | 269555 | 315433 | 319903 | 65303 | 57418 | 66497 | 47998 | 38763 | 40291 | 46722 | 41419 | 50765 | 49407 | 56632 | 59109 | 7376 | 6457 | 7678 | 5297 | 4086 | 4272 | 4993 | 4373 | 5633 | 5450 | 6407 | 6717 | 208349 | 41288 | 3129178 | 620324 | 68739 | 2020
Vintage2006 | natural gas peaker | FALSE | 14762.50310.FL.IC | 50310 | N | . | Standby Generation Plant | Pensacola Christian College | 14762 | FL | SAT | SERC |  | 611 | 4 | Commercial NAICS Non-Cogen | IC | NG | NG | SOCO | M | mcf | 37 | 28 | 55 | 82 | 1 | 8 | 10 | 39 | 927 | 278 | 0 | 50 | 37 | 28 | 55 | 82 | 1 | 8 | 10 | 39 | 927 | 278 | 0 | 50 | 1.022 | 1.023 | 1.021 | 1.021 | 1.02 | 1.017 | 1.017 | 1.016 | 1.022 | 1.019 | 0 | 1.022 | 38 | 29 | 56 | 84 | 1 | 8 | 10 | 40 | 947 | 283 | 0 | 51 | 38 | 29 | 56 | 84 | 1 | 8 | 10 | 40 | 947 | 283 | 0 | 51 | 3 | 1 | 5 | 7 | 0 | 0 | 0 | 2 | 65 | 28 | 0 | 4 | 1515 | 1515 | 1547 | 1547 | 115 | 2020
Vintage1985 | hydro | TRUE | 57280.50312.NH.HY | 50312 | N | . | Pembroke Hydro | Eagle Creek Renewable Energy, LLC | 57280 | NH | NEW | NPCC |  | 22 | 2 | NAICS-22 Non-Cogen | HY | WAT | HYC | ISNE | A |  | 0 | 0 | 0 | 0 | 0 | 0 | 0 | 0 | 0 | 0 | 0 | 0 | 0 | 0 | 0 | 0 | 0 | 0 | 0 | 0 | 0 | 0 | 0 | 0 | 0 | 0 | 0 | 0 | 0 | 0 | 0 | 0 | 0 | 0 | 0 | 0 | 7849 | 6689 | 9129 | 9849 | 8876 | 2938 | 3732 | 2017 | 1148 | 4271 | 5037 | 6794 | 7849 | 6689 | 9129 | 9849 | 8876 | 2938 | 3732 | 2017 | 1148 | 4271 | 5037 | 6794 | 895.302 | 763.03 | 1041.253 | 1123.454 | 1012.432 | 335.102 | 425.637 | 230.124 | 131 | 487.224 | 574.515 | 774.927 | 0 | 0 | 68329 | 68329 | 7794 | 2020
Vintage1984 | hydro | TRUE | 24979.50315.NY.HY | 50315 | N | . | Chasm Hydro Partnership | Ampersand Chasm Hydro LLC | 24979 | NY | MAT | NPCC |  | 22 | 2 | NAICS-22 Non-Cogen | HY | WAT | HYC | NYIS | A |  | 0 | 0 | 0 | 0 | 0 | 0 | 0 | 0 | 0 | 0 | 0 | 0 | 0 | 0 | 0 | 0 | 0 | 0 | 0 | 0 | 0 | 0 | 0 | 0 | 0 | 0 | 0 | 0 | 0 | 0 | 0 | 0 | 0 | 0 | 0 | 0 | 0 | 0 | 0 | 0 | 0 | 0 | 0 | 0 | 0 | 0 | 0 | 0 | 0 | 0 | 0 | 0 | 0 | 0 | 0 | 0 | 0 | 0 | 0 | 0 | 0 | 0 | 0 | 0 | 0 | 0 | 0 | 0 | 0 | 0 | 0 | 0 | 0 | 0 | 0 | 0 | 0 | 2020
Vintage1950 | hard coal | FALSE | 3283.50316.IN.ST | 50316 | Y | . | Bunge North America East LLC | Bunge North America East LLC | 3283 | IN | ENC | RFC |  | 311 | 7 | Industrial NAICS Cogen | ST | BIT | COL | PJM | M | short tons | 0 | 0 | 0 | 0 | 0 | 0 | 0 | 0 | 0 | 0 | 0 | 0 | 0 | 0 | 0 | 0 | 0 | 0 | 0 | 0 | 0 | 0 | 0 | 0 | 0 | 0 | 0 | 0 | 0 | 0 | 0 | 0 | 0 | 0 | 0 | 0 | 0 | 0 | 0 | 0 | 0 | 0 | 0 | 0 | 0 | 0 | 0 | 0 | 0 | 0 | 0 | 0 | 0 | 0 | 0 | 0 | 0 | 0 | 0 | 0 | 0 | 0 | 0 | 0 | 0 | 0 | 0 | 0 | 0 | 0 | 0 | 0 | 0 | 0 | 0 | 0 | 0 | 2020
Vintage1950 | petroleum | FALSE | 3283.50316.IN.ST | 50316 | Y | . | Bunge North America East LLC | Bunge North America East LLC | 3283 | IN | ENC | RFC |  | 311 | 7 | Industrial NAICS Cogen | ST | DFO | DFO | PJM | M | barrels | 0 | 0 | 0 | 0 | 0 | 0 | 0 | 0 | 0 | 0 | 0 | 0 | 0 | 0 | 0 | 0 | 0 | 0 | 0 | 0 | 0 | 0 | 0 | 0 | 0 | 0 | 0 | 0 | 0 | 0 | 0 | 0 | 0 | 0 | 0 | 0 | 0 | 0 | 0 | 0 | 0 | 0 | 0 | 0 | 0 | 0 | 0 | 0 | 0 | 0 | 0 | 0 | 0 | 0 | 0 | 0 | 0 | 0 | 0 | 0 | 0 | 0 | 0 | 0 | 0 | 0 | 0 | 0 | 0 | 0 | 0 | 0 | 0 | 0 | 0 | 0 | 0 | 2020
Vintage1950 | natural gas steam turbine | FALSE | 3283.50316.IN.ST | 50316 | Y | . | Bunge North America East LLC | Bunge North America East LLC | 3283 | IN | ENC | RFC |  | 311 | 7 | Industrial NAICS Cogen | ST | NG | NG | PJM | M | mcf | 63249 | 59657 | 60530 | 72983 | 61483 | 47397 | 60098 | 35054 | 52481 | 58691 | 57945 | 62617 | 5066 | 5733 | 6221 | 5221 | 5543 | 3202 | 5027 | 1627 | 5618 | 5420 | 5927 | 6848 | 1 | 1 | 1 | 1 | 1 | 1 | 1 | 1 | 1 | 1 | 1 | 1 | 63249 | 59657 | 60530 | 72983 | 61483 | 47397 | 60098 | 35054 | 52481 | 58691 | 57945 | 62617 | 5066 | 5733 | 6221 | 5221 | 5543 | 3202 | 5027 | 1627 | 5618 | 5420 | 5927 | 6848 | 923 | 1121 | 1239 | 1050 | 1006 | 649 | 979 | 271 | 1303 | 1263 | 1381 | 1589 | 692185 | 61453 | 692185 | 61453 | 12774 | 2020
Vintage0 | petroleum | FALSE | 55970.50318.MI.GT | 50318 | Y | . | Par Sterile Products | JHP Pharmaceuticals LLC | 55970 | MI | ENC | RFC |  | 325 | 7 | Industrial NAICS Cogen | GT | DFO | DFO | MISO | A | barrels | 0 | 0 | 0 | 0 | . | . | . | . | . | . | . | . | 0 | 0 | 0 | 0 | . | . | . | . | . | . | . | . | 0 | 0 | 0 | 0 | . | . | . | . | . | . | . | . | 0 | 0 | 0 | 0 | . | . | . | . | . | . | . | . | 0 | 0 | 0 | 0 | . | . | . | . | . | . | . | . | 0 | 0 | 0 | 0 | . | . | . | . | . | . | . | . | 0 | 0 | 0 | 0 | 0 | 2020
Vintage0 | natural gas peaker | FALSE | 55970.50318.MI.GT | 50318 | Y | . | Par Sterile Products | JHP Pharmaceuticals LLC | 55970 | MI | ENC | RFC |  | 325 | 7 | Industrial NAICS Cogen | GT | NG | NG | MISO | A | mcf | 19974945 | 17581649 | 16729864 | 14883542 | . | . | . | . | . | . | . | . | 18714 | 16472 | 15674 | 13944 | . | . | . | . | . | . | . | . | 1 | 1 | 1 | 1 | . | . | . | . | . | . | . | . | 19974945 | 17581649 | 16729864 | 14883542 | . | . | . | . | . | . | . | . | 18714 | 16472 | 15674 | 13944 | . | . | . | . | . | . | . | . | 0 | 0 | 0 | 0 | . | . | . | . | . | . | . | . | 69170000 | 64804 | 69170000 | 64804 | 0 | 2020
Vintage1985 | hydro | TRUE | 26287.50322.CA.HY | 50322 | N | . | Site 980 65 | Madera-Chowchilla Power Auth | 26287 | CA | PACC | WECC |  | 22 | 2 | NAICS-22 Non-Cogen | HY | WAT | HYC | CISO | A |  | 0 | 0 | 0 | 0 | 0 | 0 | 0 | 0 | 0 | 0 | 0 | 0 | 0 | 0 | 0 | 0 | 0 | 0 | 0 | 0 | 0 | 0 | 0 | 0 | 0 | 0 | 0 | 0 | 0 | 0 | 0 | 0 | 0 | 0 | 0 | 0 | 1388 | 1035 | 1096 | 1609 | 2204 | 2059 | 2177 | 2194 | 1528 | 1256 | 950 | 783 | 1388 | 1035 | 1096 | 1609 | 2204 | 2059 | 2177 | 2194 | 1528 | 1256 | 950 | 783 | 158.299 | 118.098 | 125.029 | 183.53 | 251.366 | 234.867 | 248.321 | 250.222 | 174.27 | 143.317 | 108.393 | 89.288 | 0 | 0 | 18279 | 18279 | 2085 | 2020
Vintage1985 | hydro | TRUE | 15286.50323.ID.HY | 50323 | N | . | Marco Ranch | Marco Power Inc | 15286 | ID | MTN | WECC |  | 22 | 2 | NAICS-22 Non-Cogen | HY | WAT | HYC | IPCO | A |  | 0 | 0 | 0 | 0 | 0 | 0 | 0 | 0 | 0 | 0 | 0 | 0 | 0 | 0 | 0 | 0 | 0 | 0 | 0 | 0 | 0 | 0 | 0 | 0 | 0 | 0 | 0 | 0 | 0 | 0 | 0 | 0 | 0 | 0 | 0 | 0 | 1942 | 2046 | 2128 | 2394 | 2724 | 2653 | 2688 | 2706 | 1966 | 2151 | 2096 | 1947 | 1942 | 2046 | 2128 | 2394 | 2724 | 2653 | 2688 | 2706 | 1966 | 2151 | 2096 | 1947 | 221.538 | 233.335 | 242.755 | 273.102 | 310.656 | 302.604 | 306.609 | 308.69 | 224.227 | 245.307 | 239.118 | 222.059 | 0 | 0 | 27441 | 27441 | 3130 | 2020
Vintage1983 | hydro | TRUE | 36055.50324.NH.HY | 50324 | N | . | Newfound Hydroelectric | KTZ Hydro LLC | 36055 | NH | NEW | NPCC |  | 22 | 2 | NAICS-22 Non-Cogen | HY | WAT | HYC | ISNE | A |  | 0 | 0 | 0 | 0 | 0 | 0 | 0 | 0 | 0 | 0 | 0 | 0 | 0 | 0 | 0 | 0 | 0 | 0 | 0 | 0 | 0 | 0 | 0 | 0 | 0 | 0 | 0 | 0 | 0 | 0 | 0 | 0 | 0 | 0 | 0 | 0 | 4558 | 3885 | 5301 | 5720 | 5154 | 1706 | 2167 | 1172 | 667 | 2480 | 2925 | 3945 | 4558 | 3885 | 5301 | 5720 | 5154 | 1706 | 2167 | 1172 | 667 | 2480 | 2925 | 3945 | 519.903 | 443.094 | 604.659 | 652.393 | 587.922 | 194.595 | 247.169 | 133.634 | 76.072 | 282.933 | 333.623 | 450.003 | 0 | 0 | 39680 | 39680 | 4526 | 2020
Vintage1985 | natural gas combined cycle | FALSE | 14293.50326.IL.CA | 50326 | Y | . | Nalco | Nalco Co | 14293 | IL | ENC | RFC |  | 561 | 5 | Commercial NAICS Cogen | CA | NG | NG | PJM | A | mcf | 0 | 0 | 0 | 0 | 0 | 0 | 0 | 0 | 0 | 0 | 0 | 0 | 0 | 0 | 0 | 0 | 0 | 0 | 0 | 0 | 0 | 0 | 0 | 0 | 0 | 0 | 0 | 0 | 0 | 0 | 0 | 0 | 0 | 0 | 0 | 0 | 0 | 0 | 0 | 0 | 0 | 0 | 0 | 0 | 0 | 0 | 0 | 0 | 0 | 0 | 0 | 0 | 0 | 0 | 0 | 0 | 0 | 0 | 0 | 0 | 0 | 0 | 0 | 0 | 0 | 0 | 0 | 0 | 0 | 0 | 0 | 0 | 0 | 0 | 0 | 0 | 0 | 2020
Vintage1985 | natural gas combined cycle | FALSE | 14293.50326.IL.CT | 50326 | Y | . | Nalco | Nalco Co | 14293 | IL | ENC | RFC |  | 561 | 5 | Commercial NAICS Cogen | CT | NG | NG | PJM | A | mcf | 27053 | 24575 | 25507 | 18651 | 15953 | 24463 | 35162 | 26225 | 17154 | 18115 | 8416 | 19016 | 9716 | 8826 | 9160 | 6698 | 5729 | 8786 | 12628 | 9418 | 6160 | 6506 | 3022 | 6829 | 0.9 | 0.9 | 0.9 | 0.9 | 0.9 | 0.9 | 0.9 | 0.9 | 0.9 | 0.9 | 0.9 | 0.9 | 24348 | 22118 | 22956 | 16786 | 14358 | 22017 | 31646 | 23603 | 15439 | 16304 | 7574 | 17114 | 8744 | 7943 | 8244 | 6028 | 5156 | 7907 | 11365 | 8476 | 5544 | 5855 | 2720 | 6146 | 1665.764 | 1513.154 | 1570.56 | 1148.385 | 982.289 | 1506.298 | 2165.032 | 1614.794 | 1056.245 | 1115.406 | 518.199 | 1170.874 | 260290 | 93478 | 234263 | 84128 | 16027 | 2020
Vintage1988 | hydro | TRUE | 13389.50328.MN.HY | 50328 | N | . | Byllesby | Neshkoro Power Assc LLC | 13389 | MN | WNC | MRO |  | 22 | 2 | NAICS-22 Non-Cogen | HY | WAT | HYC | MISO | A |  | 0 | 0 | 0 | 0 | 0 | 0 | 0 | 0 | 0 | 0 | 0 | 0 | 0 | 0 | 0 | 0 | 0 | 0 | 0 | 0 | 0 | 0 | 0 | 0 | 0 | 0 | 0 | 0 | 0 | 0 | 0 | 0 | 0 | 0 | 0 | 0 | 1417 | 1285 | 1045 | 1388 | 1055 | 1117 | 936 | 738 | 462 | 517 | 692 | 710 | 1417 | 1285 | 1045 | 1388 | 1055 | 1117 | 936 | 738 | 462 | 517 | 692 | 710 | 161.63 | 146.523 | 119.195 | 158.324 | 120.318 | 127.452 | 106.81 | 84.167 | 52.683 | 58.976 | 78.888 | 81.034 | 0 | 0 | 11362 | 11362 | 1296 | 2020
Vintage2012 | natural gas peaker | FALSE | 10004.50329.WA.IC | 50329 | Y | . | West Point Treatment Plant | King County Dept-Natural Res | 10004 | WA | PACC | WECC |  | 22132 | 5 | Commercial NAICS Cogen | IC | NG | NG | SCL | A | mcf | 0 | 0 | 0 | 0 | 0 | 0 | 0 | 0 | 0 | 0 | 0 | 0 | 0 | 0 | 0 | 0 | 0 | 0 | 0 | 0 | 0 | 0 | 0 | 0 | 0 | 0 | 0 | 0 | 0 | 0 | 0 | 0 | 0 | 0 | 0 | 0 | 0 | 0 | 0 | 0 | 0 | 0 | 0 | 0 | 0 | 0 | 0 | 0 | 0 | 0 | 0 | 0 | 0 | 0 | 0 | 0 | 0 | 0 | 0 | 0 | 0 | 0 | 0 | 0 | 0 | 0 | 0 | 0 | 0 | 0 | 0 | 0 | 0 | 0 | 0 | 0 | 0 | 2020
Vintage2012 | biomass | FALSE | 10004.50329.WA.IC | 50329 | Y | . | West Point Treatment Plant | King County Dept-Natural Res | 10004 | WA | PACC | WECC |  | 22132 | 5 | Commercial NAICS Cogen | IC | OBG | ORW | SCL | A | Mcf | 20869 | 19054 | 20120 | 18742 | 19757 | 18350 | 20491 | 19576 | 19406 | 18826 | 18711 | 17470 | 12098 | 11045 | 11663 | 10865 | 11453 | 10637 | 11878 | 11348 | 11250 | 10913 | 10847 | 10128 | 0.6 | 0.6 | 0.6 | 0.6 | 0.6 | 0.6 | 0.6 | 0.6 | 0.6 | 0.6 | 0.6 | 0.6 | 12521 | 11432 | 12072 | 11245 | 11854 | 11010 | 12295 | 11746 | 11644 | 11296 | 11227 | 10482 | 7259 | 6627 | 6998 | 6519 | 6872 | 6382 | 7127 | 6809 | 6750 | 6548 | 6508 | 6077 | 1182.051 | 1079.219 | 1139.607 | 1061.538 | 1119.047 | 1039.345 | 1160.606 | 1108.795 | 1099.181 | 1066.31 | 1059.777 | 989.524 | 231372 | 134125 | 138824 | 80476 | 13105 | 2020
Vintage2019 | hydro | FALSE | 7019.50333.HI.HY | 50333 | N | . | Gay Robinson | Gay & Robinson Inc | 7019 | HI | PACN |  |  | 115 | 6 | Industrial NAICS Non-Cogen | HY | WAT | HYC | NA | A |  | 0 | 0 | 0 | 0 | 0 | 0 | 0 | 0 | 0 | 0 | 0 | 0 | 0 | 0 | 0 | 0 | 0 | 0 | 0 | 0 | 0 | 0 | 0 | 0 | 0 | 0 | 0 | 0 | 0 | 0 | 0 | 0 | 0 | 0 | 0 | 0 | 31909 | 33320 | 29231 | 27015 | 39629 | 38603 | 36332 | 30781 | 24662 | 24527 | 28224 | 29355 | 31909 | 33320 | 29231 | 27015 | 39629 | 38603 | 36332 | 30781 | 24662 | 24527 | 28224 | 29355 | 3639.656 | 3800.656 | 3334.259 | 3081.428 | 4520.191 | 4403.239 | 4144.137 | 3511.024 | 2813.028 | 2797.63 | 3219.353 | 3348.399 | 0 | 0 | 373588 | 373588 | 42613 | 2020
Vintage2010 | petroleum | FALSE | 7019.50333.HI.IC | 50333 | N | . | Gay Robinson | Gay & Robinson Inc | 7019 | HI | PACN |  |  | 115 | 6 | Industrial NAICS Non-Cogen | IC | DFO | DFO | NA | A | barrels | 0 | 0 | 0 | 0 | 0 | 0 | 0 | 0 | 0 | 0 | 0 | 0 | 0 | 0 | 0 | 0 | 0 | 0 | 0 | 0 | 0 | 0 | 0 | 0 | 0 | 0 | 0 | 0 | 0 | 0 | 0 | 0 | 0 | 0 | 0 | 0 | 0 | 0 | 0 | 0 | 0 | 0 | 0 | 0 | 0 | 0 | 0 | 0 | 0 | 0 | 0 | 0 | 0 | 0 | 0 | 0 | 0 | 0 | 0 | 0 | 0 | 0 | 0 | 0 | 0 | 0 | 0 | 0 | 0 | 0 | 0 | 0 | 0 | 0 | 0 | 0 | 0 | 2020
Vintage1986 | natural gas peaker | FALSE | 21690.50337.IL.IC | 50337 | Y | . | Mooseheart Power House | Moose International | 21690 | IL | ENC | RFC |  | 813 | 5 | Commercial NAICS Cogen | IC | NG | NG | PJM | A | mcf | 0 | 0 | 0 | 0 | 0 | 0 | 0 | 0 | 0 | 0 | 0 | 0 | 0 | 0 | 0 | 0 | 0 | 0 | 0 | 0 | 0 | 0 | 0 | 0 | 0 | 0 | 0 | 0 | 0 | 0 | 0 | 0 | 0 | 0 | 0 | 0 | 0 | 0 | 0 | 0 | 0 | 0 | 0 | 0 | 0 | 0 | 0 | 0 | 0 | 0 | 0 | 0 | 0 | 0 | 0 | 0 | 0 | 0 | 0 | 0 | 0 | 0 | 0 | 0 | 0 | 0 | 0 | 0 | 0 | 0 | 0 | 0 | 0 | 0 | 0 | 0 | 0 | 2020
Vintage2014 | petroleum | FALSE | 15237.50341.LA.IC | 50341 | N | . | PCS Nitrogen Fertilizer LP | PCS Nitrogen LP | 15237 | LA | WSC | SERC |  | 325 | 6 | Industrial NAICS Non-Cogen | IC | DFO | DFO | MISO | M | barrels | 0 | 0 | 0 | 0 | 0 | 0 | 0 | 0 | 0 | 0 | 0 | 0 | 0 | 0 | 0 | 0 | 0 | 0 | 0 | 0 | 0 | 0 | 0 | 0 | 0 | 0 | 0 | 0 | 0 | 0 | 0 | 0 | 0 | 0 | 0 | 0 | 0 | 0 | 0 | 0 | 0 | 0 | 0 | 0 | 0 | 0 | 0 | 0 | 0 | 0 | 0 | 0 | 0 | 0 | 0 | 0 | 0 | 0 | 0 | 0 | 0 | 0 | 0 | 0 | 0 | 0 | 0 | 0 | 0 | 0 | 0 | 0 | 0 | 0 | 0 | 0 | 0 | 2020
Vintage1992 | hydro | TRUE | 8530.50350.CA.HY | 50350 | N | . | Forks of Butte Hydro Project | HYPOWER INC | 8530 | CA | PACC | WECC |  | 22 | 2 | NAICS-22 Non-Cogen | HY | WAT | HYC | CISO | A |  | 0 | 0 | 0 | 0 | 0 | 0 | 0 | 0 | 0 | 0 | 0 | 0 | 0 | 0 | 0 | 0 | 0 | 0 | 0 | 0 | 0 | 0 | 0 | 0 | 0 | 0 | 0 | 0 | 0 | 0 | 0 | 0 | 0 | 0 | 0 | 0 | 9944 | 7419 | 7854 | 11529 | 15791 | 14754 | 15599 | 15719 | 10948 | 9003 | 6809 | 5609 | 9944 | 7419 | 7854 | 11529 | 15791 | 14754 | 15599 | 15719 | 10948 | 9003 | 6809 | 5609 | 1134.272 | 846.231 | 895.891 | 1315.078 | 1801.154 | 1682.934 | 1779.338 | 1792.958 | 1248.729 | 1026.935 | 776.689 | 639.791 | 0 | 0 | 130978 | 130978 | 14940 | 2020
Vintage1987 | hydro | TRUE | 24793.50351.NH.HY | 50351 | N | . | Rolfe Canal Hydro | Briar-Hydro Associates | 24793 | NH | NEW | NPCC |  | 22 | 2 | NAICS-22 Non-Cogen | HY | WAT | HYC | ISNE | A |  | 0 | 0 | 0 | 0 | 0 | 0 | 0 | 0 | 0 | 0 | 0 | 0 | 0 | 0 | 0 | 0 | 0 | 0 | 0 | 0 | 0 | 0 | 0 | 0 | 0 | 0 | 0 | 0 | 0 | 0 | 0 | 0 | 0 | 0 | 0 | 0 | 18567 | 15824 | 21594 | 23299 | 20996 | 6950 | 8827 | 4772 | 2717 | 10104 | 11915 | 16071 | 18567 | 15824 | 21594 | 23299 | 20996 | 6950 | 8827 | 4772 | 2717 | 10104 | 11915 | 16071 | 2117.87 | 1804.976 | 2463.123 | 2657.572 | 2394.945 | 792.696 | 1006.861 | 544.367 | 309.885 | 1152.548 | 1359.037 | 1833.12 | 0 | 0 | 161636 | 161636 | 18437 | 2020
Vintage1987 | hydro | TRUE | 12850.50352.CA.HY | 50352 | N | . | Nacimiento Hydro Project | Monterey Cnty Water Res Agency | 12850 | CA | PACC | WECC |  | 22 | 2 | NAICS-22 Non-Cogen | HY | WAT | HYC | CISO | A |  | 0 | 0 | 0 | 0 | 0 | 0 | 0 | 0 | 0 | 0 | 0 | 0 | 0 | 0 | 0 | 0 | 0 | 0 | 0 | 0 | 0 | 0 | 0 | 0 | 0 | 0 | 0 | 0 | 0 | 0 | 0 | 0 | 0 | 0 | 0 | 0 | 7772 | 5798 | 6138 | 9010 | 12341 | 11531 | 12191 | 12285 | 8556 | 7036 | 5322 | 4384 | 7772 | 5798 | 6138 | 9010 | 12341 | 11531 | 12191 | 12285 | 8556 | 7036 | 5322 | 4384 | 886.462 | 661.352 | 700.162 | 1027.768 | 1407.649 | 1315.257 | 1390.599 | 1401.244 | 975.914 | 802.577 | 607.003 | 500.013 | 0 | 0 | 102364 | 102364 | 11676 | 2020
Vintage1983 | hydro | TRUE | 24793.50353.NH.HY | 50353 | N | . | Penacook Lower Falls | Briar-Hydro Associates | 24793 | NH | NEW | NPCC |  | 22 | 2 | NAICS-22 Non-Cogen | HY | WAT | HYC | ISNE | A |  | 0 | 0 | 0 | 0 | 0 | 0 | 0 | 0 | 0 | 0 | 0 | 0 | 0 | 0 | 0 | 0 | 0 | 0 | 0 | 0 | 0 | 0 | 0 | 0 | 0 | 0 | 0 | 0 | 0 | 0 | 0 | 0 | 0 | 0 | 0 | 0 | 16611 | 14157 | 19318 | 20844 | 18784 | 6217 | 7897 | 4270 | 2430 | 9040 | 10659 | 14377 | 16611 | 14157 | 19318 | 20844 | 18784 | 6217 | 7897 | 4270 | 2430 | 9040 | 10659 | 14377 | 1894.677 | 1614.757 | 2203.544 | 2377.501 | 2142.552 | 709.157 | 900.752 | 486.999 | 277.227 | 1031.085 | 1215.814 | 1639.935 | 0 | 0 | 144604 | 144604 | 16494 | 2020
Vintage1987 | hydro | TRUE | 57280.50354.NY.HY | 50354 | N | . | Newport Hydro | Eagle Creek Renewable Energy, LLC | 57280 | NY | MAT | NPCC |  | 22 | 2 | NAICS-22 Non-Cogen | HY | WAT | HYC | NYIS | A |  | 0 | 0 | 0 | 0 | 0 | 0 | 0 | 0 | 0 | 0 | 0 | 0 | 0 | 0 | 0 | 0 | 0 | 0 | 0 | 0 | 0 | 0 | 0 | 0 | 0 | 0 | 0 | 0 | 0 | 0 | 0 | 0 | 0 | 0 | 0 | 0 | 4058 | 3787 | 4021 | 3944 | 4119 | 3854 | 4044 | 3966 | 3767 | 3786 | 3744 | 3955 | 4058 | 3787 | 4021 | 3944 | 4119 | 3854 | 4044 | 3966 | 3767 | 3786 | 3744 | 3955 | 462.881 | 431.921 | 458.699 | 449.813 | 469.855 | 439.567 | 461.267 | 452.359 | 429.681 | 431.803 | 427.043 | 451.111 | 0 | 0 | 47045 | 47045 | 5366 | 2020
Vintage1958 | natural gas steam turbine | FALSE | 62972.50359.AL.ST | 50359 | Y | . | Sloss Industries Corp | Bluestone Coke LLC | 62972 | AL | ESC | SERC |  | 324 | 7 | Industrial NAICS Cogen | ST | NG | NG | SOCO | M | mcf | 51131 | 45611 | 43610 | 45381 | 56039 | 53683 | 56002 | 56002 | 101395 | 87928 | 96309 | 107579 | 0 | 0 | 0 | 0 | 0 | 0 | 0 | 0 | 0 | 0 | 0 | 0 | 1 | 1 | 1 | 1 | 1 | 1 | 1 | 1 | 1 | 1 | 1 | 1 | 51131 | 45611 | 43610 | 45381 | 56039 | 53683 | 56002 | 56002 | 101395 | 87928 | 96309 | 107579 | 0 | 0 | 0 | 0 | 0 | 0 | 0 | 0 | 0 | 0 | 0 | 0 | 0 | 0 | 0 | 0 | 0 | 0 | 0 | 0 | 0 | 0 | 0 | 0 | 800670 | 0 | 800670 | 0 | 0 | 2020
Vintage1958 | other | FALSE | 62972.50359.AL.ST | 50359 | Y | . | Sloss Industries Corp | Bluestone Coke LLC | 62972 | AL | ESC | SERC |  | 324 | 7 | Industrial NAICS Cogen | ST | OG | OOG | SOCO | M | mcf | 194710 | 157190 | 132381 | 153170 | 164854 | 135130 | 172870 | 174264 | 151666 | 140904 | 60774 | 68092 | 0 | 0 | 0 | 0 | 0 | 0 | 0 | 0 | 0 | 0 | 0 | 0 | 0.5 | 0.5 | 0.5 | 0.5 | 0.5 | 0.5 | 0.5 | 0.5 | 0.5 | 0.5 | 0.5 | 0.5 | 97355 | 78595 | 66191 | 76585 | 82427 | 67565 | 86435 | 87132 | 75833 | 70452 | 30387 | 34046 | 0 | 0 | 0 | 0 | 0 | 0 | 0 | 0 | 0 | 0 | 0 | 0 | 0 | 0 | 0 | 0 | 0 | 0 | 0 | 0 | 0 | 0 | 0 | 0 | 1706005 | 0 | 853003 | 0 | 0 | 2020
Vintage1989 | hydro | TRUE | 14243.50360.OR.HY | 50360 | N | . | Michell Butte Power Project | Owyhee Irrigation District | 14243 | OR | PACC | WECC |  | 22 | 2 | NAICS-22 Non-Cogen | HY | WAT | HYC | IPCO | A |  | 0 | 0 | 0 | 0 | 0 | 0 | 0 | 0 | 0 | 0 | 0 | 0 | 0 | 0 | 0 | 0 | 0 | 0 | 0 | 0 | 0 | 0 | 0 | 0 | 0 | 0 | 0 | 0 | 0 | 0 | 0 | 0 | 0 | 0 | 0 | 0 | 4617 | 5000 | 4012 | 3568 | 6118 | 6144 | 5633 | 4530 | 3442 | 3390 | 4091 | 4196 | 4617 | 5000 | 4012 | 3568 | 6118 | 6144 | 5633 | 4530 | 3442 | 3390 | 4091 | 4196 | 526.608 | 570.317 | 457.671 | 406.997 | 697.898 | 700.808 | 642.512 | 516.669 | 392.62 | 386.69 | 466.583 | 478.627 | 0 | 0 | 54741 | 54741 | 6244 | 2020
Vintage1985 | hydro | TRUE | 14243.50361.OR.HY | 50361 | N | . | Owyhee Dam Power Project | Owyhee Irrigation District | 14243 | OR | PACC | WECC |  | 22 | 2 | NAICS-22 Non-Cogen | HY | WAT | HYC | IPCO | A |  | 0 | 0 | 0 | 0 | 0 | 0 | 0 | 0 | 0 | 0 | 0 | 0 | 0 | 0 | 0 | 0 | 0 | 0 | 0 | 0 | 0 | 0 | 0 | 0 | 0 | 0 | 0 | 0 | 0 | 0 | 0 | 0 | 0 | 0 | 0 | 0 | 15795 | 17106 | 13727 | 12207 | 20933 | 21020 | 19271 | 15497 | 11776 | 11598 | 13995 | 14356 | 15795 | 17106 | 13727 | 12207 | 20933 | 21020 | 19271 | 15497 | 11776 | 11598 | 13995 | 14356 | 1801.639 | 1951.17 | 1565.785 | 1392.419 | 2387.653 | 2397.607 | 2198.164 | 1767.629 | 1343.233 | 1322.944 | 1596.277 | 1637.48 | 0 | 0 | 187281 | 187281 | 21362 | 2020
Vintage1993 | hydro | TRUE | 14243.50362.OR.HY | 50362 | N | . | Tunnel 1 Power Project | Owyhee Irrigation District | 14243 | OR | PACC | WECC |  | 22 | 2 | NAICS-22 Non-Cogen | HY | WAT | HYC | IPCO | A |  | 0 | 0 | 0 | 0 | 0 | 0 | 0 | 0 | 0 | 0 | 0 | 0 | 0 | 0 | 0 | 0 | 0 | 0 | 0 | 0 | 0 | 0 | 0 | 0 | 0 | 0 | 0 | 0 | 0 | 0 | 0 | 0 | 0 | 0 | 0 | 0 | 13955 | 15114 | 12128 | 10786 | 18495 | 18572 | 17027 | 13692 | 10405 | 10247 | 12365 | 12684 | 13955 | 15114 | 12128 | 10786 | 18495 | 18572 | 17027 | 13692 | 10405 | 10247 | 12365 | 12684 | 1591.805 | 1723.92 | 1383.421 | 1230.246 | 2109.566 | 2118.361 | 1942.147 | 1561.756 | 1186.789 | 1168.863 | 1410.361 | 1446.765 | 0 | 0 | 165470 | 165470 | 18874 | 2020
Vintage2005 | biomass | TRUE | 56889.50365.RI.IC | 50365 | N | . | Ridgewood Providence Power | Rhode Island LFG Genco | 56889 | RI | NEW | NPCC |  | 22 | 2 | NAICS-22 Non-Cogen | IC | LFG | MLG | ISNE | A | mcf | 0 | 0 | 0 | 0 | 0 | 0 | 0 | 0 | 0 | 0 | 0 | 0 | 0 | 0 | 0 | 0 | 0 | 0 | 0 | 0 | 0 | 0 | 0 | 0 | 0 | 0 | 0 | 0 | 0 | 0 | 0 | 0 | 0 | 0 | 0 | 0 | 0 | 0 | 0 | 0 | 0 | 0 | 0 | 0 | 0 | 0 | 0 | 0 | 0 | 0 | 0 | 0 | 0 | 0 | 0 | 0 | 0 | 0 | 0 | 0 | 0 | 0 | 0 | 0 | 0 | 0 | 0 | 0 | 0 | 0 | 0 | 0 | 0 | 0 | 0 | 0 | 0 | 2020
Vintage2019 | natural gas peaker | FALSE | 19564.50366.IN.GT | 50366 | Y | . | University of Notre Dame | University of Notre Dame | 19564 | IN | ENC | RFC |  | 611 | 5 | Commercial NAICS Cogen | GT | NG | NG | PJM | M | mcf | 4770 | 18184 | 27397 | 0 | 400 | 14390 | 22934 | 35805 | 34131 | 25141 | 9536 | 21301 | 1370 | 6689 | 8695 | 0 | 121 | 4928 | 7324 | 12731 | 11843 | 7365 | 3015 | 7023 | 1.043 | 1.041 | 1.041 | 0 | 1.061 | 1.071 | 1.057 | 1.049 | 1.047 | 1.059 | 1.059 | 1.062 | 4975 | 18930 | 28520 | 0 | 424 | 15412 | 24241 | 37559 | 35735 | 26624 | 10099 | 22622 | 1429 | 6963 | 9052 | 0 | 128 | 5278 | 7741 | 13355 | 12400 | 7800 | 3193 | 7458 | 262.64 | 1279.88 | 1664.04 | 0 | 23.52 | 970.2 | 1422.96 | 2454.9 | 2279.48 | 1433.74 | 587.02 | 1371.02 | 213989 | 71104 | 225141 | 74797 | 13749.4 | 2020
Vintage2006 | petroleum | FALSE | 19564.50366.IN.IC | 50366 | Y | . | University of Notre Dame | University of Notre Dame | 19564 | IN | ENC | RFC |  | 611 | 5 | Commercial NAICS Cogen | IC | DFO | DFO | PJM | M | barrels | 14 | 10 | 8 | 0 | 42 | 17 | 6 | 20 | 49 | 0 | 21 | 23 | 4 | 3 | 3 | 0 | 23 | 5 | 2 | 5 | 26 | 0 | 5 | 5 | 5.83 | 5.82 | 5.83 | 0 | 5.88 | 5.846 | 5.847 | 5.87 | 5.88 | 0 | 5.87 | 5.87 | 82 | 58 | 47 | 0 | 247 | 99 | 35 | 117 | 288 | 0 | 123 | 135 | 21 | 16 | 16 | 0 | 133 | 32 | 11 | 32 | 155 | 0 | 27 | 32 | 3.92 | 2.94 | 2.94 | 0 | 24.5 | 5.88 | 1.96 | 5.88 | 28.42 | 0 | 4.9 | 5.88 | 210 | 81 | 1231 | 475 | 87.22 | 2020
Vintage2000 | hard coal | FALSE | 19564.50366.IN.ST | 50366 | Y | . | University of Notre Dame | University of Notre Dame | 19564 | IN | ENC | RFC |  | 611 | 5 | Commercial NAICS Cogen | ST | BIT | COL | PJM | M | short tons | 0 | 0 | 0 | 0 | 0 | 0 | 0 | 0 | 0 | 0 | 0 | 0 | 0 | 0 | 0 | 0 | 0 | 0 | 0 | 0 | 0 | 0 | 0 | 0 | 0 | 0 | 0 | 0 | 0 | 0 | 0 | 0 | 0 | 0 | 0 | 0 | 0 | 0 | 0 | 0 | 0 | 0 | 0 | 0 | 0 | 0 | 0 | 0 | 0 | 0 | 0 | 0 | 0 | 0 | 0 | 0 | 0 | 0 | 0 | 0 | 0 | 0 | 0 | 0 | 0 | 0 | 0 | 0 | 0 | 0 | 0 | 0 | 0 | 0 | 0 | 0 | 0 | 2020
Vintage2000 | petroleum | FALSE | 19564.50366.IN.ST | 50366 | Y | . | University of Notre Dame | University of Notre Dame | 19564 | IN | ENC | RFC |  | 611 | 5 | Commercial NAICS Cogen | ST | DFO | DFO | PJM | M | barrels | 0 | 41 | 0 | 12 | 0 | 5 | 0 | 0 | 6 | 0 | 0 | 132 | 0 | 8 | 0 | 2 | 0 | 1 | 0 | 0 | 1 | 0 | 0 | 19 | 0 | 5.83 | 0 | 5.813 | 0 | 5.841 | 0 | 0 | 5.88 | 0 | 0 | 5.87 | 0 | 239 | 0 | 70 | 0 | 29 | 0 | 0 | 35 | 0 | 0 | 775 | 0 | 48 | 0 | 12 | 0 | 5 | 0 | 0 | 7 | 0 | 0 | 112 | 0 | 8.58 | 0 | 2.22 | 0 | 0.966 | 0 | 0 | 1.192 | 0 | 0 | 20.231 | 196 | 31 | 1148 | 184 | 33.189 | 2020
Vintage2000 | natural gas steam turbine | FALSE | 19564.50366.IN.ST | 50366 | Y | . | University of Notre Dame | University of Notre Dame | 19564 | IN | ENC | RFC |  | 611 | 5 | Commercial NAICS Cogen | ST | NG | NG | PJM | M | mcf | 192598 | 154437 | 117001 | 142733 | 146975 | 159591 | 188227 | 166651 | 155847 | 150296 | 146358 | 132017 | 35913 | 30774 | 25232 | 25219 | 28405 | 29319 | 33390 | 34539 | 29226 | 29768 | 27557 | 19136 | 1.043 | 1.041 | 1.041 | 1.051 | 1.061 | 1.071 | 1.057 | 1.049 | 1.047 | 1.059 | 1.059 | 1.062 | 200880 | 160769 | 121798 | 150012 | 155940 | 170922 | 198956 | 174817 | 163172 | 159163 | 154993 | 140202 | 37457 | 32036 | 26267 | 26505 | 30138 | 31401 | 35293 | 36231 | 30600 | 31524 | 29183 | 20322 | 6747.068 | 5770.506 | 4731.398 | 4774.312 | 5428.576 | 5656.162 | 6357.186 | 6526.198 | 5511.89 | 5678.254 | 5256.682 | 3660.598 | 1852731 | 348478 | 1951624 | 366957 | 66098.83 | 2020
Vintage2000 | petroleum | FALSE | 19564.50366.IN.ST | 50366 | Y | . | University of Notre Dame | University of Notre Dame | 19564 | IN | ENC | RFC |  | 611 | 5 | Commercial NAICS Cogen | ST | RFO | RFO | PJM | M | barrels | 0 | 0 | 0 | 0 | 0 | 0 | 0 | 0 | 0 | 0 | 0 | 0 | 0 | 0 | 0 | 0 | 0 | 0 | 0 | 0 | 0 | 0 | 0 | 0 | 0 | 0 | 0 | 0 | 0 | 0 | 0 | 0 | 0 | 0 | 0 | 0 | 0 | 0 | 0 | 0 | 0 | 0 | 0 | 0 | 0 | 0 | 0 | 0 | 0 | 0 | 0 | 0 | 0 | 0 | 0 | 0 | 0 | 0 | 0 | 0 | 0 | 0 | 0 | 0 | 0 | 0 | 0 | 0 | 0 | 0 | 0 | 0 | 0 | 0 | 0 | 0 | 0 | 2020
Vintage1988 | petroleum | FALSE | 21508.50368.NY.CA | 50368 | Y | . | Cornell University Central Heat | Cornell University | 21508 | NY | MAT | NPCC |  | 611 | 5 | Commercial NAICS Cogen | CA | DFO | DFO | NYIS | A | barrels | 48 | 35 | 30 | 21 | 45 | 18 | 31 | 12 | 32 | 18 | 45 | 52 | 8 | 6 | 5 | 3 | 7 | 3 | 5 | 2 | 5 | 3 | 7 | 8 | 5.7 | 5.7 | 5.7 | 5.7 | 5.7 | 5.7 | 5.7 | 5.7 | 5.7 | 5.7 | 5.7 | 5.7 | 274 | 200 | 171 | 120 | 257 | 103 | 177 | 68 | 182 | 103 | 257 | 296 | 43 | 32 | 27 | 19 | 41 | 17 | 28 | 11 | 30 | 17 | 41 | 48 | 9.381 | 7.033 | 5.956 | 4.232 | 8.947 | 3.709 | 6.169 | 2.496 | 6.488 | 3.709 | 8.977 | 10.52 | 387 | 62 | 2208 | 354 | 77.617 | 2020
Vintage1988 | natural gas combined cycle | FALSE | 21508.50368.NY.CA | 50368 | Y | . | Cornell University Central Heat | Cornell University | 21508 | NY | MAT | NPCC |  | 611 | 5 | Commercial NAICS Cogen | CA | NG | NG | NYIS | A | mcf | 45972 | 43191 | 42282 | 30171 | 35254 | 56081 | 80751 | 71927 | 56440 | 42268 | 43572 | 44410 | 8833 | 8299 | 8124 | 5797 | 6774 | 10776 | 15517 | 13820 | 10845 | 8122 | 8373 | 8533 | 1.03 | 1.03 | 1.03 | 1.03 | 1.03 | 1.03 | 1.03 | 1.03 | 1.03 | 1.03 | 1.03 | 1.03 | 47351 | 44487 | 43550 | 31076 | 36312 | 57763 | 83174 | 74085 | 58133 | 43536 | 44879 | 45742 | 9098 | 8548 | 8368 | 5971 | 6977 | 11099 | 15982 | 14235 | 11170 | 8366 | 8624 | 8789 | 1999.892 | 1879.002 | 1839.461 | 1312.556 | 1533.712 | 2439.765 | 3513.022 | 3129.139 | 2455.386 | 1838.841 | 1895.566 | 1932.041 | 592319 | 113813 | 610088 | 117227 | 25768.383 | 2020
Vintage2009 | hard coal | FALSE | 21508.50368.NY.CT | 50368 | Y | . | Cornell University Central Heat | Cornell University | 21508 | NY | MAT | NPCC |  | 611 | 5 | Commercial NAICS Cogen | CT | BIT | COL | NYIS | A | short tons | 0 | 0 | 0 | 0 | 0 | 0 | 0 | 0 | 0 | 0 | 0 | 0 | 0 | 0 | 0 | 0 | 0 | 0 | 0 | 0 | 0 | 0 | 0 | 0 | 0 | 0 | 0 | 0 | 0 | 0 | 0 | 0 | 0 | 0 | 0 | 0 | 0 | 0 | 0 | 0 | 0 | 0 | 0 | 0 | 0 | 0 | 0 | 0 | 0 | 0 | 0 | 0 | 0 | 0 | 0 | 0 | 0 | 0 | 0 | 0 | 0 | 0 | 0 | 0 | 0 | 0 | 0 | 0 | 0 | 0 | 0 | 0 | 0 | 0 | 0 | 0 | 0 | 2020
Vintage2009 | petroleum | FALSE | 21508.50368.NY.CT | 50368 | Y | . | Cornell University Central Heat | Cornell University | 21508 | NY | MAT | NPCC |  | 611 | 5 | Commercial NAICS Cogen | CT | DFO | DFO | NYIS | A | barrels | 141 | 105 | 89 | 63 | 134 | 55 | 92 | 37 | 97 | 55 | 134 | 157 | 58 | 44 | 37 | 26 | 55 | 23 | 38 | 15 | 40 | 23 | 55 | 65 | 5.7 | 5.7 | 5.7 | 5.7 | 5.7 | 5.7 | 5.7 | 5.7 | 5.7 | 5.7 | 5.7 | 5.7 | 804 | 599 | 507 | 359 | 764 | 314 | 524 | 211 | 553 | 314 | 764 | 895 | 330 | 248 | 210 | 149 | 315 | 131 | 217 | 88 | 228 | 131 | 316 | 370 | 71.001 | 53.236 | 45.082 | 32.032 | 67.726 | 28.077 | 46.693 | 18.897 | 49.11 | 28.076 | 67.95 | 79.628 | 1159 | 479 | 6608 | 2733 | 587.508 | 2020
Vintage2009 | natural gas combined cycle | FALSE | 21508.50368.NY.CT | 50368 | Y | . | Cornell University Central Heat | Cornell University | 21508 | NY | MAT | NPCC |  | 611 | 5 | Commercial NAICS Cogen | CT | NG | NG | NYIS | A | mcf | 174471 | 163926 | 160476 | 114509 | 133802 | 212847 | 306479 | 272989 | 214210 | 160422 | 165371 | 168553 | 72180 | 67817 | 66389 | 47373 | 55354 | 88055 | 126791 | 112937 | 88619 | 66367 | 68415 | 69731 | 1.03 | 1.03 | 1.03 | 1.03 | 1.03 | 1.03 | 1.03 | 1.03 | 1.03 | 1.03 | 1.03 | 1.03 | 179705 | 168844 | 165290 | 117944 | 137816 | 219232 | 315673 | 281179 | 220636 | 165235 | 170332 | 173610 | 74345 | 69851 | 68381 | 48794 | 57015 | 90697 | 130595 | 116325 | 91278 | 68358 | 70467 | 71823 | 15981.545 | 15015.491 | 14699.513 | 10488.911 | 12256.21 | 19496.669 | 28073.29 | 25005.6 | 19621.502 | 14694.558 | 15147.861 | 15439.342 | 2248055 | 930028 | 2315496 | 957929 | 205920.49 | 2020
Vintage2009 | petroleum | FALSE | 21508.50368.NY.CT | 50368 | Y | . | Cornell University Central Heat | Cornell University | 21508 | NY | MAT | NPCC |  | 611 | 5 | Commercial NAICS Cogen | CT | RFO | RFO | NYIS | A | barrels | 0 | 0 | 0 | 0 | 0 | 0 | 0 | 0 | 0 | 0 | 0 | 0 | 0 | 0 | 0 | 0 | 0 | 0 | 0 | 0 | 0 | 0 | 0 | 0 | 0 | 0 | 0 | 0 | 0 | 0 | 0 | 0 | 0 | 0 | 0 | 0 | 0 | 0 | 0 | 0 | 0 | 0 | 0 | 0 | 0 | 0 | 0 | 0 | 0 | 0 | 0 | 0 | 0 | 0 | 0 | 0 | 0 | 0 | 0 | 0 | 0 | 0 | 0 | 0 | 0 | 0 | 0 | 0 | 0 | 0 | 0 | 0 | 0 | 0 | 0 | 0 | 0 | 2020
Vintage2009 | petroleum | FALSE | 21508.50368.NY.IC | 50368 | Y | . | Cornell University Central Heat | Cornell University | 21508 | NY | MAT | NPCC |  | 611 | 5 | Commercial NAICS Cogen | IC | DFO | DFO | NYIS | A | barrels | 7 | 7 | 6 | 4 | 9 | 4 | 6 | 2 | 6 | 4 | 9 | 10 | 4 | 3 | 2 | 2 | 4 | 2 | 3 | 1 | 3 | 2 | 4 | 4 | 5.7 | 5.7 | 5.7 | 5.7 | 5.7 | 5.7 | 5.7 | 5.7 | 5.7 | 5.7 | 5.7 | 5.7 | 40 | 40 | 34 | 23 | 51 | 23 | 34 | 11 | 34 | 23 | 51 | 57 | 23 | 17 | 14 | 10 | 22 | 9 | 15 | 6 | 16 | 9 | 22 | 25 | 4.956 | 3.715 | 3.146 | 2.235 | 4.726 | 1.959 | 3.259 | 1.319 | 3.427 | 1.959 | 4.742 | 5.557 | 74 | 34 | 421 | 188 | 41 | 2020
Vintage0 | natural gas steam turbine | FALSE | 24900.50371.FL.ST | 50371 | Y | . | The Mosaic Company, Plant City Facility | The Mosaic Company, Plant City Facility | 24900 | FL | SAT |  |  | 325 | 7 | Industrial NAICS Cogen | ST | NG | NG |  | M | mcf | 0 | . | . | . | . | . | . | . | . | . | . | . | 0 | . | . | . | . | . | . | . | . | . | . | . | 0 | . | . | . | . | . | . | . | . | . | . | . | 0 | . | . | . | . | . | . | . | . | . | . | . | 0 | . | . | . | . | . | . | . | . | . | . | . | 0 | . | . | . | . | . | . | . | . | . | . | . | 0 | 0 | 0 | 0 | 0 | 2020
Vintage0 | other | FALSE | 24900.50371.FL.ST | 50371 | Y | . | The Mosaic Company, Plant City Facility | The Mosaic Company, Plant City Facility | 24900 | FL | SAT |  |  | 325 | 7 | Industrial NAICS Cogen | ST | WH | OTH |  | M |  | 0 | . | . | . | . | . | . | . | . | . | . | . | 0 | . | . | . | . | . | . | . | . | . | . | . | 0 | . | . | . | . | . | . | . | . | . | . | . | 0 | . | . | . | . | . | . | . | . | . | . | . | 0 | . | . | . | . | . | . | . | . | . | . | . | 0 | . | . | . | . | . | . | . | . | . | . | . | 0 | 0 | 0 | 0 | 0 | 2020
Vintage1986 | petroleum | TRUE | 13875.50373.PA.IC | 50373 | Y | . | Paxton Creek Cogeneration | Energy Center Paxton LLC | 13875 | PA | MAT | RFC |  | 22 | 3 | NAICS-22 Cogen | IC | DFO | DFO | PJM | A | barrels | 33 | 25 | 35 | 26 | 33 | 24 | 34 | 30 | 28 | 22 | 26 | 30 | 30 | 23 | 32 | 23 | 29 | 22 | 30 | 27 | 25 | 20 | 24 | 28 | 5.776 | 5.776 | 5.776 | 5.776 | 5.776 | 5.776 | 5.776 | 5.776 | 5.776 | 5.776 | 5.776 | 5.776 | 191 | 144 | 202 | 150 | 191 | 139 | 196 | 173 | 162 | 127 | 150 | 173 | 172 | 132 | 184 | 135 | 170 | 125 | 176 | 156 | 144 | 114 | 136 | 159 | 19.337 | 14.85 | 20.636 | 15.1 | 19.052 | 14.074 | 19.744 | 17.498 | 16.196 | 12.736 | 15.289 | 17.821 | 346 | 313 | 1998 | 1803 | 202.333 | 2020
Vintage1986 | natural gas peaker | TRUE | 13875.50373.PA.IC | 50373 | Y | . | Paxton Creek Cogeneration | Energy Center Paxton LLC | 13875 | PA | MAT | RFC |  | 22 | 3 | NAICS-22 Cogen | IC | NG | NG | PJM | A | mcf | 2899 | 2651 | 2622 | 2058 | 2159 | 2878 | 3645 | 3600 | 3223 | 2785 | 2115 | 2992 | 2617 | 2392 | 2366 | 1858 | 1948 | 2598 | 3289 | 3249 | 2909 | 2513 | 1909 | 2700 | 1.04 | 1.04 | 1.04 | 1.04 | 1.04 | 1.04 | 1.04 | 1.04 | 1.04 | 1.04 | 1.04 | 1.04 | 3015 | 2757 | 2727 | 2140 | 2245 | 2993 | 3791 | 3744 | 3352 | 2896 | 2200 | 3112 | 2722 | 2488 | 2461 | 1932 | 2026 | 2702 | 3421 | 3379 | 3025 | 2614 | 1985 | 2808 | 305.326 | 279.117 | 276.042 | 216.685 | 227.321 | 303.055 | 383.765 | 379.029 | 339.339 | 293.278 | 222.696 | 315.014 | 33627 | 30348 | 34972 | 31563 | 3540.667 | 2020
Vintage1987 | hydro | TRUE | 30076.50375.CA.HY | 50375 | N | . | East Portal Generator | Calleguas Mun Water District | 30076 | CA | PACC | WECC |  | 22 | 2 | NAICS-22 Non-Cogen | HY | WAT | HYC | CISO | A |  | 0 | 0 | 0 | 0 | 0 | 0 | 0 | 0 | 0 | 0 | 0 | 0 | 0 | 0 | 0 | 0 | 0 | 0 | 0 | 0 | 0 | 0 | 0 | 0 | 0 | 0 | 0 | 0 | 0 | 0 | 0 | 0 | 0 | 0 | 0 | 0 | 4244 | 3166 | 3352 | 4920 | 6739 | 6297 | 6657 | 6708 | 4672 | 3842 | 2906 | 2394 | 4244 | 3166 | 3352 | 4920 | 6739 | 6297 | 6657 | 6708 | 4672 | 3842 | 2906 | 2394 | 484.076 | 361.149 | 382.343 | 561.241 | 768.685 | 718.232 | 759.375 | 765.188 | 532.925 | 438.269 | 331.471 | 273.046 | 0 | 0 | 55897 | 55897 | 6376 | 2020
Vintage1984 | hydro | TRUE | 42892.50380.WA.HY | 50380 | N | . | Upriver Dam Hydro Plant | City of Spokane | 42892 | WA | PACC | WECC |  | 22 | 2 | NAICS-22 Non-Cogen | HY | WAT | HYC | AVA | A |  | 0 | 0 | 0 | 0 | 0 | 0 | 0 | 0 | 0 | 0 | 0 | 0 | 0 | 0 | 0 | 0 | 0 | 0 | 0 | 0 | 0 | 0 | 0 | 0 | 0 | 0 | 0 | 0 | 0 | 0 | 0 | 0 | 0 | 0 | 0 | 0 | 37333 | 41431 | 32001 | 28137 | 50809 | 51561 | 47814 | 36645 | 26451 | 27055 | 34300 | 35851 | 37333 | 41431 | 32001 | 28137 | 50809 | 51561 | 47814 | 36645 | 26451 | 27055 | 34300 | 35851 | 4258.394 | 4725.789 | 3650.144 | 3209.454 | 5795.442 | 5881.31 | 5453.819 | 4179.857 | 3017.114 | 3086 | 3912.386 | 4089.291 | 0 | 0 | 449388 | 449388 | 51259 | 2020
Vintage1988 | hydro | TRUE | 20032.50382.WA.HY | 50382 | N | . | Twin Reservoirs | Walla Walla City of | 20032 | WA | PACC | WECC |  | 22 | 2 | NAICS-22 Non-Cogen | HY | WAT | HYC | BPAT | A |  | 0 | 0 | 0 | 0 | 0 | 0 | 0 | 0 | 0 | 0 | 0 | 0 | 0 | 0 | 0 | 0 | 0 | 0 | 0 | 0 | 0 | 0 | 0 | 0 | 0 | 0 | 0 | 0 | 0 | 0 | 0 | 0 | 0 | 0 | 0 | 0 | 6149 | 6823 | 5270 | 4634 | 8368 | 8492 | 7875 | 6035 | 4356 | 4456 | 5649 | 5904 | 6149 | 6823 | 5270 | 4634 | 8368 | 8492 | 7875 | 6035 | 4356 | 4456 | 5649 | 5904 | 701.327 | 778.304 | 601.153 | 528.575 | 954.469 | 968.611 | 898.206 | 688.393 | 496.898 | 508.243 | 644.343 | 673.478 | 0 | 0 | 74011 | 74011 | 8442 | 2020
Vintage1985 | hydro | TRUE | 57280.50384.NH.HY | 50384 | N | . | Gregg Falls | Eagle Creek Renewable Energy, LLC | 57280 | NH | NEW | NPCC |  | 22 | 2 | NAICS-22 Non-Cogen | HY | WAT | HYC | ISNE | A |  | 0 | 0 | 0 | 0 | 0 | 0 | 0 | 0 | 0 | 0 | 0 | 0 | 0 | 0 | 0 | 0 | 0 | 0 | 0 | 0 | 0 | 0 | 0 | 0 | 0 | 0 | 0 | 0 | 0 | 0 | 0 | 0 | 0 | 0 | 0 | 0 | 8666 | 7386 | 10079 | 10874 | 9800 | 3244 | 4120 | 2227 | 1268 | 4716 | 5561 | 7501 | 8666 | 7386 | 10079 | 10874 | 9800 | 3244 | 4120 | 2227 | 1268 | 4716 | 5561 | 7501 | 988.461 | 842.426 | 1149.6 | 1240.354 | 1117.78 | 369.971 | 469.927 | 254.07 | 144.631 | 537.922 | 634.296 | 855.562 | 0 | 0 | 75442 | 75442 | 8605 | 2020
Vintage1993 | petroleum | TRUE | 55846.50385.NJ.CA | 50385 | N | . | Newark Bay Cogeneration Partnership LP | Newark Bay Cogeneration Partnership LP | 55846 | NJ | MAT | RFC |  | 22 | 2 | NAICS-22 Non-Cogen | CA | KER | WOO | PJM | AM | barrels | 0 | 0 | 0 | 0 | 0 | 0 | 0 | 0 | 0 | 0 | 0 | 0 | 0 | 0 | 0 | 0 | 0 | 0 | 0 | 0 | 0 | 0 | 0 | 0 | 0 | 0 | 0 | 0 | 0 | 0 | 0 | 0 | 0 | 0 | 0 | 0 | 0 | 0 | 0 | 0 | 0 | 0 | 0 | 0 | 0 | 0 | 0 | 0 | 0 | 0 | 0 | 0 | 0 | 0 | 0 | 0 | 0 | 0 | 0 | 0 | 0 | 0 | 0 | 0 | 0 | 0 | 0 | 0 | 0 | 0 | 0 | 0 | 0 | 0 | 0 | 0 | 0 | 2020
Vintage1993 | natural gas combined cycle | TRUE | 55846.50385.NJ.CA | 50385 | N | . | Newark Bay Cogeneration Partnership LP | Newark Bay Cogeneration Partnership LP | 55846 | NJ | MAT | RFC |  | 22 | 2 | NAICS-22 Non-Cogen | CA | NG | NG | PJM | AM | mcf | 0 | 0 | 0 | 0 | 0 | 0 | 0 | 0 | 0 | 0 | 0 | 0 | 0 | 0 | 0 | 0 | 0 | 0 | 0 | 0 | 0 | 0 | 0 | 0 | 0 | 0 | 0 | 0 | 0 | 0 | 0 | 0 | 0 | 0 | 0 | 0 | 0 | 0 | 0 | 0 | 0 | 0 | 0 | 0 | 0 | 0 | 0 | 0 | 0 | 0 | 0 | 0 | 0 | 0 | 0 | 0 | 0 | 0 | 0 | 0 | 150 | 0 | 0 | 0 | 0 | 1904 | 9210 | 2800 | 0 | 47 | 155 | 362 | 0 | 0 | 0 | 0 | 14628 | 2020
Vintage1993 | petroleum | TRUE | 55846.50385.NJ.CT | 50385 | N | . | Newark Bay Cogeneration Partnership LP | Newark Bay Cogeneration Partnership LP | 55846 | NJ | MAT | RFC |  | 22 | 2 | NAICS-22 Non-Cogen | CT | KER | WOO | PJM | AM | barrels | 0 | 0 | 0 | 0 | 0 | 0 | 0 | 0 | 0 | 0 | 0 | 0 | 0 | 0 | 0 | 0 | 0 | 0 | 0 | 0 | 0 | 0 | 0 | 0 | 0 | 0 | 0 | 0 | 0 | 0 | 0 | 0 | 0 | 0 | 0 | 0 | 0 | 0 | 0 | 0 | 0 | 0 | 0 | 0 | 0 | 0 | 0 | 0 | 0 | 0 | 0 | 0 | 0 | 0 | 0 | 0 | 0 | 0 | 0 | 0 | 0 | 0 | 0 | 0 | 0 | 0 | 0 | 0 | 0 | 0 | 0 | 0 | 0 | 0 | 0 | 0 | 0 | 2020
Vintage1993 | natural gas combined cycle | TRUE | 55846.50385.NJ.CT | 50385 | N | . | Newark Bay Cogeneration Partnership LP | Newark Bay Cogeneration Partnership LP | 55846 | NJ | MAT | RFC |  | 22 | 2 | NAICS-22 Non-Cogen | CT | NG | NG | PJM | AM | mcf | 6541 | 0 | 0 | 0 | 0 | 70559 | 285507 | 78597 | 0 | 9079 | 6291 | 18754 | 6541 | 0 | 0 | 0 | 0 | 70559 | 285507 | 78597 | 0 | 9079 | 6291 | 18754 | 1.07 | 0 | 0 | 0 | 0 | 1.07 | 1.07 | 1.07 | 0 | 1.07 | 1.07 | 1.07 | 6999 | 0 | 0 | 0 | 0 | 75498 | 305492 | 84099 | 0 | 9715 | 6731 | 20067 | 6999 | 0 | 0 | 0 | 0 | 75498 | 305492 | 84099 | 0 | 9715 | 6731 | 20067 | 609 | 0 | 0 | 0 | 0 | 5890 | 23805 | 8391 | 0 | 696 | 371 | 1573 | 475328 | 475328 | 508601 | 508601 | 41335 | 2020
Vintage0 | onshore wind | TRUE | 2770.50386.CA.WT | 50386 | N | . | Windland | Terra-Gen Operating Co-Wind | 2770 | CA | PACC | WECC |  | 22 | 2 | NAICS-22 Non-Cogen | WT | WND | WND | CISO | A |  | 0 | 0 | 0 | . | . | . | . | . | . | . | . | . | 0 | 0 | 0 | . | . | . | . | . | . | . | . | . | 0 | 0 | 0 | . | . | . | . | . | . | . | . | . | 13229 | 13561 | 19658 | . | . | . | . | . | . | . | . | . | 13229 | 13561 | 19658 | . | . | . | . | . | . | . | . | . | 1508.952 | 1546.779 | 2242.269 | . | . | . | . | . | . | . | . | . | 0 | 0 | 46448 | 46448 | 5298 | 2020
Vintage1983 | natural gas steam turbine | FALSE | 4208.50388.CA.ST | 50388 | Y | . | Phillips 66 Carbon Plant | Phillips 66 Company | 4208 | CA | PACC | WECC |  | 324 | 7 | Industrial NAICS Cogen | ST | NG | NG | CISO | M | mcf | 0 | 0 | 0 | 0 | 0 | 0 | 0 | 0 | 0 | 0 | 0 | 0 | 0 | 0 | 0 | 0 | 0 | 0 | 0 | 0 | 0 | 0 | 0 | 0 | 0 | 0 | 0 | 0 | 0 | 0 | 0 | 0 | 0 | 0 | 0 | 0 | 0 | 0 | 0 | 0 | 0 | 0 | 0 | 0 | 0 | 0 | 0 | 0 | 0 | 0 | 0 | 0 | 0 | 0 | 0 | 0 | 0 | 0 | 0 | 0 | 0 | 0 | 0 | 0 | 0 | 0 | 0 | 0 | 0 | 0 | 0 | 0 | 0 | 0 | 0 | 0 | 0 | 2020
Vintage1983 | petroleum | FALSE | 4208.50388.CA.ST | 50388 | Y | . | Phillips 66 Carbon Plant | Phillips 66 Company | 4208 | CA | PACC | WECC |  | 324 | 7 | Industrial NAICS Cogen | ST | PC | PC | CISO | M | short tons | 0 | 0 | 0 | 0 | 0 | 0 | 0 | 0 | 0 | 0 | 0 | 0 | 0 | 0 | 0 | 0 | 0 | 0 | 0 | 0 | 0 | 0 | 0 | 0 | 0 | 0 | 0 | 0 | 0 | 0 | 0 | 0 | 0 | 0 | 0 | 0 | 0 | 0 | 0 | 0 | 0 | 0 | 0 | 0 | 0 | 0 | 0 | 0 | 0 | 0 | 0 | 0 | 0 | 0 | 0 | 0 | 0 | 0 | 0 | 0 | 0 | 0 | 0 | 0 | 0 | 0 | 0 | 0 | 0 | 0 | 0 | 0 | 0 | 0 | 0 | 0 | 0 | 2020
Vintage1983 | other | FALSE | 4208.50388.CA.ST | 50388 | Y | . | Phillips 66 Carbon Plant | Phillips 66 Company | 4208 | CA | PACC | WECC |  | 324 | 7 | Industrial NAICS Cogen | ST | WH | OTH | CISO | M |  | 0 | 0 | 0 | 0 | 0 | 0 | 0 | 0 | 0 | 0 | 0 | 0 | 0 | 0 | 0 | 0 | 0 | 0 | 0 | 0 | 0 | 0 | 0 | 0 | 0 | 0 | 0 | 0 | 0 | 0 | 0 | 0 | 0 | 0 | 0 | 0 | 65919 | 61062 | 76650 | 58958 | 90686 | 90519 | 53093 | 63298 | 74318 | 79280 | 85364 | 49016 | 65919 | 61062 | 76650 | 58958 | 90686 | 90519 | 53093 | 63298 | 74318 | 79280 | 85364 | 49016 | 7519 | 6965 | 8743 | 6725 | 10344 | 10325 | 6056 | 7220 | 8477 | 9043 | 9737 | 5591 | 0 | 0 | 848163 | 848163 | 96745 | 2020
Vintage1990 | natural gas peaker | FALSE | 15173.50389.LA.GT | 50389 | Y | . | Port Allen (LA) | Placid Refining Co LLC | 15173 | LA | WSC | SERC |  | 32411 | 7 | Industrial NAICS Cogen | GT | NG | NG | MISO | A | mcf | 90441 | 89966 | 94458 | 86855 | 91086 | 100566 | 117287 | 106345 | 89348 | 96387 | 90078 | 94523 | 16902 | 16814 | 17653 | 16232 | 17023 | 18795 | 21919 | 19874 | 16698 | 18014 | 16834 | 17666 | 0.93 | 0.93 | 0.93 | 0.93 | 0.93 | 0.93 | 0.93 | 0.93 | 0.93 | 0.93 | 0.93 | 0.93 | 84110 | 83668 | 87846 | 80775 | 84710 | 93526 | 109077 | 98901 | 83094 | 89640 | 83773 | 87906 | 15719 | 15637 | 16417 | 15096 | 15831 | 17479 | 20385 | 18483 | 15529 | 16753 | 15656 | 16429 | 4008.067 | 3987.05 | 4186.121 | 3849.158 | 4036.691 | 4456.821 | 5197.855 | 4712.934 | 3959.65 | 4271.612 | 3992.017 | 4189.024 | 1147340 | 214424 | 1067026 | 199414 | 50847 | 2020
Vintage1998 | petroleum | FALSE | 22199.50392.AK.IC | 50392 | Y | . | Eielson AFB Central Heat & Power Plant | U S Air Force-Eielson AFB | 22199 | AK | PACN |  |  | 928 | 5 | Commercial NAICS Cogen | IC | DFO | DFO |  | A | barrels | 45 | 29 | 29 | 28 | 24 | 30 | 39 | 40 | 26 | 31 | 24 | 23 | 19 | 12 | 12 | 12 | 10 | 12 | 16 | 17 | 11 | 13 | 10 | 10 | 5.8 | 5.8 | 5.8 | 5.8 | 5.8 | 5.8 | 5.8 | 5.8 | 5.8 | 5.8 | 5.8 | 5.8 | 261 | 168 | 168 | 162 | 139 | 174 | 226 | 232 | 151 | 180 | 139 | 133 | 108 | 70 | 71 | 68 | 57 | 72 | 94 | 97 | 61 | 74 | 57 | 57 | 22.683 | 14.706 | 14.847 | 14.247 | 12.064 | 15.189 | 19.799 | 20.286 | 12.899 | 15.439 | 11.973 | 11.868 | 368 | 154 | 2133 | 886 | 186 | 2020
Vintage1987 | hard coal | FALSE | 22199.50392.AK.ST | 50392 | Y | . | Eielson AFB Central Heat & Power Plant | U S Air Force-Eielson AFB | 22199 | AK | PACN |  |  | 928 | 5 | Commercial NAICS Cogen | ST | SUB | COL |  | AM | short tons | 21712 | 18782 | 18192 | 14810 | 12004 | 10853 | 11064 | 11490 | 12562 | 15668 | 18302 | 19229 | 2315 | 2113 | 2112 | 1830 | 1698 | 1628 | 1700 | 1747 | 1676 | 2013 | 2091 | 2189 | 14.82 | 14.89 | 15.02 | 14.91 | 15.26 | 15.17 | 15.11 | 14.9 | 15.3 | 14.99 | 15.25 | 15.33 | 321772 | 279664 | 273244 | 220817 | 183181 | 164640 | 167177 | 171201 | 192199 | 234863 | 279106 | 294781 | 34311 | 31469 | 31719 | 27284 | 25910 | 24704 | 25682 | 26035 | 25640 | 30175 | 31890 | 33550 | 7065 | 6533 | 6588 | 5671 | 5442 | 5224 | 5436 | 5503 | 5417 | 6350 | 6664 | 6985 | 184668 | 23112 | 2782645 | 348369 | 72878 | 2020
Vintage2017 | hydro | TRUE | 25438.50393.CA.HY | 50393 | N | . | Friant Hydro Facility | Friant Power Authority | 25438 | CA | PACC | WECC |  | 22 | 2 | NAICS-22 Non-Cogen | HY | WAT | HYC | CISO | A |  | 0 | 0 | 0 | 0 | 0 | 0 | 0 | 0 | 0 | 0 | 0 | 0 | 0 | 0 | 0 | 0 | 0 | 0 | 0 | 0 | 0 | 0 | 0 | 0 | 0 | 0 | 0 | 0 | 0 | 0 | 0 | 0 | 0 | 0 | 0 | 0 | 47450 | 35400 | 37478 | 55013 | 75347 | 70402 | 74435 | 75004 | 52238 | 42960 | 32491 | 26764 | 47450 | 35400 | 37478 | 55013 | 75347 | 70402 | 74435 | 75004 | 52238 | 42960 | 32491 | 26764 | 5412.312 | 4037.892 | 4274.849 | 6275.053 | 8594.423 | 8030.322 | 8490.326 | 8555.315 | 5958.458 | 4900.145 | 3706.066 | 3052.839 | 0 | 0 | 624982 | 624982 | 71288 | 2020
Vintage1950 | hydro | FALSE | 5033.50395.WI.HY | 50395 | Y | . | Georgia-Pacific Corp - Nekoosa Mill | Domtar Industries Inc | 5033 | WI | ENC | MRO |  | 322122 | 7 | Industrial NAICS Cogen | HY | WAT | HYC | MISO | M |  | 0 | 0 | 0 | 0 | 0 | 0 | 0 | 0 | 0 | 0 | 0 | 0 | 0 | 0 | 0 | 0 | 0 | 0 | 0 | 0 | 0 | 0 | 0 | 0 | 0 | 0 | 0 | 0 | 0 | 0 | 0 | 0 | 0 | 0 | 0 | 0 | 19200 | 18718 | 18393 | 17087 | 17104 | 18227 | 18788 | 19489 | 14439 | 13151 | 16403 | 21882 | 19200 | 18718 | 18393 | 17087 | 17104 | 18227 | 18788 | 19489 | 14439 | 13151 | 16403 | 21882 | 2190 | 2135 | 2098 | 1949 | 1951 | 2079 | 2143 | 2223 | 1647 | 1500 | 1871 | 2496 | 0 | 0 | 212881 | 212881 | 24282 | 2020