## About
PTCF Peak Time Capacity Factors | North Carolina |  |  | Alabama | AL
|  |  |  | Alaska | AK
Source: | California Market | Texas Market | Southwest Market | Arizona | AZ
| California Independent System Operator | Electric Reliability Council of Texas | Southwest Power Pool | Arkansas | AR
| 2020 | 2016 | 2019 | California | CA
| Final 2020 Net Qualifying Capacity for Resource Adequacy Resources | CDR Peak Values for Solar PV and Wind by Season | Solar and Wind ELCC Accreditation | Colorado | CO
| http://www.caiso.com/Documents/NetQualifyingCapacityList-2020.xls | http://www.ercot.com/gridinfo/resource | https://www.spp.org/documents/61025/elcc%20solar%20and%20wind%20accreditation.pdf | Connecticut | CT
| 2020 Technology Factors |  |  | Delaware | DE
|  |  |  | Florida | FL
| Midwest Market | Mid Atlantic Market | California Market Energy | Georgia | GA
| Midcontinent Independent System Operator | PJM | CAISO | Hawaii | HI
| 2019 | 2017 | 2020 | Idaho | ID
| Planning Year 2020-2021 Wind & Solar Capacity Credit | Class Average Capacity Factors | 2019 Annual Report on Market Issues & Performance | Illinois | IL
| https://cdn.misoenergy.org/2020%20Wind%20&%20Solar%20Capacity%20Credit%20Report408144.pdf | https://www.pjm.com/-/media/planning/res-adeq/class-average-wind-capacity-factors.ashx?la=en | http://www.caiso.com/Documents/2019AnnualReportonMarketIssuesandPerformance.pdf | Indiana | IN
| p.16 | p.5-6 | Table 1.1 | Iowa | IA
|  |  |  | Kansas | KS
| New England Market - Solar | Offshore Wind, Onshore Wind for PJM, ISO-NE, and NYISO | New York Market Energy | Kentucky | KY
| ISO New England | LBNL | NYISO | Louisiana | LA
| 2015 | 2018 | 2020 | Maine | ME
| Intermittent Resource Review | Estimating the Value of Offshore Wind Along the United States’ Eastern Coast | 2020 Load and Capacity Data | Maryland | MD
| http://www.iso-ne.com/static-assets/documents/2015/12/vrwg_intermittent_resource_qual_tool_status_update_12072015.pdf | https://www.nps.edu/documents/114698888/117879842/Offshore_WInd_Value_Navy_Postgraduate_School_Final.pdf/f4368eea-e0e0-4fba-a925-00f5d365b887?t=1542325871000 | https://www.nyiso.com/documents/20142/2226333/2020-Gold-Book-Final-Public.pdf/9ff426ab-e325-28bc-97cf-106d792593a1 | Massachusetts | MA
| pp. 4 & 7 | p.27 | Table I-1a | Michigan | MI
|  |  |  | Minnesota | MN
|  |  | New England Market Energy | Mississippi | MS
|  |  | ISO-NE | Missouri | MO
| State Specific VA | Hydro (VA) | 2020 | Montana | MT
| Systems Advisory Model NREL Modeling tool | PJM | 2020 CELT Report | Nebraska | NE
| Solar, Wind modules | https://www.pjm.com/-/media/committees-groups/committees/mc/20190425-somr/20190425-2018-imm-state-of-the-market-report-presentation.ashx | https://www.iso-ne.com/system-planning/system-plans-studies/celt | Nevada | NV
| https://sam.nrel.gov/ | Slide 14, Capacity factor 2018 | Table 1.5.2 Energy | New Hampshire | NH
| Locations: Offshore Eastern VA (NREL AWS Representative File) |  |  | New Jersey | NJ
| Onshore: 37.5775° N, 79.7848° W Botetourt County |  |  | New Mexico | NM
| Solar: 37.51, -78.66 |  |  | New York | NY
|  |  |  | North Carolina | NC
| SAM Simulation General |  |  | North Dakota | ND
| Systems Advisory Model NREL Modeling tool |  |  | Ohio | OH
| Solar, Wind modules |  |  | Oklahoma | OK
| https://sam.nrel.gov/ |  |  | Oregon | OR
| Solar: Geographic center of state (Lat/Long default when searching for state weather file), Detailed PV Model, No Financial Model, kW (DC) hourly data |  |  | Pennsylvania | PA
| Wind: Download weather file or AWS Representative File if available; 100m hub; kW capacity; 48 MWh system |  |  | Rhode Island | RI
| Prioritized Capacity values from Regional Transmission Operators where available |  |  | South Carolina | SC
|  |  |  | South Dakota | SD
|  |  |  | Tennessee | TN
Notes |  |  |  | Texas | TX
Peak time capacity factors are meant to represent the average availability of resources to meeting peak |  |  |  | Utah | UT
during the peak hours of the year. For non-intermittent resources, we use the net summer capacity. |  |  |  | Vermont | VT
|  |  |  | Virginia | VA
EIA defines net summer capacity as, "the maximum output, commonly expressed in megawatts (MW), |  |  |  | Washington | WA
that generating equipment can supply to system load, as demonstrated by a multi-hour test, |  |  |  | West Virginia | WV
at the time of summer peak demand (period of June 1 through September 30.) |  |  |  | Wisconsin | WI
This output reflects a reduction in capacity due to electricity use for station service or auxilliaries." |  |  |  | Wyoming | WY
The US EPS works in units of net summer capacity. Therefore, peak time capacity factors for sources other than
wind and solar are assumed to be equal to 1.
For intermittent resources (i.e. wind and solar PV) we use values from each of the 7 U.S. regional markets.
As part of the resource planning process, operators of these markets are required to assess available resources during
peak hours of the year. The most accurate values are those based on historical performance, and are the ones used in
our analysis (i.e. SPP is excluded).
We also assume that as a whole, the U.S. is a summer peaking system, and we therefore use the summer capacity
values published by these grid operators. See NERC's Reliability Assessment for more information on these grid operators,
available at: http://www.nerc.com/pa/RAPA/ra/Reliability%20Assessments%20DL/2015LTRA%20-%20Final%20Report.pdf
Summer months include the three months with the highest solar irradiation (June, July, and August). Winter months include the three
months with the lowest solar irradiation (November, December, and January)

## CAISO - CF
2020 ELCC Values and Technology Factors
Non-Dispatchable Solar, Wind, Biomass, Cogeneration, Geothermal, and
Hydro Technology Factors for Compliance Year 2020
Solar PV and Solar Thermal
| Month | CY 2020 Solar ELCC
| 1 | 4%
| 2 | 3%
| 3 | 18%
| 4 | 15%
| 5 | 16%
| 6 | 31%
| 7 | 39%
| 8 | 27%
| 9 | 14%
| 10 | 2%
| 11 | 2%
| 12 | 0%
Wind
| Month | CY 2020 Wind ELCC
| 1 | 14%
| 2 | 12%
| 3 | 28%
| 4 | 25%
| 5 | 25%
| 6 | 33%
| 7 | 23%
| 8 | 21%
| 9 | 15%
| 10 | 8%
| 11 | 12%
| 12 | 13%
Biomass
| Month | 2016 | 2017 | 2018 | CY 2020 Biomass Factor
| 1 | 87% | 73% | 85% | 82%
| 2 | 91% | 85% | 84% | 86%
| 3 | 84% | 82% | 86% | 84%
| 4 | 76% | 74% | 79% | 76%
| 5 | 84% | 83% | 83% | 83%
| 6 | 92% | 88% | 86% | 89%
| 7 | 91% | 83% | 87% | 87%
| 8 | 91% | 90% | 89% | 90%
| 9 | 92% | 87% | 90% | 90%
| 10 | 80% | 78% | 84% | 81%
| 11 | 86% | 83% | 85% | 85%
| 12 | 88% | 85% | 86% | 86%
Cogeneration
| Month | 2016 | 2017 | 2018 | CY 2020 Cogeneration Factor
| 1 | 87% | 75% | 80% | 81%
| 2 | 84% | 82% | 71% | 79%
| 3 | 70% | 74% | 75% | 73%
| 4 | 67% | 63% | 68% | 66%
| 5 | 83% | 76% | 79% | 79%
| 6 | 85% | 86% | 84% | 85%
| 7 | 86% | 84% | 79% | 83%
| 8 | 81% | 82% | 85% | 83%
| 9 | 78% | 83% | 80% | 80%
| 10 | 73% | 69% | 74% | 72%
| 11 | 80% | 81% | 72% | 78%
| 12 | 81% | 84% | 82% | 82%
Geothermal
| Month | 2016 | 2017 | 2018 | CY 2020 Geothermal Factor
| 1 | 95% | 97% | 94% | 95%
| 2 | 89% | 93% | 94% | 92%
| 3 | 88% | 85% | 90% | 88%
| 4 | 79% | 87% | 63% | 76%
| 5 | 69% | 80% | 71% | 74%
| 6 | 67% | 70% | 74% | 70%
| 7 | 77% | 84% | 91% | 84%
| 8 | 76% | 75% | 95% | 82%
| 9 | 78% | 78% | 93% | 83%
| 10 | 86% | 82% | 91% | 86%
| 11 | 90% | 93% | 95% | 93%
| 12 | 94% | 94% | 98% | 95%
Hydro
| Month | 2016 | 2017 | 2018 | CY 2020 Hydro Factor
| 1 | 59% | 58% | 61% | 60%
| 2 | 76% | 68% | 65% | 70%
| 3 | 70% | 83% | 67% | 73%
| 4 | 68% | 77% | 73% | 72%
| 5 | 70% | 64% | 72% | 69%
| 6 | 72% | 77% | 72% | 74%
| 7 | 66% | 80% | 74% | 73%
| 8 | 74% | 72% | 70% | 72%
| 9 | 65% | 72% | 77% | 71%
| 10 | 57% | 64% | 69% | 64%
| 11 | 53% | 60% | 55% | 56%
| 12 | 60% | 73% | 58% | 64%
Please refer any questions regarding these tables to:
Simone Brant, CPUC, 415-703-5239, simone.brant@cpuc.ca.gov

## ERCOT - CF
PEAK AVERAGE WIND CAPACITY PERCENTAGES, WINTER PEAK SEASONS
WINDPEAKPCT Values (Weighted Averages based on Installed Wind Capacity)*
Winter Peak Ave. Wind Capacity Percentages and Total Unit Capacities | [6 empty] | Winter, Panhandle | Winter, Coastal | Winter, Other
Top Twenty Peak Hours for Each year
CDR Wind Region | Panhandle |  | Coastal |  | Other
Year | Capacity Contribution Percentage | Capacity (MW) | Capacity Contribution Percentage | Capacity (MW) | Capacity Contribution Percentage | Capacity (MW) | * The methodology for calculating WINDPEAKPCT values is outlined in ERCOT Protocol Section 3.2.6.2.2. See: http://www.ercot.com/content/wcm/current_guides/53528/03-030120_Nodal.docx
2019-2020 | 38.12% | 4197.6 | 33.96% | 2974.4 | 27.53% | 15598.8
2018-2019 | 39.81% | 4197 | 39.12% | 2610.6 | 20.96% | 14730.2
2017-2018 | 33.29% | 4197 | 51.88% | 2382.6 | 14.26% | 11996.3
2016-2017 | 19.94% | 3609 | 79.34% | 2038.4 | 14.29% | 10821.7
2015-2016 | 28.45% | 2670.5 | 27.02% | 1875.4 | 28.44% | 10494.9
2014-2015 | 22.71% | 207 | 42.28% | 1671.4 | 10.7% | 8858.8
2013-2014 | 36.17% | 207 | 43.66% | 1269.7 | 17.27% | 8789.4
2012-2013 | 23.05% | 207 | 32.47% | 1066.4 | 16.69% | 7999.2
2011-2012 | 38.47% | 207 | 15.74% | 965.6 | 20.28% | 7670.7
2010-2011 | 34.47% | 206.957 | 48.41% | 965.55 | 14.3% | 8023.935
PEAK AVERAGE SOLAR CAPACITY PERCENTAGES, WINTER PEAK SEASONS
SOLARPEAKPCT Value (Weighted Average based on Installed Solar Capacity) *
Winter Peak Ave. Solar Capacity Percentages and Total Unit Capacities |  |  |  | Winter
Top Twenty Peak Hours for Each year
Year | Capacity Contribution Percentage | Capacity (MW)
2019/2020 | 3.868% | 2020.2
2018/2019 | 9.185% | 1404
2017/2018 | 9.861% | 928.7 |  | * The methodology for calculating SOLARPEAKPCT values is outlined in ERCOT Protocol Section 3.2.6.2.2. See: http://www.ercot.com/content/wcm/current_guides/53528/03-030120_Nodal.docx
PEAK AVERAGE SOLAR CAPACITY PERCENTAGES, SUMMER PEAK SEASONS
Summer Peak Ave. Solar Capacity Percentages
Top Twenty Peak Hours for Each year |  |  |  | SOLARPEAKPCT Values *
Year | Average Solar Cap Percentage | MW Solar Capacity
2019 | 73.99% | 1636
2018 | 79.6% | 1254
2017 | 75.9% | 715.8
PEAK AVERAGE WIND CAPACITY PERCENTAGES, SUMMER PEAK SEASONS
WINDPEAKPCT Values *
Summer Peak Ave. Wind Capacity Percentages and Total Unit Capacities | [6 empty] | Summer, Panhandle | Summer, Coastal | Summer, Other
Top Twenty Peak Hours for Each year
CDR Wind Region | Panhandle |  | Coastal |  | Other
Year | Capacity Contribution Percentage | Capacity (MW) | Capacity Contribution Percentage | Capacity (MW) | Capacity Contribution Percentage | Capacity (MW) | * The methodology for calculating WINDPEAKPCT values is outlined in ERCOT Protocol Section 3.2.6.2.2. See: http://www.ercot.com/content/wcm/current_guides/53528/03-101819_Nodal.docx
2019 | 34.12% | 4197 | 75.05% | 2811.6 | 22.15% | 14949.9
2018 | 25.6% | 4197 | 52.91% | 2610.6 | 17.11% | 14289.9
2017 | 24.88% | 3171.2 | 62.93% | 2038.4 | 20.18% | 12241.2
2016 | 49.43% | 2126.7 | 73.56% | 1873.4 | 18.24% | 10447.5
2015 | 18.26% | 1476.9 | 52.03% | 1873.4 | 10.05% | 9563
2014 | 21.14% | 207 | 60.04% | 1671.4 | 20.11% | 8955.2
2013 | 10.93% | 207 | 76.61% | 1269.7 | 12.63% | 8955.2
2012 | 10.13% | 207 | 52.84% | 1066.4 | 7.832% | 8075
2011 | 12.45% | 207 | 65.96% | 965.6 | 12.78% | 7746.5
2010 | 7.06% | 207 | 24.69% | 160.8 | 6.233% | 6663.3

## WECC
Released: November 2017
Next Update: November 2018
Table 3B.1. WECC monthly peak hour demand, by North American Electric Reliability Corporation Assesment Area,
1996-2016 actual, 2017-2018 projected
megawatts
WECC | Year | January | February | March | April | May | June | July | August | September | October | November | December
Actual | 1996 | 95306 | 94878 | 86486 | 89912 | 91930 | 99203 | 108739 | 107790 | 98006 | 95427 | 87466 | 94331
| 1997 | 95886 | 89483 | 89505 | 88124 | 99796 | 98340 | 104361 | 110001 | 105659 | 95236 | 89470 | 93132
| 1998 | 95102 | 90267 | 89009 | 88242 | 84051 | 97617 | 111830 | 115921 | 112705 | 92543 | 88524 | 101822
| 1999 | 91641 | 91773 | 87599 | 87821 | 91165 | 105404 | 113629 | 109873 | 102526 | 96329 | 90741 | 96875
| 2000 | 95673 | 91627 | 91044 | 94250 | 104053 | 111600 | 114472 | 114602 | 107797 | 97398 | 95483 | 97324
| 2001 | 96766 | 93801 | 87641 | 90023 | 100484 | 105427 | 108629 | 109119 | 101320 | 97762 | 91851 | 95286
| 2002 | 96555 | 93195 | 90041 | 88714 | 104110 | 111108 | 119074 | 114763 | 111475 | 99967 | 92834 | 95951
| 2003 | 92602 | 93831 | 91002 | 89713 | 110358 | 112627 | 122537 | 119473 | 113594 | 103327 | 94291 | 99793
| 2004 | 102049 | 95546 | 95191 | 101654 | 105503 | 111143 | 123136 | 122922 | 116784 | 96429 | 100001 | 101541
| 2005 | 102464 | 96789 | 90859 | 90623 | 106680 | 115821 | 130760 | 125253 | 113824 | 101470 | 100361 | 107493
| 2006 | 99571 | 101154 | 97101 | 93098 | 110713 | 129742 | 142096 | 127749 | 122420 | 103797 | 107335 | 108617
| 2007 | 107097 | 101215 | 98234 | 98980 | 107541 | 126064 | 137488 | 139389 | 128226 | 99594 | 100700 | 109607
| 2008 | 110395 | 104200 | 97743 | 106357 | 120959 | 134781 | 134052 | 134829 | 122386 | 115877 | 100056 | 113605
| 2009 | 100194.513 | 97674.2085 | 91682.1545 | 99806.4834 | 107913.4994 | 116680.3123 | 128245.1008 | 122834.9867 | 122255.8548 | 91636.1673 | 94362.2612 | 109564.885
| 2010 | 97438.8183 | 94017.7235 | 92308.4222 | 84578.0146 | 89817.8022 | 115881.5406 | 129312.2521 | 129352.3546 | 119103.5229 | 104602.7579 | 102044.0703 | 101667.6682
| 2011 | 105582.1 | 101595.7 | 97085 | 99124 | 112650 | 125732 | 136801 | 137454 | 123796 | 106417 | 102338 | 109297
| 2012 | 99231.7173 | 95158.9105 | 92024.9595 | 91159.6869 | 106556.2327 | 112466.7804 | 126111.8748 | 130465.01 | 116544.415 | 110180.8966 | 94676.3232 | 101705.7701
| 2013 | 107887.4624 | 96637.4055 | 92153.8534 | 96035.7709 | 109893.4053 | 132218.1289 | 132874.9506 | 124539.9772 | 122621.6609 | 92610.4557 | 96165.35 | 110764.9549
| 2014 | 98544.5 | 102651 | 90891.2 | 92171.5 | 109608.4 | 121659 | 127091.5 | 123491.9 | 120703.1 | 102898.3 | 97935.6 | 104204.5
| 2015 | 98255 | 91813 | 91099 | 96226 | 97113 | 131072 | 127132 | 128684 | 123540 | 108935 | 101143 | 101457
| 2016 | 100315 | 99421 | 91447 | 92268 | 103561 | 133247 | 139431 | 131343 | 115093 | 96692 | 96181 | 10400
Projected | 2017E | 104737 | 102180 | 98101 | 93343 | 108475 | 125996 | 131791 | 133410 | 125256 | 104962 | 102551 | 110022
| 2018E | 105492 | 102228 | 97638 | 94039 | 109456 | 128140 | 132648 | 132558 | 127899 | 106243 | 102527 | 110955
https://www.nrel.gov/docs/fy15osti/64879.pdf
PG 9
Note: RMPA = CO, WY
Basin = Idaho, Northern Nevada, Utah

## TRE
Released: November 2017
Next Update: November 2018
Table 3B.1. TRE monthly peak hour demand, by North American Electric Reliability Corporation Assesment Area,
1996-2016 actual, 2017-2018 projected
megawatts
TRE | Year | January | February | March | April | May | June | July | August | September | October | November | December
Actual | 1996 | 36818 | 37705 | 34540 | 35326 | 43742 | 46524 | 47240 | 46807 | 41733 | 34958 | 34597 | 39214
| 1997 | 41280 | 33120 | 31783 | 34216 | 40857 | 45687 | 49705 | 50468 | 49005 | 43533 | 33624 | 36458
| 1998 | 35906 | 33703 | 36836 | 35731 | 48676 | 52259 | 53440 | 54666 | 51981 | 46869 | 32616 | 40566
| 1999 | 39537 | 34343 | 33383 | 41080 | 43529 | 49628 | 52925 | 55529 | 50447 | 43706 | 33615 | 36685
| 2000 | 39075 | 34779 | 38040 | 40399 | 50347 | 49577 | 55767 | 57606 | 57099 | 47781 | 35563 | 44641
| 2001 | 42995 | 35091 | 34090 | 37017 | 44606 | 50918 | 54846 | 55201 | 50073 | 40796 | 41608 | 36557
| 2002 | 43901 | 43837 | 43964 | 49064 | 49018 | 51882 | 54891 | 56248 | 51556 | 49105 | 35901 | 40650
| 2003 | 45433 | 43498 | 37554 | 40579 | 52909 | 53637 | 56251 | 59996 | 49502 | 42651 | 38608 | 40782
| 2004 | 42698 | 42301 | 34321 | 39131 | 48702 | 54061 | 56489 | 58531 | 55179 | 47714 | 37599 | 44010
| 2005 | 40966 | 41095 | 36115 | 41219 | 51947 | 58140 | 57319 | 60210 | 59524 | 52107 | 42470 | 47948
| 2006 | 38604 | 43210 | 38257 | 51800 | 54175 | 57887 | 61660 | 62339 | 56603 | 50890 | 45143 | 46896
| 2007 | 50404 | 50408 | 38827 | 41710 | 49222 | 56427 | 56754 | 62188 | 55091 | 54102 | 39993 | 44443
| 2008 | 46099 | 45321.1677 | 42412.0862 | 45872.2092 | 56343.9001 | 59642.1214 | 61119.6066 | 62174.3766 | 56342.6037 | 46574.7272 | 38746.4511 | 47805.6548
| 2009 | 46165.7808 | 42228 | 40289.2384 | 43488 | 51321 | 62392.6816 | 63517.9408 | 62240.5084 | 55382.6932 | 49089.5112 | 37039.6174 | 46911.6234
| 2010 | 55877.8342 | 47194.7947 | 41440.0878 | 40169.1025 | 54725.4972 | 60789.1431 | 60674.1727 | 65776.3264 | 58200.7414 | 45456.3922 | 40220 | 44715.7344
| 2011 | 49829 | 47953 | 44057 | 47797 | 57620 | 60057 | 63376 | 63770 | 58520 | 52458 | 43440 | 51642
| 2012 | 46908.4905 | 42090.0469 | 42611.0462 | 48774.0356 | 58947.0194 | 66548 | 65807.6913 | 66509 | 64862.2074 | 48274.2721 | 41625.6633 | 45544.7859
| 2013 | 50664.8051 | 40406.9964 | 41709.7986 | 45601.9335 | 56209.2205 | 64418.2945 | 64814 | 67244.5294 | 63387.8513 | 54709.5348 | 46954.2002 | 53642.4399
| 2014 | 57256.3073 | 57010.71 | 54587.4097 | 48400.126 | 52615.3527 | 59785.7728 | 63531.9867 | 66453.6387 | 64439.5577 | 58419.1941 | 50807.3407 | 48361.715
| 2015 | 56831.7803 | 54539.4251 | 53179.5284 | 45227.4211 | 53389.3965 | 61732.2719 | 67650.277 | 69877.0467 | 64458.1963 | 59186.5655 | 44945.1434 | 44934.2488
| 2016 | 49262.5579 | 47416.4923 | 43347.1873 | 50932.0834 | 57223.8273 | 64896.2601 | 67468.9318 | 71110.1039 | 66948.5662 | 59864.268 | 50012.3511 | 57932.4325
Projected | 2017E | 54417.0887 | 52494.9767 | 46877.7555 | 51622.3562 | 58907.8584 | 66915.332 | 68657.2995 | 72933.5504 | 64448.5906 | 56096.8287 | 45791.0068 | 52669.4305
| 2018E | 55003.0884 | 53084.3897 | 47485.5148 | 52357.5752 | 59695.2148 | 67905.3064 | 69666.6232 | 74149.3873 | 65482.9627 | 57090.4945 | 46784.4113 | 53494.8957

## MISO
Released: November 2017
Next Update: November 2018
Table 3B.1. MISO monthly peak hour demand, by North American Electric Reliability Corporation Assesment Area,
1996-2016 actual, 2017-2018 projected
megawatts
MISO | Year | January | February | March | April | May | June | July | August | September | October | November | December
Actual | 1996 | bar: January to December
1997 | bar: January to December
1998 | bar: January to December
1999 | bar: January to December
2000 | bar: January to December
2001 | bar: January to December
2002 | bar: January to December
2003 | bar: January to December
2004 | bar: January to December
2005 | bar: January to December
2006 | bar: January to December
2007 | bar: January to December
2008 | bar: January to December
2009 | bar: January to December
| 2010 | 85264.71 | 81835.57 | 74562.29 | 69824.01 | 92068.42 | 98927.17 | 104024.22 | 108346.11 | 93747.63 | 73309.84 | 79454.15 | 90848.02
| 2011 | 85965.69 | 87676.94 | 76964.05 | 68204.9429 | 75208.6821 | 91832.3496 | 98067.6208 | 96870.9642 | 87569.5526 | 71648.4925 | 72383.3621 | 79051.7855
| 2012 | 70600 | 67013 | 63375 | 58449 | 70656 | 92955 | 96769 | 89327 | 83877 | 61312 | 66201 | 69270
| 2013 | 93797.6 | 92559.6 | 85284.1 | 79153.6 | 98121.9 | 110585.9 | 121124.3 | 117842.9 | 115803.6 | 89798.7 | 90021 | 95803.3
| 2014 | 107927.3 | 101304.4 | 96058.7 | 80236 | 92600.3 | 109196.2 | 113506.9 | 113429.2 | 109527.4 | 87007 | 95703 | 91339
| 2015 | 104723 | 99159 | 95741 | 78291 | 92464 | 106054 | 118325 | 113012 | 111857 | 83186 | 82367 | 85296
| 2016 | 95920 | 91654 | 81073 | 78230 | 93952 | 111350 | 119506 | 118413 | 113557 | 89127 | 80912 | 99054
Projected | 2017E | 103867 | 95220.8 | 92406.4 | 86298.6 | 98473.7 | 116607.8 | 125000.3 | 124809.9 | 111790.7 | 91213.6 | 90038.6 | 97900.5
| 2018E | 103730.7 | 95341.4 | 91310.6 | 85249.8 | 95920.1 | 117056.7 | 125313.6 | 125568.1 | 112646.4 | 91984.3 | 90780.5 | 98608.8

## SPP
Released: November 2017
Next Update: November 2018
Table 3B.1. SPP monthly peak hour demand, by North American Electric Reliability Corporation Assesment Area,
1996-2016 actual, 2017-2018 projected
megawatts
SPP | Year | January | February | March | April | May | June | July | August | September | October | November | December
Actual | 1996 | 46801 | 46506 | 44043 | 39428 | 52072 | 56569 | 59826 | 57907 | 52017 | 41352 | 42117 | 48274
| 1997 | 26931 | 23739 | 22386 | 22283 | 24746 | 32950 | 36267 | 35024 | 33793 | 28435 | 24029 | 25020
| 1998 | 24313 | 23137 | 24878 | 22119 | 32030 | 36086 | 37383 | 36976 | 35910 | 25231 | 22274 | 26725
| 1999 | 26757 | 23604 | 23086 | 23648 | 25872 | 32783 | 37958 | 38609 | 34692 | 25745 | 22773 | 25415
| 2000 | 26415 | 25463 | 23516 | 25516 | 35188 | 34162 | 38864 | 40101 | 39246 | 30910 | 25942 | 30137
| 2001 | 28039 | 26733 | 24707 | 26240 | 32043 | 35636 | 40063 | 39782 | 34312 | 26688 | 26949 | 25951
| 2002 | 28485 | 28191 | 27833 | 28356 | 32514 | 36228 | 39125 | 39571 | 37659 | 31961 | 25788 | 27710
| 2003 | 28850 | 27922 | 26026 | 26518 | 32880 | 35810 | 39133 | 40214 | 32876 | 26372 | 25204 | 27259
| 2004 | 29010 | 27454 | 23566 | 24583 | 32878 | 36137 | 39893 | 39734 | 36117 | 27158 | 26603 | 29782
| 2005 | 29072 | 27128 | 25247 | 25656 | 34261 | 39437 | 41306 | 40771 | 37772 | 33042 | 27333 | 31764
| 2006 | 26864 | 28402 | 25548 | 31231 | 36115 | 37754 | 42556 | 42405 | 33342 | 33653 | 29699 | 30331
| 2007 | 30141 | 31028 | 25629 | 26746 | 31495 | 36775 | 38965 | 43165 | 36887 | 33537 | 26610 | 29560
| 2008 | 31294 | 30140 | 28268 | 27213 | 33650 | 38629 | 41914 | 43476 | 34823 | 27993 | 27133 | 32361
| 2009 | 31870.2165 | 29357.5471 | 27928.3066 | 27342.7961 | 30765.1649 | 41302.4299 | 41465.272 | 40392.9337 | 33748.1323 | 27269.836 | 26077.1558 | 32027.6003
| 2010 | 42495.7497 | 37893.1172 | 34099.308 | 30831.8615 | 40925.5271 | 48883.3268 | 49932.5799 | 53076.6219 | 44536.4237 | 33566.0526 | 33815.9823 | 37555.231
| 2011 | 40445.4593 | 38986.5621 | 34366.4054 | 33287.1317 | 40417.0736 | 48534.6105 | 52612.6621 | 53083.6094 | 44750.0175 | 36146.7116 | 34522.017 | 39242.4856
| 2012 | 33842.303 | 31830.66 | 29140.979 | 34423.618 | 39911.427 | 48847.069 | 49847.517 | 50246.133 | 47241.858 | 30623.088 | 30312.402 | 33281.505
| 2013 | 35317.3983 | 33891.1213 | 32610.9656 | 31552.57 | 36513.0421 | 46218.6872 | 47449.8503 | 47647.3996 | 45067.1659 | 35909.0872 | 33549.6435 | 37044.8793
| 2014 | 37845.281 | 37136.5569 | 36109.779 | 29294.3007 | 36730.194 | 41515.712 | 45053.4279 | 46076.2335 | 42660.1387 | 34267.451 | 34554.224 | 33526.536
| 2015 | 40231.5182 | 38125.3484 | 36927.1383 | 31192.2295 | 33906.8316 | 45318.0901 | 48894.0035 | 47929.0768 | 45258.9904 | 35404.2545 | 32167.9548 | 30846.9524
| 2016 | 38748.23 | 36562.031 | 32928.927 | 32909.973 | 37424.912 | 49559.558 | 51802.681 | 51882.931 | 45676.56 | 38354.744 | 34484.872 | 41533.675
Projected | 2017E | 40786.3211 | 39769.5716 | 35922.7366 | 34670.5726 | 39868.4572 | 47893.1823 | 52403.4784 | 52103.8139 | 46244.4528 | 38021.8896 | 35875.6841 | 39984.5833
| 2018E | 41215.1771 | 40329.9259 | 35913.8106 | 34630.61 | 39763.159 | 48300.956 | 52553.7458 | 52486.3212 | 46597.6529 | 38299.63 | 36194.4462 | 40855.4696

## PJM
Released: November 2017
Next Update: November 2018
Table 3B.1. PJM monthly peak hour demand, by North American Electric Reliability Corporation Assesment Area,
1996-2016 actual, 2017-2018 projected
megawatts
PJM | Year | January | February | March | April | May | June | July | August | September | October | November | December
Actual | 1996 | bar: January to December
1997 | bar: January to December
1998 | bar: January to December
1999 | bar: January to December
2000 | bar: January to December
2001 | bar: January to December
2002 | bar: January to December
2003 | bar: January to December
2004 | bar: January to December
2005 | bar: January to December
2006 | bar: January to December
2007 | bar: January to December
2008 | bar: January to December
2009 | bar: January to December
| 2010 | 109179.214 | 104915.345 | 95014.774 | 88409.15 | 110783.366 | 126201.946 | 136465.117 | 131946.462 | 127681.899 | 85652.149 | 90313.391 | 115535
| 2011 | 113912 | 109621 | 99956 | 92104 | 103609 | 139967 | 148941 | 143584 | 126463 | 101712 | 108310 | 122418
| 2012 | 122565.442 | 113997.637 | 107528.11 | 97821.804 | 130557.665 | 147915.071 | 154338.726 | 144486.456 | 129958.527 | 98761.609 | 107454.811 | 109947.899
| 2013 | 126725 | 118740 | 109671 | 101046 | 129053 | 139781 | 157509 | 137625 | 143461 | 108826 | 114699 | 124072
| 2014 | 140510.233 | 129690.523 | 126638.86 | 99179.552 | 119741.906 | 141677.933 | 139379.87 | 133390.98 | 138157.144 | 95919.772 | 120847.897 | 114047.334
| 2015 | 136197 | 143129 | 125701 | 96382 | 120840 | 137287 | 143633 | 139649 | 141209 | 94824 | 104505 | 104494
| 2016 | 129775 | 121307 | 106497 | 99868 | 121539 | 134752 | 150826 | 152177 | 142092 | 102277 | 105171 | 131021
Projected | 2017E | 131391 | 125630 | 115099 | 105560 | 120074 | 144469 | 152999 | 148808 | 129257 | 107258 | 111523 | 125798
| 2018E | 132652 | 126874 | 115332 | 110453 | 121060 | 145187 | 153951 | 149526 | 129112 | 110657 | 112483 | 127154

## NPCC
Released: November 2017
Next Update: November 2018
Table 3B.1. NPCC monthly peak hour demand, by North American Electric Reliability Corporation Assesment Area,
1996-2016 actual, 2017-2018 projected
megawatts
NPCC | Year | January | February | March | April | May | June | July | August | September | October | November | December
Actual | 1996 | 41680 | 41977 | 39414 | 35313 | 41013 | 41893 | 44773 | 44663 | 43321 | 36278 | 38992 | 39710
| 1997 | 41208 | 38891 | 37662 | 35284 | 34101 | 46477 | 49269 | 43964 | 42487 | 37597 | 39602 | 41178
| 1998 | 40009 | 39624 | 39652 | 35382 | 40210 | 47342 | 49566 | 47514 | 42358 | 36947 | 38738 | 41728
| 1999 | 44199 | 41263 | 39883 | 34260 | 35911 | 50127 | 52855 | 47762 | 45913 | 37120 | 41314 | 42166
| 2000 | 45227 | 42692 | 38729 | 36124 | 44550 | 50057 | 46310 | 49850 | 48266 | 39300 | 41036 | 43852
| 2001 | 43553 | 41919 | 40636 | 37191 | 42368 | 50289 | 53569 | 55949 | 45703 | 38398 | 39576 | 42540
| 2002 | 42039 | 41544 | 39906 | 42163 | 41008 | 51873 | 55444 | 55944 | 49324 | 43293 | 40696 | 44793
| 2003 | 45987 | 43800 | 43249 | 38921 | 36648 | 54827 | 53509 | 53540 | 43123 | 39225 | 40197 | 44257
| 2004 | 66215 | 62361 | 58055 | 54300 | 64042 | 76529 | 82615 | 79138 | 73418 | 56870 | 60680 | 67224
| 2005 | 47041 | 42949 | 43487 | 37399 | 37543 | 55720 | 58960 | 58009 | 50704 | 41854 | 41875 | 46828
| 2006 | 43661 | 43611 | 42532 | 37331 | 46113 | 52000 | 59953 | 63241 | 43207 | 40157 | 41149 | 44570
| 2007 | 45002 | 46697 | 45901 | 38936 | 46586 | 57272 | 56073 | 58314 | 51463 | 45066 | 41766 | 46024
| 2008 | 46803 | 44882 | 40421 | 37426 | 40348 | 58543 | 55919 | 50393 | 50957 | 39251 | 42111 | 45695
| 2009 | 45046.5 | 44457.1 | 43148.3 | 40609.1 | 39260.4 | 42851.4 | 50319.4 | 55943.8 | 41778.1 | 37997.5 | 39746.2 | 44864.4
| 2010 | 43849 | 42178 | 39658 | 36715 | 50251 | 54472 | 60554 | 56947 | 57377 | 39019 | 39906 | 45281
| 2011 | 44812 | 44527 | 42594 | 38797 | 43988 | 53980 | 60262 | 58820 | 49743 | 39643 | 41389 | 46788
| 2012 | 43827 | 40465 | 40179 | 37540 | 48111 | 57806 | 58319 | 55740 | 49566 | 38160 | 41074 | 42156
| 2013 | 45545.2 | 42847.7 | 40778.7 | 36990.5 | 50413.9 | 55154.9 | 61334.8 | 50286.7 | 55652.6 | 39522.4 | 41695.6 | 45908.1
| 2014 | 47072 | 43140 | 43136 | 35811 | 39420 | 48446 | 53774 | 49946 | 53497 | 38178 | 40814 | 42907
| 2015 | 45231 | 44252 | 41970 | 35976 | 43829 | 49023 | 55575 | 54759 | 55426 | 36335 | 38729 | 39411
| 2016 | 42768.4 | 42862.3 | 38575.2 | 37136.1 | 44089.6 | 46251.5 | 55603.3 | 57671.5 | 52778.8 | 37440.6 | 39129.5 | 43745
Projected | 2017E | 45756 | 43291 | 41875 | 36109 | 43524 | 53031 | 59660 | 58200 | 49570 | 38777 | 39883 | 45002
| 2018E | 45562 | 43238 | 41804 | 35961 | 43285 | 52870 | 59536 | 58081 | 49394 | 38577 | 39713 | 44744

## EIA Form 411
Interconnection | NERC Regional Assesment Area
|  | Actual | [26 empty] | Projected
|  | 1990 | 1991 | 1992 | 1993 | 1994 | 1995 | 1996 | 1997 | 1998 | 1999 | 2000 | 2001 | 2002 | 2003 | 2004 | 2005 | 2006 | 2007 | 2008 | 2009 | 2010 | 2011 | 2012 | 2013 | 2014 | 2015 | 2016 | 2017E | 2018E | 2019E | 2020E | 2021E | 2022E | 2023E | 2024E | 2025E | 2026E | 2027E
Eastern Interconnection | FRCC | 142502 | 146903 | 147464 | 153468 | 159861 | 169021 | 173377 | 175557 | 188384 | 188598 | 196561 | 200134 | 211116 | 219021 | 220335 | 226544 | 230115 | 232405 | 226874 | 225966 | 233034 | 224064 | 220943 | 221534 | 224646 | 234489 | 234041 | 230867 | 233407 | 235517 | 238021 | 239553 | 241812 | 243938 | 246540 | 248440 | 250948 | 250948
| NPCC | 250681 | 253701 | 252256 | 257447 | 259947 | 261235 | 263125 | 264464 | 268309 | 277902 | 281518 | 282670 | 286199 | 288791 | 292724.5 | 303607 | 294319 | 301766 | 297362 | 285624.6651 | 294276 | 292481.7058 | 290914 | 292882 | 287160 | 286280 | 285179 | 283820 | 284422 | 283141 | 281192 | 278832 | 277303 | 276292 | 275484 | 274920 | 274600 | 274420
| Balance of Eastern Region | Actual 1990: 1725276; Actual 1991: 1774108; Actual 1992: 1766746; Actual 1993: 1871168; Actual 1994: 1907338; Actual 1995: 1999873; Actual 1996: 2059485; Actual 1997: 2062452; Actual 1998: 2112728; Actual 1999: 2147860; Actual 2000: 2210739; Actual 2001: 2203509; Actual 2002: 2301321; Actual 2003: 2255233; Actual 2004: 2313180; Actual 2005: 2385460.853; Actual 2006: 2361721; Actual 2007: 2432474.6; Actual 2008: 2406730; Actual 2009: 2293617.2574; Actual 2010: 2456553.313; Actual 2011: 2401810.1559
| ECAR | 442507 | 450586 | 450853 | 476644 | 487489 | 521247 | 532747 | 524414 | 535015 | 547846 | 545958 | 546167 | 567897 | 545109 | 553236 | NA | NA | NA | NA | NA | NA | NA | NA | NA | NA | NA | NA | NA | NA | NA | NA | NA | NA | NA | NA | NA | NA | NA
| MAAC | 221099 | 228588 | 226154 | 235980 | 238379 | 243043 | 243328 | 243967 | 248806 | 255741 | 262320 | 263841 | 273907 | 276600 | 283646 | NA | NA | NA | NA | NA | NA | NA | NA | NA | NA | NA | NA | NA | NA | NA | NA | NA | NA | NA | NA | NA | NA | NA
| MAIN | 197326 | 205880 | 200250 | 208340 | 213803 | 224380 | 234300 | 236143 | 244073 | 243278 | 259608 | 271053 | 279264 | 267068 | 274760 | NA | NA | NA | NA | NA | NA | NA | NA | NA | NA | NA | NA | NA | NA | NA | NA | NA | NA | NA | NA | NA | NA | NA
| MAPP | NA | NA | NA | NA | NA | NA | NA | NA | NA | NA | NA | NA | NA | NA | NA | NA | NA | NA | NA | NA | 30690.6123 | 29232.6653 | 29362 | 29798 | 31756 | NA | NA | NA | NA | NA | NA | NA | NA | NA | NA | NA | NA | NA
| MISO | NA | NA | NA | NA | NA | NA | NA | NA | NA | NA | NA | NA | NA | NA | NA | NA | NA | NA | NA | NA | 585273.9227 | 521691.6105 | 497906 | 662636 | 641290 | 659676.8 | 660862 | 693350.58 | 727495.09 | 730209.6 | 734426.8 | 737476.7 | 743245.1 | 748127.3 | 751630.1 | 756057.6 | 760001.2 | 763944.8
| MRO | 127102 | 129826 | 126881 | 131112 | 136498 | 143447 | 145479 | 151661 | 155194 | 152350 | 145981 | 144893 | 150058 | 153918 | 152975 | 216632.623 | 222748 | 217601.6 | 227536 | 213797.0313 | NA | NA | NA | NA | NA | NA | NA | NA | NA | NA | NA | NA | NA | NA | NA | NA | NA | NA
| PJM | NA | NA | NA | NA | NA | NA | NA | NA | NA | NA | NA | NA | NA | NA | NA | NA | NA | NA | NA | NA | 712730.9103 | 739754.4857 | 781247 | 791151 | 797461 | 792566 | 792313 | 814868 | 821638 | 823890 | 822831 | 820415 | 821341 | 822626 | 827522 | 831502 | 835137 | 841099
| RFC | NA | NA | NA | NA | NA | NA | NA | NA | NA | NA | NA | NA | NA | NA | NA | 1005226 | 926279 | 954700 | 936201 | 880377.0985 | NA | NA | NA | NA | NA | NA | NA | NA | NA | NA | NA | NA | NA | NA | NA | NA | NA | NA
| SERC | 485205 | 501794 | 506140 | 538339 | 544945 | 572587 | 596940 | 730248 | 746538 | 768408 | 803211 | 787139 | 835319 | 826964 | 856734 | 962054.23 | 1011173 | 1049298 | 1035390 | 997142 | 870367 | 852843.0649 | 824640 | 661124 | 674054 | 668126 | 672720 | 673339 | 677048 | 681238 | 685684 | 689388 | 693376 | 698595 | 703979 | 708819 | 714335 | 720420
| SPP | 252037 | 257434 | 256468 | 280753 | 286224 | 295169 | 306691 | 176019 | 183102 | 180237 | 193661 | 190416 | 194876 | 185574 | 191829 | 201548 | 201521 | 210875 | 207603 | 202301.1276 | 257490.8676 | 258288.3296 | 258590 | 249559 | 243292 | 250430.31 | 255898.8736 | 255544.2503 | 260336.7818 | 259340.6 | 259625.2 | 260791.2 | 264592.9 | 265897.2 | 267367.3 | 268763.2 | 269850.2 | 271076.5
ERCOT | TRE | 209789 | 211568 | 210699 | 221901 | 225098 | 231440 | 243456 | 251840 | 267970 | 268622 | 286313 | 278226 | 280269 | 283868 | 289146 | 299225 | 305672 | 307064 | 312401.0845 | 308277.7595 | 319097.4005 | 335000.175 | 324860 | 331624 | 340033 | 347617.4362 | 375889.7888 | 356428.366 | 363665.1951 | 373761.9554 | 380660.7344 | 386550.8493 | 392714.5563 | 398843.5499 | 405017.8274 | 411040.9936 | 417426.7558 | 425775.2909
Western Interconnection | WECC | 558248 | 555389 | 565745 | 569319 | 586192 | 586167 | 611650 | 620629 | 625791 | 635503 | 663913 | 638746 | 666696 | 664754 | 682053 | 685624 | 720087 | 739018 | 745691 | 718694 | 713176.7606 | 727793 | 726862 | 737458 | 733664 | 728896 | 737155 | 731132 | 732688 | 737745 | 741668 | 746071 | 751940 | 757807 | 763228 | 767234 | 771575 | 775800
All Interconnections | Contiguous U.S. | Actual 1990: 2886496; Actual 1991: 2941669; Actual 1992: 2942910; Actual 1993: 3073303; Actual 1994: 3138436; Actual 1995: 3247736; Actual 1996: 3351093; Actual 1997: 3374942; Actual 1998: 3463182; Actual 1999: 3518485; Actual 2000: 3639044; Actual 2001: 3603285; Actual 2002: 3745601; Actual 2003: 3711667; Actual 2004: 3797438.5; Actual 2005: 3900460.853; Actual 2006: 3911914; Actual 2007: 4012727.6; Actual 2008: 3989058.0845; Actual 2009: 3832179.682; Actual 2010: 4016137.474; Actual 2011: 3981149.0367
Notes: • NERC region and reliability assessment area maps are provided on EIA's Electricity Reliability web page: http://www.eia.gov/electricity/data/eia411/
• Projected data are updated annually.
• Peak load represents an hour of a day during the associated peak period.
• The Summer peak period begins on June1 and extends through September 30. • The Winter peak period begins October 1 and extends through May 31.
• Historically the MRO, RFC, SERC, and SPP regional boundaries were altered as utilities changed reliability organizations. The historical data series for these regions have not been adjusted. Instead, the Balance of Eastern Region category was introduced to to provide a consistent trend of the Eastern interconnection.
• ECAR, MAAC, and MAIN dissolved at the end-of-2005. Many of the former utility members joined RFC. ReliabilityFirst Corporation (RFC) came into existence on January 1, 2006. RFC submitted a consolidated filing covering the historical NERC regions of ECAR, MAAC, and MAIN.
• MAPP was absorbed into MISO, SPP and WECC in 2015.
• E - Estimate; NA - Not Available
Source: U.S. Energy Information Administration, Form EIA-411, "Coordinated Bulk Power Supply and Demand Program Report."

## Calculations
[14 empty] | State | Region
[14 empty] | AZ | AZ-NM-NV
[14 empty] | AR | MISO
State Specific PTCF (White if from SAM, Yellow if from balancing region) | [5 empty] | State Lookup | [7 empty] | CA | CAISO
[8 empty] | Summer | Winter |  |  |  |  | CO | RMPA
|  | Summer | Winter | Area |  |  | Solar | [6 empty] | CT | ISO-NE
VA | Solar | 0.6 | 0 |  |  |  | Onshore Wind | [6 empty] | DE | PJM
VA | Onshore Wind | 0.176 | 0.26624 |  |  |  | Offshore Wind | [6 empty] | IL | MISO
VA | Offshore Wind | 0.31 | 0.63 |  | Note: Used ISO-NE for winter offshore | [8 empty] | IN | MISO
MN | Solar | 0.5 |  |  |  | *Red if unique weather outlier |  |  |  | Peak Capacity Values from regional reports |  |  |  | IA | MISO
MN | Onshore Wind | 0.166 |  |  |  | Pivoted NREL SAM Model with 2013 Weather Data |  |  |  | Region | Type | Summer | Winter | KY | MISO
MN | Offshore Wind | 0 | 0 |  |  |  | Summer | Winter |  | MISO | Onshore wind | 16.6% |  | LA | MISO
NM | Solar | 0.6 | 0 |  |  | CO Solar | 0.045782 | 0 |  | MISO | Offshore wind | 0 | 0 | ME | ISO-NE
NM | Onshore Wind | 0.1 | 0.60325 |  |  | CO Wind | 0.16044 | 0.49313 |  | MISO | Solar | 50% |  | MD | PJM
NM | Offshore Wind | 0 | 0 |  |  | NM Solar | 0.3977 | 0 |  | PJM | Onshore wind | 0.176 |  | MA | ISO-NE
NV | Solar | 0.6 | 0 |  |  | NM Wind | 0.036845 | 0.60325 |  | PJM | Offshore wind | 0.31 |  | MI | MISO
NV | Onshore Wind | 0.1 | 0.32434 |  |  | NV Solar | 0.28344 | 0 |  | PJM | Solar | 0.6 |  | MN | MISO
NV | Offshore Wind | 0 | 0 |  |  | NV Wind | 0.49697 | 0.32434 |  | ISO-NE | Onshore wind | 0.15 | 0.3 | MS | MISO
PA | Solar | 0.6 | 0 |  |  | PA Solar | 0.58402 | 0 |  | ISO-NE | Offshore wind | 0.24 | 0.63 | MO | MISO
PA | Onshore Wind | 0.176 | 0.32277 |  |  | PA Wind | 0.098838 | 0.32277 |  | ISO-NE | Solar |  |  | MT | MISO
PA | Offshore Wind | 0 | 0 |  |  | NC Solar | 0.55974 | 0 |  | SPP | Onshore wind | 0.28 |  | NE | SPP
NC | Solar | 0.6 | 0 |  |  | NC Wind | 0.013816 | 0.052878 |  | SPP | Offshore wind |  |  | NV | AZ-NM-NV
NC | Onshore Wind | 0.176 |  |  |  | NC Offshore | 0.11715 | 0.20541 |  | SPP | Solar | 0.607 |  | NH | ISO-NE
NC | Offshore Wind | 0.31 | 0.63 |  | Note: Used ISO-NE for winter offshore | VA Wind | 0.049095 | 0.26624 |  | AZ-NM-NV | Onshore wind | 0.1 |  | NJ | PJM
CO | Solar | 0.6 | 0 |  |  | VA Solar | 0.24793 | 0 |  | AZ-NM-NV | Offshore wind | 0 | 0 | NM | AZ-NM-NV
CO | Onshore Wind | 0.1 | 0.49313 |  |  | VA Offshore | 0.28894 | 0.30004 |  | AZ-NM-NV | Solar | 0.6 |  | NY | NYISO
CO | Offshore Wind | 0 | 0 |  |  | MN Wind | 0.17618 | 0.20363 |  | RMPA | Onshore wind | 0.1 |  | NC | PJM
CA | Solar |  | 0 | CAISO |  | MN Solar | 0.70542 | 0 |  | RMPA | Offshore wind | 0 | 0 | ND | MISO
CA | Onshore Wind | 0.21 | 0.44 | CAISO | [5 empty] | RMPA | Solar | 0.6 |  | OH | PJM
CA | Offshore Wind | 0.32 |  | CAISO | [9 empty] | PA | PJM
[14 empty] | RI | ISO-NE
[14 empty] | SD | MISO
[14 empty] | TN | PJM
[14 empty] | TX | ERCOT
[14 empty] | VT | ISO-NE
[14 empty] | VA | PJM
[14 empty] | WV | PJM
[14 empty] | WI | MISO
[14 empty] | WY | RMPA

## NREL SAM Modeling
[7 empty] | Wind Nameplate | Solar Nameplate (DC)
[7 empty] | 48000 | 4.693
| CO Solar | CO Wind | NM Solar | NM Wind | NV Solar | NV Wind | PA Solar | PA Wind | NC Solar | NC Wind | NC Offshore | VA Wind | VA Solar | VA Offshore | MN Wind | MN Solar | CA Offshore Wind | CA onshore mountain | CA onshore hill
Summer Peak Hour
Winter Peak Hour
Summer Peak Cap Factor
Winter Peak Cap Factor | [12 empty] | 0
Hour | SAM Runs | C:\SAM\2020.2.29\wind_resource\CO Northeastern-Flat Lands.srw |  | C:\SAM\2020.2.29\wind_resource\NM Eastern-Flat Lands.srw |  | 100m NV (lat39.28_lon-114.92) |  | SAM Downloaded Weather Files/lat40.90_lon-77.84__2013_100m.srw |  | SAM Downloaded Weather Files/lat35.53_lon-79.13__2013_100m.srw | C:\SAM\2020.2.29\wind_resource\NC Eastern-Ocean.srw | [5 empty] | C:\SAM\2020.2.29\wind_resource\CA Northern-Ocean.srw | C:\SAM\2020.2.29\wind_resource\CA Southern-Mountainous.srw | C:\SAM\2020.2.29\wind_resource\CA Northern-Rolling Hills.srw
1 | 0 | 0 | 0 | 39827.1 | 0 | 1285.46 | 0 | 26776.4 | 0 | 29039.9 | 26776.4 | 8984.5 | 0 | 27284.3 | 0 | 0 | 17859.1 | 33828.1 | 459.432
2 | 0 | 4049.91 | 0 | 39822.6 | 0 | 3590.41 | 0 | 26826 | 0 | 18753.9 | 26826 | 2152.97 | 0 | 29743.2 | 0 | 0 | 18042.6 | 28666.1 | 8422.64
3 | 0 | 6640.54 | 0 | 39291.4 | 0 | 3072.77 | 0 | 24844.1 | 0 | 20003.8 | 24844.1 | 4603.57 | 0 | 27097.8 | 0 | 0 | 18903.6 | 12811.1 | 17207.4
4 | 0 | 8785.06 | 0 | 37965 | 0 | 2267.17 | 0 | 8208.99 | 0 | 20217.4 | 8208.99 | 1416.55 | 0 | 37583 | 0 | 0 | 20323.7 | 3728.35 | 24025.9
5 | 0 | 9152.22 | 0 | 31125 | 0 | 2934.64 | 0 | 4813.28 | 0 | 18113 | 4813.28 | 858.28 | 0 | 38434.1 | 178.244 | 0 | 10714.1 | 4423.26 | 18157.6
6 | 0 | 13898.3 | 0 | 16673.3 | 0 | 5001.58 | 0 | 1924.91 | 0 | 15159.1 | 1924.91 | 3759.26 | 0 | 37072.9 | 0 | 0 | 4572.32 | 4878.9 | 13133.9
7 | 0 | 20701.1 | 0 | 6400.84 | 0 | 4115.04 | 0 | 0 | 0 | 11716.5 | 0 | 3372.69 | 0 | 39345.8 | 398.922 | 0 | 9532.41 | 11693.9 | 36578
8 | 0 | 40053.4 | 0.33003 | 27347.8 | 0.60597 | 701.355 | 0 | 0 | 0 | 11219.1 | 0 | 0 | 0 | 39232 | 136.08 | 0 | 9979.42 | 18277.2 | 37188.9
9 | 1.4622 | 40053.4 | 1.6108 | 25056.7 | 1.845 | 213.449 | 0.078485 | 0 | 0.99955 | 12243.3 | 0 | 0 | 0.5 | 38665.8 | 178.191 | 0.013188 | 8567.34 | 9973.19 | 26712
10 | 2.5318 | 40053.4 | 2.6394 | 11901.8 | 2.7504 | 89.1079 | 0.55039 | 420.201 | 2.0612 | 9537.11 | 420.201 | 0 | 2.1578 | 39770.8 | 799.375 | 0.095029 | 8005.48 | 1342.2 | 13981.4
11 | 3.24 | 40053.4 | 3.3294 | 6829.85 | 3.2894 | 827.171 | 0.43874 | 1414.32 | 2.8727 | 6493.88 | 1414.32 | 0 | 2.8582 | 40053.4 | 928.596 | 0.15412 | 8433.19 | 0 | 7415.01
12 | 3.6064 | 40053.4 | 3.6908 | 5954.92 | 3.5065 | 67.6955 | 0.8808 | 9082.54 | 3.3206 | 6415.24 | 9082.54 | 536.381 | 3.2322 | 40053.4 | 1090.66 | 0.30841 | 4722.06 | 0 | 4673.11
13 | 2.5886 | 40053.4 | 3.7181 | 5203.48 | 3.3974 | 0 | 0.8332 | 9015.11 | 3.4623 | 10902.6 | 9015.11 | 1193.93 | 3.2826 | 40053.4 | 1588.94 | 0.16127 | 3696.65 | 0 | 5873.44
14 | 0.30552 | 40053.4 | 3.4175 | 3097.35 | 2.965 | 1005.46 | 0.6931 | 12403 | 3.2866 | 13242.3 | 12403 | 6521.56 | 3.035 | 39934.2 | 1672.85 | 0.35152 | 8423.4 | 0 | 6413.33
15 | 1.8937 | 40053.4 | 2.7977 | 2922.38 | 2.1936 | 6056.36 | 0.52432 | 11243 | 2.7779 | 11347.8 | 11243 | 2224.21 | 2.5298 | 40053.4 | 3001.57 | 0.19484 | 14671.8 | 0 | 5687.45
16 | 1.6009 | 40053.4 | 1.8691 | 1591.67 | 1.1201 | 9211.33 | 0.26225 | 9094.49 | 1.9389 | 7876.87 | 9094.49 | 3246.18 | 1.6808 | 39827.4 | 3832.28 | 0.080846 | 13682.6 | 0 | 6372.18
17 | 0.14841 | 40053.4 | 0.66418 | 1044.72 | 0 | 11653.5 | 0.031552 | 5918.59 | 0.78393 | 12269.5 | 5918.59 | 6468.82 | 0.5609 | 37538.3 | 4526.3 | 0 | 10092.2 | 0 | 14913.6
18 | 0 | 40053.4 | 0 | 0 | 0 | 9819.07 | 0 | 5705.82 | 0 | 8754.02 | 5705.82 | 16142 | 0 | 33770.1 | 9124.48 | 0 | 7177.57 | 0 | 27044.3
19 | 0 | 40053.4 | 0 | 0 | 0 | 7524.52 | 0 | 653.178 | 0 | 7854.69 | 653.178 | 11370.8 | 0 | 37238.5 | 14214.6 | 0 | 14080.3 | 0 | 40053.4
20 | 0 | 40053.4 | 0 | 1868.05 | 0 | 5450.7 | 0 | 908.329 | 0 | 8201.05 | 908.329 | 843.796 | 0 | 37962 | 16272 | 0 | 16084.9 | 4340.41 | 40053.4
21 | 0 | 40053.4 | 0 | 8763.83 | 0 | 4988.87 | 0 | 3945.06 | 0 | 5623.47 | 3945.06 | 1418.76 | 0 | 38449.6 | 17050.2 | 0 | 10827 | 21002.3 | 39869.9
22 | 0 | 40053.4 | 0 | 19854.9 | 0 | 3101.95 | 0 | 2713.9 | 0 | 4394.74 | 2713.9 | 0 | 0 | 39379.5 | 17424.4 | 0 | 10757.1 | 30991.5 | 39942.8
23 | 0 | 40053.4 | 0 | 23990.5 | 0 | 1826.92 | 0 | 0 | 0 | 7906.69 | 0 | 7043.08 | 0 | 39444.5 | 16492.4 | 0 | 9379.72 | 32615.6 | 38189.1
24 | 0 | 40053.4 | 0 | 21584.4 | 0 | 755.902 | 0 | 3681.06 | 0 | 4716.35 | 3681.06 | 891.602 | 0 | 38690.7 | 14937.9 | 0 | 7246.81 | 33711.8 | 36540.5
25 | 0 | 40053.4 | 0 | 14007.4 | 0 | 3761.64 | 0 | 1930.56 | 0 | 1802.73 | 1930.56 | 5145.84 | 0 | 40040.5 | 10740.4 | 0 | 6544.11 | 23546.7 | 30702.7
26 | 0 | 40053.4 | 0 | 9602.21 | 0 | 2296.07 | 0 | 0 | 0 | 0 | 0 | 7279.47 | 0 | 39914.2 | 8213.81 | 0 | 6908.14 | 12153.8 | 24504.8
27 | 0 | 40053.4 | 0 | 3494.32 | 0 | 0 | 0 | 0 | 0 | 0 | 0 | 7818.43 | 0 | 39915.1 | 7708.84 | 0 | 5700.5 | 5420.19 | 18374.5
28 | 0 | 40053.4 | 0 | 0 | 0 | 4664.89 | 0 | 63.4575 | 0 | 1567.53 | 63.4575 | 5527.01 | 0 | 39520.7 | 8089.48 | 0 | 8304.13 | 2070.52 | 13127.1
29 | 0 | 40053.4 | 0 | 1147.67 | 0 | 1367.91 | 0 | 84.3898 | 0 | 9099.81 | 84.3898 | 0 | 0 | 29304.4 | 8758.81 | 0 | 8090.56 | 1177.58 | 10091.4
30 | 0 | 40053.4 | 0 | 6827.63 | 0 | 0 | 0 | 1204.94 | 0 | 11157.9 | 1204.94 | 0 | 0 | 23121.3 | 9538.54 | 0 | 7814.25 | 490.272 | 7205.2
31 | 0 | 39839.5 | 0 | 17478.2 | 0 | 0 | 0 | 6857.08 | 0 | 5712.5 | 6857.08 | 11385.7 | 0 | 28700.7 | 6871.86 | 0 | 21687.4 | 0 | 7495.49
32 | 0 | 40053.4 | 0.32749 | 10582.1 | 0.58205 | 0 | 0 | 9550.94 | 0 | 4937.32 | 9550.94 | 27616.1 | 0 | 29508.8 | 5014.83 | 0 | 6234.92 | 3865.72 | 7669.85
33 | 0.45837 | 40053.4 | 1.588 | 7186.92 | 1.7767 | 0 | 0.59636 | 19576.7 | 1.1918 | 4711.48 | 19576.7 | 30413.9 | 0.63857 | 30359.2 | 3716.73 | 0.36631 | 1894.39 | 11606.5 | 170.875
34 | 0.85731 | 40053.4 | 0.25379 | 1152.55 | 2.6938 | 0 | 0.76909 | 16611.2 | 2.2612 | 2472.44 | 16611.2 | 17213.6 | 1.3778 | 17982.2 | 2685.58 | 1.5824 | 2194.71 | 13671.8 | 0
35 | 2.2069 | 40053.4 | 0.096563 | 1189.57 | 3.2716 | 266.487 | 0.96275 | 14399.2 | 1.9247 | 1566.61 | 14399.2 | 9681.22 | 1.9233 | 15151.1 | 820.445 | 2.4251 | 888.66 | 6736.71 | 5.539
36 | 2.2885 | 40053.4 | 0.19267 | 1747.34 | 3.5175 | 1055.15 | 0.80927 | 9652.99 | 2.1979 | 3244.77 | 9652.99 | 4582.39 | 1.4188 | 8681.44 | 0 | 2.9028 | 1101.93 | 269.123 | 0
37 | 2.3418 | 40053.4 | 3.7069 | 3961.71 | 3.4371 | 3316.26 | 0.60467 | 5765.72 | 3.4818 | 3089.77 | 5765.72 | 2989.45 | 1.1965 | 8148.3 | 0 | 3.0038 | 5922.89 | 0 | 0
38 | 2.0422 | 40053.4 | 3.4082 | 13660.1 | 3.0034 | 13124.2 | 0.93083 | 6551.38 | 3.3101 | 3177.67 | 6551.38 | 6390.42 | 0.68055 | 6899.38 | 0 | 2.736 | 20539.8 | 0 | 0
39 | 0.93015 | 40053.4 | 2.7953 | 5206.09 | 2.2334 | 18286.3 | 2.0938 | 8742.96 | 2.7855 | 3653.47 | 8742.96 | 13531.8 | 0.27641 | 4860.53 | 0 | 2.1147 | 30365.1 | 375.044 | 0
40 | 1.6503 | 40053.4 | 1.2265 | 2086.46 | 1.143 | 17488.4 | 0.82486 | 8015.63 | 1.925 | 2054.05 | 8015.63 | 8831.13 | 0.10602 | 6994.15 | 1711.85 | 1.1578 | 25407.4 | 2124.17 | 0
41 | 0.16664 | 40053.4 | 0.42111 | 247.514 | 0 | 21062.2 | 0.11905 | 3951.37 | 0.76771 | 914.724 | 3951.37 | 4550.28 | 0.054549 | 8509.75 | 4659.99 | 0 | 26400.5 | 0 | 0
42 | 0 | 40053.4 | 0 | 0 | 0 | 23045.4 | 0 | 9005.44 | 0 | 1645.02 | 9005.44 | 2660.24 | 0 | 11655.4 | 10442.6 | 0 | 27008.4 | 0 | 0
43 | 0 | 39820.1 | 0 | 0 | 0 | 13894.3 | 0 | 11546.5 | 0 | 5516.04 | 11546.5 | 15787.1 | 0 | 14309.7 | 20993.3 | 0 | 27052.8 | 0 | 0
44 | 0 | 39304.3 | 0 | 834.288 | 0 | 5055.78 | 0 | 27709.6 | 0 | 3401.2 | 27709.6 | 4853.21 | 0 | 14824.4 | 23518.9 | 0 | 18666.1 | 2432.34 | 850.983
45 | 0 | 37792.3 | 0 | 30327.6 | 0 | 9214.03 | 0 | 30413.2 | 0 | 6016.32 | 30413.2 | 3821.4 | 0 | 15351.2 | 14690.1 | 0 | 9267.13 | 3802.62 | 0
46 | 0 | 39267.7 | 0 | 34713 | 0 | 4683.8 | 0 | 0 | 0 | 4576.49 | 0 | 5219.35 | 0 | 15948.2 | 14309.1 | 0 | 4940.34 | 14059.2 | 3920.88
47 | 0 | 37451.9 | 0 | 19102 | 0 | 1386.95 | 0 | 51.3111 | 0 | 3245.71 | 51.3111 | 2591.69 | 0 | 15966.2 | 14357.6 | 0 | 3333.41 | 28017.1 | 10341.7
48 | 0 | 39370.2 | 0 | 5691.23 | 0 | 1863.25 | 0 | 0 | 0 | 1507.29 | 0 | 600.046 | 0 | 26137.7 | 15728.5 | 0 | 3459.76 | 34870.4 | 11651.2
49 | 0 | 39175.7 | 0 | 6565.33 | 0 | 1000.91 | 0 | 3138.32 | 0 | 1972.79 | 3138.32 | 2051.42 | 0 | 26919.6 | 15594 | 0 | 2531.49 | 34781.2 | 6450.92
50 | 0 | 39250 | 0 | 7178.05 | 0 | 3454.01 | 0 | 1527.25 | 0 | 1212.33 | 1527.25 | 0 | 0 | 25057 | 15735.4 | 0 | 3272.6 | 33447.8 | 6510.15
51 | 0 | 39611.4 | 0 | 921.031 | 0 | 2473.52 | 0 | 849.451 | 0 | 200.45 | 849.451 | 0 | 0 | 27700 | 14746.3 | 0 | 721.418 | 32524.7 | 5115.75
52 | 0 | 39145.9 | 0 | 0 | 0 | 0 | 0 | 687.03 | 0 | 1125.94 | 687.03 | 0 | 0 | 27354.5 | 14454.6 | 0 | 0 | 30385.4 | 300.494
53 | 0 | 37551.7 | 0 | 0 | 0 | 0 | 0 | 472.795 | 0 | 0 | 472.795 | 0 | 0 | 34430.2 | 11748.9 | 0 | 923.815 | 25916.3 | 1054.41
54 | 0 | 37646.9 | 0 | 0 | 0 | 0 | 0 | 0 | 0 | 0 | 0 | 0 | 0 | 27898.3 | 9595.75 | 0 | 2253.43 | 20817.7 | 2143.94
55 | 0 | 37575.9 | 0 | 0 | 0 | 0 | 0 | 1215.51 | 0 | 0 | 1215.51 | 0 | 0 | 9287.92 | 7243.03 | 0 | 3198.6 | 18541.4 | 19603.7
56 | 0 | 38018.7 | 0.27437 | 0 | 0.5899 | 0 | 0 | 0 | 0 | 0 | 0 | 0 | 0 | 9226.81 | 5940.46 | 0 | 8916.48 | 12045.6 | 36829.1
57 | 0.11052 | 38617 | 1.5462 | 0 | 1.8103 | 0 | 0.87316 | 308.818 | 1.206 | 0 | 308.818 | 0 | 0.021281 | 8839.37 | 4343.44 | 0.20099 | 9202.66 | 9382.95 | 29893.5
58 | 0.26323 | 39068.9 | 2.6018 | 0 | 2.7286 | 0 | 1.9291 | 71.6156 | 2.3266 | 0 | 71.6156 | 0 | 0.15136 | 9867.16 | 2223.05 | 0.81407 | 4630.25 | 1283.95 | 12749.5
59 | 0.2583 | 40033.8 | 1.1803 | 1043.45 | 3.3106 | 0 | 2.6846 | 748.695 | 3.0844 | 0 | 748.695 | 0 | 0.27476 | 9114.57 | 857.601 | 1.7125 | 2287.57 | 0 | 4839.28
60 | 0.77036 | 39553.2 | 3.6551 | 3334.81 | 3.5498 | 0 | 3.0966 | 3481.52 | 3.5202 | 0 | 3481.52 | 0 | 0.43863 | 5565.2 | 1484.37 | 2.838 | 1121.28 | 0 | 9286.42
61 | 1.7206 | 39741 | 0.56163 | 4259.95 | 3.4531 | 0 | 1.0705 | 7269.63 | 3.6082 | 0 | 7269.63 | 0 | 0.38059 | 1160.26 | 3801.94 | 2.9506 | 0 | 0 | 12452.3
62 | 0.43824 | 39492.4 | 1.183 | 5228.48 | 3.0275 | 0 | 2.9492 | 12768.7 | 3.3861 | 0 | 12768.7 | 0 | 0.74927 | 621.588 | 5987.3 | 2.7168 | 0 | 0 | 13726.4
63 | 0.13754 | 39388.6 | 1.2237 | 7614.83 | 2.2578 | 0 | 2.3745 | 16820.2 | 2.8698 | 0 | 16820.2 | 1977.46 | 0.36093 | 0 | 6186.12 | 2.131 | 0 | 2065.68 | 16705.6
64 | 0.32614 | 39169.9 | 0.17784 | 13389.7 | 1.1697 | 0 | 0.56039 | 18210.7 | 1.9984 | 0 | 18210.7 | 4067.45 | 0.010326 | 2046.22 | 7649.48 | 1.1945 | 1418.8 | 4694.46 | 27147.5
65 | 0.05026 | 35932.6 | 0.48492 | 15945.8 | 0 | 0 | 0.055674 | 14541.7 | 0.82164 | 0 | 14541.7 | 7688.72 | 0.10025 | 4520.32 | 12135.9 | 0.094814 | 2842.44 | 7464.76 | 32996.1
66 | 0 | 29588.6 | 0 | 17650.4 | 0 | 0 | 0 | 16160 | 0 | 0 | 16160 | 25512.9 | 0 | 10920 | 21235.6 | 0 | 4857.33 | 10928.6 | 36779
67 | 0 | 21842.5 | 0 | 18816.5 | 0 | 0 | 0 | 24367.9 | 0 | 0 | 24367.9 | 23799.7 | 0 | 39316.3 | 27372.4 | 0 | 7635.38 | 11540.1 | 36141.4
68 | 0 | 20944.4 | 0 | 32924.7 | 0 | 0 | 0 | 17673.2 | 0 | 0 | 17673.2 | 711.021 | 0 | 39189.4 | 32773 | 0 | 16206 | 8363.66 | 30953.1
69 | 0 | 6094.92 | 0 | 35444.9 | 0 | 0 | 0 | 17973.9 | 0 | 158.266 | 17973.9 | 0 | 0 | 39087.5 | 34776.6 | 0 | 21054.5 | 15006.3 | 31711.9
70 | 0 | 0 | 0 | 37097.2 | 0 | 0 | 0 | 26652.9 | 0 | 0 | 26652.9 | 344.334 | 0 | 35439.1 | 34835.6 | 0 | 13810.9 | 18217.5 | 33199
71 | 0 | 589.03 | 0 | 39256.5 | 0 | 0 | 0 | 12618.4 | 0 | 0 | 12618.4 | 674.94 | 0 | 36977.9 | 31795.9 | 0 | 14041.2 | 20619.8 | 24317.8
72 | 0 | 6080.84 | 0 | 39430.8 | 0 | 0 | 0 | 3878.44 | 0 | 0 | 3878.44 | 18635.7 | 0 | 39533.5 | 34571.2 | 0 | 16024.3 | 31964.2 | 24608.7
73 | 0 | 3006.85 | 0 | 39562.4 | 0 | 0 | 0 | 5603.66 | 0 | 19814 | 5603.66 | 25835 | 0 | 39979.4 | 31954.7 | 0 | 16273.5 | 35522 | 26770.1
74 | 0 | 5071.01 | 0 | 39754.7 | 0 | 0 | 0 | 7752.6 | 0 | 28033.1 | 7752.6 | 28339.6 | 0 | 40053.4 | 28680.6 | 0 | 22687.8 | 38165.4 | 26146.2
75 | 0 | 7007.26 | 0 | 39421.2 | 0 | 0 | 0 | 5670.01 | 0 | 33287.1 | 5670.01 | 27804.1 | 0 | 40053.4 | 25075.7 | 0 | 22539.2 | 38582.9 | 35668.9
76 | 0 | 8912.41 | 0 | 38764.4 | 0 | 0 | 0 | 9433.64 | 0 | 11769.7 | 9433.64 | 39487.8 | 0 | 39577 | 22884.6 | 0 | 19367.2 | 39005.2 | 37714.4
77 | 0 | 11868.7 | 0 | 39436.3 | 0 | 0 | 0 | 19556 | 0 | 6136.95 | 19556 | 38673.6 | 0 | 38276 | 29084.3 | 0 | 18589.4 | 38620.2 | 35623.9
78 | 0 | 14625.9 | 0 | 34861.7 | 0 | 0 | 0 | 26357.2 | 0 | 861.759 | 26357.2 | 38785.9 | 0 | 35767.6 | 23375.4 | 0 | 17753.5 | 38325.3 | 31727.5
79 | 0 | 17990 | 0 | 19581 | 0 | 0 | 0 | 26322.4 | 0 | 0 | 26322.4 | 38879.4 | 0 | 34186.9 | 18785.8 | 0 | 10943 | 39395.2 | 19149.5
80 | 0 | 13691.4 | 0.13234 | 16971.3 | 0.56756 | 0 | 0 | 9040.68 | 0 | 5835.97 | 9040.68 | 36282.5 | 0 | 33274.9 | 17237.8 | 0 | 8166.68 | 39776.9 | 39177.4
81 | 1.5588 | 12059.8 | 1.5542 | 30989.5 | 1.7657 | 0 | 0.20172 | 7717.99 | 1.1552 | 3485.76 | 7717.99 | 39461 | 0.12816 | 32367.7 | 14804.1 | 0.35193 | 12865.4 | 39622.2 | 39076.6
82 | 2.708 | 17063.6 | 2.6077 | 40053.4 | 2.6452 | 0 | 0.31739 | 11447.5 | 2.2316 | 0 | 11447.5 | 39107.1 | 0.15754 | 29715 | 11469.8 | 1.5923 | 11809.5 | 39456.7 | 40053.4
83 | 3.4815 | 15478.5 | 3.3183 | 40053.4 | 3.1969 | 0 | 0.56291 | 8592.66 | 2.9519 | 0 | 8592.66 | 39447.5 | 0.36497 | 33012.1 | 5400.71 | 2.4757 | 3228.33 | 37128.4 | 40036.7
84 | 3.8878 | 7827.9 | 3.7084 | 40053.4 | 3.4277 | 0 | 1.313 | 8495.97 | 3.3569 | 1187 | 8495.97 | 38154.1 | 0.28737 | 31107.5 | 939.71 | 2.4199 | 1355.92 | 31998.7 | 39565.3
85 | 3.9308 | 11245.2 | 3.7685 | 39520.5 | 3.3307 | 0 | 1.0651 | 1141.87 | 3.4609 | 3716.39 | 1141.87 | 25712.8 | 0.64891 | 28552.4 | 0 | 0.87946 | 4483.1 | 22691.4 | 39736.9
86 | 3.6093 | 11166.3 | 1.4473 | 39791 | 2.9199 | 0 | 1.2997 | 190.969 | 3.2559 | 4114.85 | 190.969 | 20323.6 | 0.37185 | 25310.3 | 0 | 2.8649 | 7974.6 | 18151.8 | 40053.4
87 | 2.9111 | 10022.2 | 2.0793 | 39780.6 | 2.186 | 0 | 2.3633 | 0 | 2.7642 | 3538.15 | 0 | 25581 | 0.31717 | 21748.3 | 0 | 2.2478 | 5472.57 | 17985.3 | 40053.4
88 | 1.8543 | 23294.1 | 1.9328 | 37466.9 | 1.1402 | 0 | 1.4585 | 0 | 1.9287 | 3152.85 | 0 | 29449.9 | 0.21506 | 21443.2 | 0 | 1.3114 | 3738.27 | 20173.8 | 40053.4
89 | 0.21848 | 38379.8 | 0.71159 | 27011.1 | 0 | 0 | 0.25908 | 11335.8 | 0.79547 | 4163.82 | 11335.8 | 19501.9 | 0.022398 | 16487.7 | 2117.93 | 0.14092 | 1123.62 | 12555.8 | 40053.4
90 | 0 | 36969.3 | 0 | 26281.6 | 0 | 0 | 0 | 40053.4 | 0 | 9593.6 | 40053.4 | 149.69 | 0 | 9749.52 | 3567.98 | 0 | 0 | 7076 | 40053.4
91 | 0 | 33952.1 | 0 | 25845.3 | 0 | 0 | 0 | 40053.4 | 0 | 9461.91 | 40053.4 | 0 | 0 | 9021.66 | 3239.35 | 0 | 305.266 | 7689.7 | 40053.4
92 | 0 | 36886.3 | 0 | 25774.8 | 0 | 0 | 0 | 40053.4 | 0 | 12050.8 | 40053.4 | 34748.4 | 0 | 12521.6 | 1523.87 | 0 | 362.363 | 21406.4 | 40053.4
93 | 0 | 39542.8 | 0 | 30560.9 | 0 | 0 | 0 | 40053.4 | 0 | 12514.2 | 40053.4 | 2700.72 | 0 | 17046.5 | 0 | 0 | 2846.52 | 34781.4 | 40053.4
94 | 0 | 40053.4 | 0 | 35190.7 | 0 | 0 | 0 | 40053.4 | 0 | 28070 | 40053.4 | 0 | 0 | 10983.7 | 0 | 0 | 5163.32 | 37514.6 | 40053.4
95 | 0 | 40053.4 | 0 | 30765.1 | 0 | 0 | 0 | 40053.4 | 0 | 39614 | 40053.4 | 2193.48 | 0 | 8069.45 | 0 | 0 | 5118.58 | 37171.2 | 40053.4
96 | 0 | 40053.4 | 0 | 38143.2 | 0 | 0 | 0 | 40053.4 | 0 | 25673.1 | 40053.4 | 0 | 0 | 7998.92 | 0 | 0 | 9188.7 | 37841.3 | 39891.5
97 | 0 | 40053.4 | 0 | 39683.5 | 0 | 0 | 0 | 40053.4 | 0 | 22304.3 | 40053.4 | 0 | 0 | 4818.41 | 1179.75 | 0 | 5838.7 | 34769.2 | 40053.4
98 | 0 | 40053.4 | 0 | 39456.7 | 0 | 0 | 0 | 37957.5 | 0 | 39329.4 | 37957.5 | 4144.97 | 0 | 5759.74 | 3398.62 | 0 | 2096.89 | 26818.4 | 40053.4
99 | 0 | 40053.4 | 0 | 38218.8 | 0 | 0 | 0 | 22345.8 | 0 | 32814.9 | 22345.8 | 0 | 0 | 4062.37 | 6358.45 | 0 | 1375.78 | 12870.4 | 40053.4
100 | 0 | 40042.6 | 0 | 38275.6 | 0 | 0 | 0 | 16483.3 | 0 | 31544.8 | 16483.3 | 1649.16 | 0 | 109.799 | 8923.92 | 0 | 0 | 5789.89 | 40053.4
101 | 0 | 40053.4 | 0 | 38059.4 | 0 | 0 | 0 | 6657.99 | 0 | 18014.5 | 6657.99 | 0 | 0 | 109.327 | 8082.28 | 0 | 1798.94 | 6458.83 | 40053.4
102 | 0 | 40053.4 | 0 | 23707.7 | 0 | 0 | 0 | 2122 | 0 | 10015.5 | 2122 | 0 | 0 | 0 | 11302 | 0 | 4377.91 | 7490.36 | 40053.4
103 | 0 | 40053.4 | 0 | 6541.25 | 0 | 0 | 0 | 1864.57 | 0 | 6978.17 | 1864.57 | 0 | 0 | 0 | 6554.55 | 0 | 2292.95 | 7898.85 | 40053.4
104 | 0 | 40053.4 | 0.32718 | 10051.7 | 0.53526 | 0 | 0 | 8146.37 | 0 | 21557.8 | 8146.37 | 0 | 0 | 0 | 3120.12 | 0 | 1119.35 | 7851.99 | 40053.4
105 | 1.5855 | 40053.4 | 1.6115 | 17151.4 | 1.7247 | 0 | 0.051943 | 16901.8 | 0.70187 | 1740.8 | 16901.8 | 0 | 1.049 | 0 | 1309.82 | 0.2986 | 0 | 7375.63 | 40053.4
106 | 2.7398 | 40053.4 | 2.6831 | 22468.9 | 2.6183 | 0 | 0.37027 | 13275.7 | 1.6116 | 0 | 13275.7 | 0 | 2.1217 | 0 | 0 | 1.0885 | 0 | 1452.39 | 40053.4
107 | 3.5317 | 40053.4 | 3.4175 | 25448.2 | 3.1751 | 0 | 0.97718 | 9672.27 | 1.8192 | 0 | 9672.27 | 0 | 2.8658 | 0 | 0 | 1.7188 | 0 | 0 | 40053.4
108 | 3.9415 | 40053.4 | 3.8081 | 28366.1 | 3.4072 | 0 | 2.3315 | 17077.4 | 1.984 | 0 | 17077.4 | 0 | 3.2893 | 0 | 0 | 2.1852 | 0 | 0 | 40053.4
109 | 3.9792 | 40053.4 | 1.4723 | 31397.5 | 3.3108 | 0 | 3.2165 | 490.559 | 2.6408 | 0 | 490.559 | 0 | 3.3894 | 0 | 0 | 2.1842 | 0 | 0 | 40053.4
110 | 3.6441 | 40053.4 | 3.0235 | 36819.7 | 2.9019 | 0 | 3.0005 | 760.841 | 3.1242 | 0 | 760.841 | 0 | 3.1906 | 0 | 0 | 1.8383 | 0 | 0 | 40053.4
111 | 2.9438 | 40053.4 | 2.116 | 37093.1 | 2.1757 | 0 | 1.2996 | 0 | 1.9503 | 0 | 0 | 0 | 2.6888 | 0 | 0 | 2.3035 | 0 | 0 | 40053.4
112 | 1.8842 | 40053.4 | 2.013 | 36836.4 | 1.1388 | 0 | 1.0112 | 0 | 1.3473 | 0 | 0 | 0 | 1.8479 | 0 | 789.531 | 1.3448 | 0 | 0 | 40053.4
113 | 0.52659 | 39420.5 | 0.74753 | 33604.3 | 0 | 598.864 | 0.17763 | 2100.05 | 0.41209 | 0 | 2100.05 | 0 | 0.71392 | 0 | 2153.3 | 0.052646 | 0 | 1085.28 | 40053.4
114 | 0 | 37424.6 | 0 | 17630.8 | 0 | 3910.99 | 0 | 1037.88 | 0 | 0 | 1037.88 | 4074.61 | 0 | 0 | 8070.19 | 0 | 0 | 8117.84 | 40053.4
115 | 0 | 31569 | 0 | 5175.98 | 0 | 5888.94 | 0 | 843.44 | 0 | 615.876 | 843.44 | 6285.73 | 0 | 0 | 11679.8 | 0 | 0 | 3504.97 | 40053.4
116 | 0 | 26042.9 | 0 | 5946.26 | 0 | 8659.93 | 0 | 1279.4 | 0 | 2042.52 | 1279.4 | 7105.94 | 0 | 0 | 18827.9 | 0 | 0 | 3632.34 | 40053.4
117 | 0 | 27440.8 | 0 | 19491.2 | 0 | 30688.7 | 0 | 3648.14 | 0 | 5153.8 | 3648.14 | 2804.26 | 0 | 0 | 21044.8 | 0 | 649.348 | 3129.51 | 40053.4
118 | 0 | 27783.5 | 0 | 28627.9 | 0 | 13171.6 | 0 | 8498.02 | 0 | 8065.41 | 8498.02 | 0 | 0 | 1035.28 | 16485.8 | 0 | 1085.37 | 3685.8 | 40053.4
119 | 0 | 33788.1 | 0 | 34861.3 | 0 | 2761.97 | 0 | 7889.33 | 0 | 5087.93 | 7889.33 | 666.606 | 0 | 8009.16 | 16857.7 | 0 | 1851.27 | 5490.23 | 40053.4
120 | 0 | 36921.8 | 0 | 30861.6 | 0 | 0 | 0 | 12049 | 0 | 8149.89 | 12049 | 0 | 0 | 9949.86 | 15854.5 | 0 | 1702.87 | 3273.43 | 40053.4
121 | 0 | 36645.6 | 0 | 16483.3 | 0 | 4587.62 | 0 | 8985.21 | 0 | 2561.37 | 8985.21 | 1424.82 | 0 | 7646.29 | 16441.8 | 0 | 1448.84 | 1550.51 | 40053.4
122 | 0 | 37400.2 | 0 | 14162.3 | 0 | 31446.1 | 0 | 7910.5 | 0 | 1257.94 | 7910.5 | 0 | 0 | 10457.5 | 12503.5 | 0 | 1068.72 | 1041.39 | 39940.5
123 | 0 | 39480.4 | 0 | 16831.9 | 0 | 32169.9 | 0 | 8706.62 | 0 | 0 | 8706.62 | 0 | 0 | 8380.51 | 9689.99 | 0 | 0 | 3463.54 | 31759.8
124 | 0 | 39188.2 | 0 | 15635.1 | 0 | 26758.1 | 0 | 6914.82 | 0 | 0 | 6914.82 | 8550.87 | 0 | 6605.65 | 7055.16 | 0 | 0 | 13319.7 | 22279.4
125 | 0 | 37246.7 | 0 | 4785.46 | 0 | 24805.3 | 0 | 5937.14 | 0 | 0 | 5937.14 | 16887.4 | 0 | 6385.34 | 4594.84 | 0 | 0 | 18394.5 | 23629.8
126 | 0 | 34867.3 | 0 | 2420.37 | 0 | 25915.7 | 0 | 9102.54 | 0 | 0 | 9102.54 | 8224.17 | 0 | 2726.64 | 3336.05 | 0 | 0 | 23495.2 | 26473
127 | 0 | 31082.6 | 0 | 896.919 | 0 | 14243.2 | 0 | 13039.1 | 0 | 0 | 13039.1 | 0 | 0 | 1732.1 | 2280.31 | 0 | 0 | 24544.6 | 5758.03
128 | 0 | 30792.5 | 0.3291 | 6857.9 | 0.37894 | 9153.05 | 0 | 18078.3 | 0 | 0 | 18078.3 | 0 | 0 | 0 | 1352.18 | 0 | 0 | 28235.9 | 4627.69
129 | 1.4947 | 9709.62 | 1.6738 | 20484.7 | 1.7114 | 0 | 0.42771 | 17902.9 | 1.0268 | 0 | 17902.9 | 0 | 0.079172 | 0 | 753.237 | 0.27176 | 0 | 22069.8 | 26625.6
130 | 1.5585 | 3264.69 | 2.7652 | 12986 | 1.779 | 2635.35 | 0.39349 | 11264.9 | 2.0349 | 0 | 11264.9 | 0 | 0.5857 | 0 | 0 | 1.7264 | 0 | 3702.64 | 4327.94
131 | 3.2836 | 9011.83 | 1.201 | 10449.8 | 3.1744 | 3734.71 | 0.62011 | 4748.33 | 2.7361 | 0 | 4748.33 | 0 | 0.72592 | 0 | 0 | 2.6135 | 0 | 2279.99 | 0
132 | 3.6276 | 9963.27 | 3.0988 | 9307.67 | 3.421 | 1748.09 | 0.9318 | 5078.56 | 3.1303 | 0 | 5078.56 | 0 | 0.85955 | 0 | 0 | 3.0862 | 0 | 2175.4 | 0
133 | 3.6189 | 11260.2 | 3.0119 | 13405.5 | 3.3485 | 0 | 0.63411 | 12245.5 | 3.2319 | 0 | 12245.5 | 0 | 2.3881 | 2094.51 | 0 | 3.2048 | 429.365 | 0 | 990.402
134 | 3.2772 | 15808.5 | 3.5277 | 17451.3 | 2.105 | 0 | 1.0079 | 19454.7 | 3.0325 | 0 | 19454.7 | 1762.91 | 2.1456 | 2313.98 | 0 | 2.9603 | 696.909 | 0 | 4220.81
135 | 2.6076 | 18063 | 2.9042 | 18125 | 0.82247 | 0 | 0.33026 | 22263.9 | 2.5456 | 0 | 22263.9 | 2845.63 | 2.0349 | 2375.1 | 586.6 | 2.3451 | 1000.67 | 0 | 2411.79
136 | 1.6767 | 16634.8 | 1.9257 | 17381 | 0.81981 | 2160.33 | 0.18894 | 16399 | 1.7518 | 0 | 16399 | 2837.57 | 1.7747 | 1409.17 | 1942.61 | 1.3842 | 0 | 0 | 2589.8
137 | 0.43007 | 9775.03 | 0.70147 | 11996.4 | 0 | 14910.4 | 0.025807 | 25388.3 | 0.43349 | 0 | 25388.3 | 4254.37 | 0.6519 | 1048.72 | 4497.17 | 0.18388 | 0 | 413.441 | 5424.29
138 | 0 | 9570.76 | 0 | 14157.8 | 0 | 10251.6 | 0 | 28515 | 0 | 0 | 28515 | 8544.79 | 0 | 2860.7 | 6939.66 | 0 | 0 | 1832.96 | 9876.12
139 | 0 | 9108.08 | 0 | 16072.2 | 0 | 11242.7 | 0 | 27612.1 | 0 | 0 | 27612.1 | 0 | 0 | 18795 | 16197.6 | 0 | 0 | 2006.92 | 21874.2
140 | 0 | 27634.9 | 0 | 26674.4 | 0 | 5228.91 | 0 | 19012.6 | 0 | 0 | 19012.6 | 4933.64 | 0 | 25893.1 | 21466.6 | 0 | 0 | 3686.24 | 20479.8
141 | 0 | 19108.4 | 0 | 25616.4 | 0 | 0 | 0 | 16648.8 | 0 | 2002.33 | 16648.8 | 0 | 0 | 32295.2 | 28581.7 | 0 | 0 | 2079 | 19856.9
142 | 0 | 12619.4 | 0 | 25019.9 | 0 | 1341.16 | 0 | 17695.2 | 0 | 7883.66 | 17695.2 | 2140.05 | 0 | 40053.4 | 33581.4 | 0 | 677.712 | 1688.63 | 36673.8
143 | 0 | 10856.6 | 0 | 30771.2 | 0 | 0 | 0 | 30652.8 | 0 | 22884.6 | 30652.8 | 6433.08 | 0 | 40053.4 | 36846.2 | 0 | 1127.55 | 3939.43 | 39539.3
144 | 0 | 7997.2 | 0 | 30475.7 | 0 | 3274.07 | 0 | 23933.1 | 0 | 38847.5 | 23933.1 | 2832.24 | 0 | 40053.4 | 37241.7 | 0 | 1305.89 | 17158.6 | 39868.9
145 | 0 | 7993.29 | 0 | 29826.2 | 0 | 7047.41 | 0 | 0 | 0 | 39589.1 | 0 | 35402.8 | 0 | 40053.4 | 37145.7 | 0 | 1298.81 | 36338.4 | 40053.4
146 | 0 | 10275.9 | 0 | 34087.5 | 0 | 1550.68 | 0 | 1077.24 | 0 | 37426.3 | 1077.24 | 23950.9 | 0 | 40053.4 | 37356.5 | 0 | 4154.16 | 37787 | 40053.4
147 | 0 | 7257.86 | 0 | 33247 | 0 | 2031.33 | 0 | 36697 | 0 | 36042.1 | 36697 | 15684 | 0 | 40053.4 | 37580.3 | 0 | 3507.77 | 36991.4 | 40053.4
148 | 0 | 10439.3 | 0 | 36962 | 0 | 905.041 | 0 | 20156.2 | 0 | 38075.6 | 20156.2 | 9125.32 | 0 | 40053.4 | 38493.4 | 0 | 3246.6 | 34134.7 | 40053.4
149 | 0 | 13621.4 | 0 | 36018.7 | 0 | 2335.08 | 0 | 5204.62 | 0 | 38267 | 5204.62 | 0 | 0 | 40053.4 | 35984.4 | 0 | 2724.49 | 28653.3 | 40053.4
150 | 0 | 9065.19 | 0 | 35833 | 0 | 1531.21 | 0 | 4692.34 | 0 | 37398.8 | 4692.34 | 633.192 | 0 | 40053.4 | 33554.4 | 0 | 2150.62 | 22229.1 | 38879.3
151 | 0 | 5972.35 | 0 | 35887.9 | 0 | 833.916 | 0 | 2718.78 | 0 | 39240.9 | 2718.78 | 5456.47 | 0 | 40053.4 | 31886.9 | 0 | 9764.06 | 25042.7 | 37404.5
152 | 0 | 6658.9 | 0.31319 | 35618.6 | 0.38424 | 150.14 | 0 | 2584.84 | 0 | 38436.3 | 2584.84 | 0 | 0 | 40053.4 | 22074.7 | 0 | 12916.6 | 19414.4 | 33403
153 | 0.1471 | 1734.07 | 1.6656 | 29149.6 | 1.3563 | 0 | 0.83227 | 993.669 | 0.99535 | 28603.1 | 993.669 | 1029.34 | 0.95114 | 40053.4 | 14977.5 | 0.31786 | 19179.5 | 28429.9 | 25318
154 | 1.1067 | 0 | 2.7864 | 17363.5 | 2.6922 | 0 | 0.22649 | 0 | 2.007 | 3499.87 | 0 | 0 | 0.75986 | 40053.4 | 16721.7 | 1.5237 | 18704.4 | 20215.8 | 26654.6
155 | 3.1734 | 1160.35 | 3.5119 | 15176.4 | 3.2824 | 0 | 0.46873 | 2198.8 | 2.7237 | 1126.52 | 2198.8 | 1111.76 | 1.671 | 40053.4 | 10232.5 | 2.4038 | 18585 | 12499.9 | 27751.1
156 | 2.2745 | 3721.42 | 3.9027 | 25384.8 | 3.5329 | 0 | 0.5669 | 2839.02 | 3.1006 | 1349.64 | 2839.02 | 0 | 2.3897 | 39882.2 | 14698.8 | 2.9118 | 22315.2 | 3784.24 | 29174.8
157 | 2.7383 | 2359.65 | 3.9654 | 8079.43 | 2.3073 | 0 | 0.94693 | 0 | 3.1997 | 1072.8 | 0 | 0 | 2.4504 | 39522.1 | 7194.43 | 3.0515 | 27268.6 | 1746.94 | 26390
158 | 2.1391 | 2238.25 | 3.6821 | 1905.64 | 3.0195 | 0 | 0.87028 | 0 | 3.0108 | 540.683 | 0 | 0 | 3.2804 | 38556.2 | 6880.37 | 2.8324 | 34022.1 | 0 | 32204.2
159 | 1.9487 | 3334.38 | 3.0512 | 0 | 2.2765 | 0 | 0.87136 | 459.123 | 2.547 | 122.874 | 459.123 | 0 | 2.7868 | 37298.8 | 5076.86 | 2.2374 | 37633.3 | 0 | 22683.7
160 | 1.6966 | 1418.59 | 2.079 | 0 | 1.2069 | 0 | 0.30271 | 966.535 | 1.7805 | 0 | 966.535 | 0 | 1.9601 | 36724.7 | 6045.68 | 1.3042 | 38753.5 | 0 | 30165
161 | 0.46809 | 2403.18 | 0.79809 | 34.0781 | 0 | 0 | 0.28768 | 1096.03 | 0.75626 | 0 | 1096.03 | 0 | 0.75416 | 37020.7 | 9277.15 | 0.14308 | 39291.6 | 0 | 29148.4
162 | 0 | 629.211 | 0 | 1153.92 | 0 | 0 | 0 | 3545.11 | 0 | 0 | 3545.11 | 0 | 0 | 37720.4 | 16863.7 | 0 | 39504.4 | 1268.02 | 28037
163 | 0 | 0 | 0 | 2484.72 | 0 | 0 | 0 | 10509.2 | 0 | 0 | 10509.2 | 1851.91 | 0 | 38308.4 | 28439.4 | 0 | 38326.8 | 5154.72 | 28750.1
164 | 0 | 6748.95 | 0 | 9635.2 | 0 | 0 | 0 | 5869.84 | 0 | 0 | 5869.84 | 1427.12 | 0 | 37926.8 | 15157.3 | 0 | 37427.9 | 4480.78 | 38000.3
165 | 0 | 3627.77 | 0 | 18086.4 | 0 | 0 | 0 | 6829.93 | 0 | 0 | 6829.93 | 0 | 0 | 37435.2 | 36901.7 | 0 | 36697 | 2998.85 | 37455.4
166 | 0 | 0 | 0 | 37262.2 | 0 | 0 | 0 | 7157.19 | 0 | 686.474 | 7157.19 | 0 | 0 | 39477.1 | 36439.6 | 0 | 34111.2 | 2168.3 | 35626
167 | 0 | 1078.31 | 0 | 37673.9 | 0 | 0 | 0 | 5951.77 | 0 | 672.333 | 5951.77 | 0 | 0 | 40053.4 | 36573.8 | 0 | 34704.4 | 7915.86 | 17942.9
168 | 0 | 11031.6 | 0 | 38102.7 | 0 | 0 | 0 | 16660.6 | 0 | 0 | 16660.6 | 0 | 0 | 40053.4 | 29601.3 | 0 | 32636.1 | 12431.9 | 18452
169 | 0 | 33429.7 | 0 | 38984.3 | 0 | 0 | 0 | 11197 | 0 | 0 | 11197 | 0 | 0 | 40053.4 | 11120 | 0 | 30133.7 | 11842 | 35312.9
170 | 0 | 38025.6 | 0 | 39572.5 | 0 | 0 | 0 | 13895.9 | 0 | 0 | 13895.9 | 0 | 0 | 40053.4 | 8217.53 | 0 | 31144.3 | 5335.78 | 39577
171 | 0 | 37798.1 | 0 | 39659.7 | 0 | 0 | 0 | 16675.1 | 0 | 0 | 16675.1 | 0 | 0 | 40053.4 | 964.663 | 0 | 31557.7 | 1604.82 | 40053.4
172 | 0 | 36515.4 | 0 | 39629.8 | 0 | 0 | 0 | 16583.7 | 0 | 0 | 16583.7 | 0 | 0 | 40053.4 | 0 | 0 | 29281.4 | 222.373 | 40053.4
173 | 0 | 37430.6 | 0 | 39832.9 | 0 | 0 | 0 | 11949.2 | 0 | 0 | 11949.2 | 0 | 0 | 40053.4 | 1936.48 | 0 | 26965.2 | 654.718 | 40053.4
174 | 0 | 36832.1 | 0 | 39404.9 | 0 | 0 | 0 | 11386 | 0 | 0 | 11386 | 0 | 0 | 40053.4 | 4395.54 | 0 | 24181.7 | 979.643 | 39440.1
175 | 0 | 35900.4 | 0 | 38416 | 0 | 0 | 0 | 13168 | 0 | 0 | 13168 | 0 | 0 | 40053.4 | 11561.7 | 0 | 32356.7 | 0 | 39360.8
176 | 0 | 37615 | 0.35102 | 35264.6 | 0.5771 | 0 | 0 | 11946.2 | 0 | 0 | 11946.2 | 0 | 0 | 39805.9 | 12565.7 | 0 | 28228.8 | 0 | 39472.1
177 | 1.5128 | 29575.1 | 1.6827 | 27719.2 | 1.8216 | 0 | 0.32071 | 9566.95 | 0.40892 | 0 | 9566.95 | 0 | 1.1701 | 36867.2 | 16472.2 | 0.058294 | 17793.5 | 0 | 38217.9
178 | 2.6139 | 27574.5 | 2.7649 | 19174.9 | 2.7689 | 0 | 1.6261 | 5483.83 | 0.7279 | 0 | 5483.83 | 0 | 2.2979 | 31586.4 | 13872.8 | 0.16042 | 7625.13 | 0 | 32544.8
179 | 3.3453 | 22696.3 | 3.519 | 14067.5 | 3.3693 | 0 | 2.8 | 4656.78 | 2.7189 | 0 | 4656.78 | 0 | 3.0556 | 30385.5 | 12416.2 | 1.1754 | 2886.48 | 0 | 12139
180 | 3.7216 | 10334 | 3.8993 | 15822.4 | 3.6272 | 0 | 2.4666 | 3733.87 | 3.0993 | 0 | 3733.87 | 0 | 3.4603 | 28953.4 | 11700 | 0.67344 | 1518.2 | 114.376 | 5111.27
181 | 3.7556 | 7180.3 | 2.3328 | 7357.79 | 3.5357 | 0 | 2.7795 | 3274.13 | 1.7218 | 0 | 3274.13 | 0 | 3.5417 | 27429.3 | 5655.92 | 0.64675 | 2424.87 | 4093.13 | 574.711
182 | 3.4416 | 5572.44 | 3.6645 | 8403.8 | 3.1163 | 0 | 3.0288 | 3034.94 | 1.489 | 0 | 3034.94 | 0 | 3.321 | 26566.2 | 6563.9 | 0.42051 | 6806.23 | 6348.68 | 0
183 | 2.7856 | 9205.93 | 1.0968 | 5798.74 | 2.3594 | 0 | 1.9917 | 4801.27 | 1.6982 | 0 | 4801.27 | 0 | 2.8021 | 33212.9 | 10675.3 | 0.5582 | 20679.2 | 2214.01 | 61.5438
184 | 1.7994 | 11158.4 | 0.32518 | 6321.28 | 1.2676 | 0 | 1.2252 | 3021.64 | 1.2023 | 0 | 3021.64 | 0 | 1.9648 | 34522.5 | 8905.3 | 0.35791 | 33767 | 0 | 0
185 | 0.52529 | 11121.8 | 0.41704 | 4864.32 | 0 | 0 | 0.27143 | 9311.3 | 0.23736 | 0 | 9311.3 | 2601.2 | 0.78403 | 36499.5 | 12942.9 | 0.02784 | 33813.8 | 2485.85 | 0
186 | 0 | 4323.06 | 0 | 7709.84 | 0 | 200.384 | 0 | 8598.88 | 0 | 0 | 8598.88 | 436.819 | 0 | 38104.3 | 14388.8 | 0 | 33748.9 | 7184.73 | 0
187 | 0 | 723.913 | 0 | 11755.6 | 0 | 0 | 0 | 6386.56 | 0 | 0 | 6386.56 | 1689.65 | 0 | 39552 | 17008.9 | 0 | 24386.4 | 15185.2 | 0
188 | 0 | 0 | 0 | 29744.4 | 0 | 0 | 0 | 7547.88 | 0 | 0 | 7547.88 | 0 | 0 | 38983.5 | 16816.1 | 0 | 15387.8 | 34411.6 | 0
189 | 0 | 0 | 0 | 39344.6 | 0 | 0 | 0 | 10391.7 | 0 | 0 | 10391.7 | 0 | 0 | 37564.4 | 17409.6 | 0 | 7735.16 | 39019.4 | 0
190 | 0 | 1548.38 | 0 | 37760.8 | 0 | 0 | 0 | 7008.63 | 0 | 0 | 7008.63 | 0 | 0 | 38533.2 | 20114.8 | 0 | 2987.47 | 40053.4 | 0
191 | 0 | 9721.11 | 0 | 39014.3 | 0 | 1578.48 | 0 | 3761.68 | 0 | 0 | 3761.68 | 0 | 0 | 39838.4 | 26581.6 | 0 | 1080.51 | 40053.4 | 0
192 | 0 | 13597.3 | 0 | 37497.8 | 0 | 4140.74 | 0 | 3305.9 | 0 | 0 | 3305.9 | 0 | 0 | 39872.7 | 30493.4 | 0 | 1578.42 | 40053.4 | 0
193 | 0 | 9234.22 | 0 | 37997.4 | 0 | 2352.84 | 0 | 4956.99 | 0 | 0 | 4956.99 | 0 | 0 | 40053.4 | 34635.4 | 0 | 1907.73 | 40053.4 | 0
194 | 0 | 8620.38 | 0 | 40053.4 | 0 | 1962.76 | 0 | 4399.23 | 0 | 0 | 4399.23 | 0 | 0 | 40053.4 | 38346.3 | 0 | 2768.74 | 40053.4 | 0
195 | 0 | 16320.9 | 0 | 39983.4 | 0 | 0 | 0 | 4794.83 | 0 | 0 | 4794.83 | 0 | 0 | 40053.4 | 39696.1 | 0 | 3028.61 | 40053.4 | 3932.86
196 | 0 | 35202 | 0 | 40053.4 | 0 | 4036.27 | 0 | 7405.66 | 0 | 0 | 7405.66 | 0 | 0 | 40053.4 | 39545.6 | 0 | 427.68 | 40053.4 | 6032.21
197 | 0 | 40053.4 | 0 | 39259.9 | 0 | 295.683 | 0 | 9964.64 | 0 | 0 | 9964.64 | 0 | 0 | 40053.4 | 39467.2 | 0 | 0 | 39502.7 | 20056
198 | 0 | 39283.2 | 0 | 38683.5 | 0 | 13835.7 | 0 | 8523.15 | 0 | 0 | 8523.15 | 0 | 0 | 40053.4 | 38794.7 | 0 | 0 | 37231 | 35973.3
199 | 0 | 35699.5 | 0 | 37777.2 | 0 | 6529.06 | 0 | 7626.92 | 0 | 0 | 7626.92 | 0 | 0 | 40053.4 | 39683.5 | 0 | 0 | 29842.6 | 35129.9
200 | 0 | 38403.1 | 0.34573 | 40053.4 | 0.53709 | 1498.92 | 0 | 10936.6 | 0 | 0 | 10936.6 | 0 | 0 | 40051.1 | 36790.3 | 0 | 0 | 32640.3 | 29151.3
201 | 1.4156 | 37009.3 | 1.6504 | 40053.4 | 1.7085 | 16143 | 0.35264 | 16079.7 | 0.39333 | 0 | 16079.7 | 0 | 0.036815 | 40043.2 | 36944.1 | 0.0050446 | 0 | 24328.7 | 25280.7
202 | 2.4769 | 38338 | 2.7235 | 38696.2 | 2.5986 | 4032.63 | 0.39986 | 11895.3 | 0.60122 | 0 | 11895.3 | 0 | 2.0817 | 37036.8 | 36294.7 | 0.054048 | 3117.7 | 21662.7 | 9160.02
203 | 3.1943 | 40015.5 | 3.451 | 26743 | 3.1715 | 0 | 0.84603 | 4358.37 | 0.35051 | 0 | 4358.37 | 0 | 2.8211 | 35734 | 29007.5 | 0.17799 | 2074.89 | 17602.8 | 114.789
204 | 3.5554 | 40053.4 | 3.846 | 15972.5 | 3.4298 | 13812.4 | 0.48806 | 1518.78 | 0.68344 | 0 | 1518.78 | 0 | 3.2491 | 33339.8 | 19264.6 | 0.10728 | 482.945 | 23452.8 | 0
205 | 3.5973 | 40053.4 | 3.8915 | 10938.4 | 3.3554 | 15484.8 | 1.0462 | 8789.27 | 0.4206 | 0 | 8789.27 | 0 | 3.3604 | 23746.7 | 10325.5 | 0.2659 | 0 | 24179.7 | 0
206 | 3.3059 | 38709.6 | 3.602 | 9340.95 | 2.98 | 21624.2 | 0.34971 | 37786.8 | 2.9537 | 0 | 37786.8 | 0 | 3.2062 | 17916.1 | 6943.2 | 1.0559 | 829.646 | 18603.9 | 0
207 | 2.6865 | 38650.9 | 2.9912 | 7994.06 | 2.2569 | 27413.9 | 2.3324 | 24593.2 | 1.6859 | 0 | 24593.2 | 0 | 2.7472 | 25538.4 | 8013.44 | 0.41562 | 3348.08 | 10077.2 | 0
208 | 1.7348 | 34440.4 | 2.0444 | 7318.22 | 1.227 | 37914.3 | 1.5271 | 20874.9 | 1.2393 | 0 | 20874.9 | 7125.32 | 1.9417 | 28601.2 | 5023.89 | 0.061928 | 4623.95 | 5651.6 | 0
209 | 0.51398 | 27317.6 | 0.8148 | 10042.2 | 0 | 22725.7 | 0.38723 | 38947.5 | 0.33403 | 0 | 38947.5 | 6113.22 | 0.79099 | 29375 | 5279.34 | 0.14016 | 3106.4 | 11625.5 | 0
210 | 0 | 20077.2 | 0 | 11224.7 | 0 | 25004.9 | 0 | 38266.2 | 0 | 0 | 38266.2 | 1789.29 | 0 | 34906.7 | 9156.35 | 0 | 1897.61 | 21804 | 0
211 | 0 | 13199.8 | 0 | 12123.1 | 0 | 10025.9 | 0 | 22726.1 | 0 | 210.48 | 22726.1 | 1237.41 | 0 | 37836.1 | 17693.9 | 0 | 5919.59 | 26089 | 0
212 | 0 | 20798.5 | 0 | 19819.8 | 0 | 3872.7 | 0 | 25258.4 | 0 | 2796.4 | 25258.4 | 6147.86 | 0 | 34146.6 | 9974.22 | 0 | 6830.76 | 33126.5 | 0
213 | 0 | 24053.5 | 0 | 31596.6 | 0 | 23908.3 | 0 | 40053.4 | 0 | 4353.49 | 40053.4 | 8809.5 | 0 | 27196.6 | 18703.4 | 0 | 4654.74 | 34751.7 | 0
214 | 0 | 23010.8 | 0 | 32054.6 | 0 | 40053.4 | 0 | 40053.4 | 0 | 4399.65 | 40053.4 | 8298.72 | 0 | 31058.3 | 30136.8 | 0 | 5555.81 | 31622.9 | 6536.69
215 | 0 | 26741.9 | 0 | 31499.3 | 0 | 40053.4 | 0 | 40053.4 | 0 | 618.512 | 40053.4 | 13322.7 | 0 | 28193.1 | 35762.1 | 0 | 8503.84 | 11592.8 | 4927.8
216 | 0 | 37330.1 | 0 | 34450.3 | 0 | 40053.4 | 0 | 12775.9 | 0 | 1322.73 | 12775.9 | 5802.55 | 0 | 24562.6 | 38496.8 | 0 | 3095.69 | 7988.81 | 26481.2
217 | 0 | 32489.6 | 0 | 39135.7 | 0 | 40053.4 | 0 | 35808.1 | 0 | 0 | 35808.1 | 23850.9 | 0 | 28484 | 39133.7 | 0 | 2511.85 | 15010.1 | 39101.3
218 | 0 | 19643.5 | 0 | 39014.9 | 0 | 40053.4 | 0 | 7416.9 | 0 | 237.224 | 7416.9 | 32497.2 | 0 | 33711.9 | 39662.5 | 0 | 1473.78 | 37421.9 | 39674.2
219 | 0 | 25089.3 | 0 | 37075.6 | 0 | 40053.4 | 0 | 3616.33 | 0 | 677.977 | 3616.33 | 0 | 0 | 35923.9 | 39472.4 | 0 | 1660.4 | 39843.8 | 38884
220 | 0 | 32969.8 | 0 | 27159.1 | 0 | 40053.4 | 0 | 22219.9 | 0 | 4526.02 | 22219.9 | 0 | 0 | 36119.1 | 39134.8 | 0 | 717.678 | 40053.4 | 36686.9
221 | 0 | 37486.3 | 0 | 16543.9 | 0 | 40053.4 | 0 | 20939.1 | 0 | 6347.7 | 20939.1 | 0 | 0 | 33180 | 39617 | 0 | 0 | 40053.4 | 37949.8
222 | 0 | 36446.4 | 0 | 10668 | 0 | 40053.4 | 0 | 2962.88 | 0 | 6984.42 | 2962.88 | 3034.72 | 0 | 38313.8 | 39962 | 0 | 0 | 39985.3 | 38872.2
223 | 0 | 34616.6 | 0 | 6378.39 | 0 | 40053.4 | 0 | 1573.68 | 0 | 5333.68 | 1573.68 | 10523.7 | 0 | 32167.7 | 39540.3 | 0 | 148.438 | 40053.4 | 37730.6
224 | 0 | 38121.4 | 0.12659 | 6537.51 | 0.55238 | 40053.4 | 0 | 2992.84 | 0 | 11703.3 | 2992.84 | 115.622 | 0 | 25402.8 | 39927.8 | 0 | 0 | 40053.4 | 39327.1
225 | 1.4588 | 28669.7 | 1.5496 | 14250.3 | 1.7246 | 38160 | 0.95091 | 10109.7 | 0.16768 | 25436.6 | 10109.7 | 7855.68 | 1.2043 | 17709.3 | 40053.4 | 0.051325 | 0 | 40053.4 | 35482.9
226 | 2.537 | 12217.3 | 1.9098 | 6473.02 | 2.5994 | 1821.14 | 1.4576 | 1620.58 | 0.39009 | 5641.64 | 1620.58 | 0 | 2.312 | 13720.9 | 40049.1 | 1.6066 | 0 | 40053.4 | 22198.2
227 | 3.2466 | 17379.9 | 2.4476 | 8645.61 | 3.1251 | 26466.7 | 1.865 | 0 | 0.68212 | 1232.19 | 0 | 0 | 3.0727 | 8141.95 | 39700.1 | 2.4449 | 0 | 40053.4 | 12032.9
228 | 3.6151 | 14074 | 0.74586 | 12775.3 | 3.3462 | 20022 | 2.6782 | 673.804 | 0.64994 | 543.387 | 673.804 | 0 | 3.4751 | 6180.17 | 38631.6 | 1.6119 | 243.257 | 40053.4 | 12396.4
229 | 3.6564 | 18086.3 | 2.9819 | 12157.2 | 3.2962 | 12526.1 | 2.77 | 4831.88 | 0.94001 | 2090.14 | 4831.88 | 0 | 3.5655 | 3853.19 | 39142.1 | 0.66014 | 1511.23 | 40053.4 | 4975.12
230 | 0.01026 | 26986.1 | 2.1214 | 16334.4 | 2.9425 | 9692.83 | 2.581 | 0 | 1.319 | 3036.1 | 0 | 0 | 3.3594 | 0 | 38618.2 | 1.8082 | 5617.33 | 39967.4 | 0.74546
231 | 2.1814 | 25327.7 | 1.0344 | 28217.3 | 2.2748 | 14494.6 | 1.8483 | 0 | 0.52017 | 3327.06 | 0 | 0 | 2.8436 | 0 | 36340.1 | 0.92679 | 8092.1 | 39725.4 | 221.382
232 | 1.8291 | 9657.06 | 0.72744 | 31343.3 | 1.2648 | 21092.1 | 1.0431 | 0 | 0.67595 | 3994.01 | 0 | 0 | 1.9925 | 348.476 | 38053.8 | 0.32577 | 7591.51 | 40053.4 | 11772.9
233 | 0.38804 | 8342.8 | 0.36135 | 27893.4 | 0 | 17422.2 | 0.45147 | 0 | 0.54377 | 4358.71 | 0 | 988.172 | 0.83903 | 6237.17 | 38626.6 | 0.19923 | 744.876 | 40053.4 | 39050.3
234 | 0 | 17277 | 0 | 20711.3 | 0 | 34524.1 | 0 | 0 | 0 | 7393.89 | 0 | 641.117 | 0 | 14269.2 | 39159.1 | 0 | 0 | 40053.4 | 40053.4
235 | 0 | 28672.6 | 0 | 13589 | 0 | 37481.4 | 0 | 0 | 0 | 21231.7 | 0 | 1120.31 | 0 | 26325.7 | 37566 | 0 | 0 | 40053.4 | 40053.4
236 | 0 | 37321.4 | 0 | 21362.1 | 0 | 38304.2 | 0 | 0 | 0 | 8709.12 | 0 | 1994.41 | 0 | 23910.1 | 38283 | 0 | 0 | 40053.4 | 38360.4
237 | 0 | 39431.7 | 0 | 24593 | 0 | 33648.9 | 0 | 0 | 0 | 9511.12 | 0 | 0 | 0 | 20859.6 | 37885.5 | 0 | 847.997 | 40053.4 | 40053.4
238 | 0 | 40053.4 | 0 | 19125.7 | 0 | 14715.5 | 0 | 0 | 0 | 14722.2 | 0 | 0 | 0 | 18405.9 | 37786.8 | 0 | 795.502 | 40053.4 | 40053.4
239 | 0 | 39722.9 | 0 | 11594.8 | 0 | 23151.4 | 0 | 0 | 0 | 13532.3 | 0 | 1575.47 | 0 | 23629.4 | 31483.5 | 0 | 1083.61 | 40053.4 | 39469
240 | 0 | 40053.4 | 0 | 9883.28 | 0 | 30084 | 0 | 0 | 0 | 14147.3 | 0 | 0 | 0 | 38261 | 28257.1 | 0 | 2153.47 | 40053.4 | 35921.7
241 | 0 | 40053.4 | 0 | 8133.25 | 0 | 32670.9 | 0 | 0 | 0 | 15748.6 | 0 | 0 | 0 | 40053.4 | 26890.6 | 0 | 2575.41 | 40053.4 | 29190.4
242 | 0 | 40053.4 | 0 | 6316.75 | 0 | 29552.1 | 0 | 158.347 | 0 | 15737.3 | 158.347 | 0 | 0 | 40053.4 | 20715.9 | 0 | 2161.09 | 40053.4 | 20616.9
243 | 0 | 40053.4 | 0 | 25667.2 | 0 | 32636.9 | 0 | 7958.26 | 0 | 6120.22 | 7958.26 | 0 | 0 | 39824 | 12019.4 | 0 | 966.474 | 40053.4 | 22890.5
244 | 0 | 40053.4 | 0 | 32486.5 | 0 | 39592.9 | 0 | 9871.67 | 0 | 1947.32 | 9871.67 | 0 | 0 | 39444.4 | 14722 | 0 | 2319.99 | 40053.4 | 30835.1
245 | 0 | 40053.4 | 0 | 28271.6 | 0 | 34471.3 | 0 | 7531.61 | 0 | 1869.54 | 7531.61 | 0 | 0 | 39497.6 | 15166.6 | 0 | 4933.82 | 40053.4 | 36954
246 | 0 | 40011.8 | 0 | 22161.2 | 0 | 31154.7 | 0 | 6385.81 | 0 | 2880 | 6385.81 | 0 | 0 | 38225.2 | 9687.81 | 0 | 8538.46 | 40053.4 | 39224.5
247 | 0 | 39474.8 | 0 | 15594.3 | 0 | 14452.1 | 0 | 7057.51 | 0 | 2798.99 | 7057.51 | 0 | 0 | 38259.2 | 6448.22 | 0 | 13988.6 | 40053.4 | 38560.2
248 | 0 | 40053.4 | 0.28856 | 21940.1 | 0.30848 | 19139.8 | 0 | 4207.05 | 0 | 2347.13 | 4207.05 | 0 | 0 | 36815.2 | 5201.17 | 0 | 13802.3 | 40053.4 | 39281
249 | 1.1658 | 40053.4 | 1.6014 | 17598.6 | 1.3314 | 13265.6 | 0.013941 | 9543.26 | 0.041796 | 4066.89 | 9543.26 | 0 | 0.50585 | 34475.2 | 3899.61 | 0.19625 | 12092 | 40053.4 | 39350.2
250 | 1.6386 | 40053.4 | 2.6843 | 14381.8 | 2.6595 | 31814.6 | 0.34975 | 9840.59 | 0.13341 | 794.331 | 9840.59 | 0 | 2.1415 | 23663.7 | 3487.15 | 1.6263 | 15672.6 | 39810.7 | 30535.5
251 | 2.6086 | 40053.4 | 3.4345 | 21204.1 | 3.2361 | 32775.8 | 1.0817 | 12454.7 | 0.31057 | 1222.53 | 12454.7 | 0 | 2.0696 | 15423.3 | 1888.41 | 2.4638 | 20086.4 | 38352.4 | 15435.2
252 | 3.0206 | 40053.4 | 3.8364 | 17268.7 | 3.4964 | 26269.1 | 1.3712 | 10154.7 | 0.57885 | 0 | 10154.7 | 0 | 2.0469 | 8346.38 | 2332.31 | 1.2501 | 26733.2 | 34111.9 | 14545.1
253 | 3.1322 | 39680.6 | 3.8906 | 19328.2 | 2.4063 | 38186.8 | 1.0922 | 18821.4 | 0.81901 | 0 | 18821.4 | 0 | 2.3975 | 4208.14 | 3119.46 | 2.6322 | 23352.2 | 29378.1 | 10918.8
254 | 3.3398 | 37280.2 | 3.6242 | 33459.4 | 1.0844 | 36794.4 | 0.3352 | 19279.4 | 1.1275 | 0 | 19279.4 | 0 | 2.2103 | 1927.68 | 3914.14 | 0.15745 | 14920.1 | 20193 | 7343.47
255 | 2.7503 | 28538.8 | 3.0231 | 39749.4 | 0.2643 | 32013.9 | 0.17204 | 1205.25 | 0.96925 | 0 | 1205.25 | 0 | 1.9878 | 2863.69 | 4068.06 | 0.099485 | 14235.6 | 13207 | 3256.92
256 | 1.8303 | 20443.3 | 2.0815 | 40053.4 | 0.044303 | 32083.1 | 0.2597 | 364.722 | 0.50876 | 0 | 364.722 | 0 | 1.1909 | 8164.14 | 3846.87 | 0.12299 | 12238.8 | 11699.5 | 0
257 | 0.5896 | 20337.8 | 0.85691 | 40053.4 | 0 | 27344.9 | 0.35111 | 2927.42 | 0.45836 | 0 | 2927.42 | 0 | 0.22348 | 17369.4 | 3155.76 | 0.013187 | 13547.5 | 17159.3 | 631.787
258 | 0 | 14515 | 0 | 40053.4 | 0 | 35522.4 | 0 | 4131.46 | 0 | 0 | 4131.46 | 0 | 0 | 20233.5 | 3152.52 | 0 | 14406.5 | 24019.4 | 1687.28
259 | 0 | 8690.72 | 0 | 40053.4 | 0 | 26730 | 0 | 4501.73 | 0 | 0 | 4501.73 | 0 | 0 | 20670 | 2683.72 | 0 | 7555.55 | 35184.4 | 2007.93
260 | 0 | 6568.5 | 0 | 40053.4 | 0 | 3119.52 | 0 | 3475.01 | 0 | 0 | 3475.01 | 0 | 0 | 12185.1 | 4605.07 | 0 | 1377.19 | 34676.4 | 0
261 | 0 | 9741.48 | 0 | 40053.4 | 0 | 2236.81 | 0 | 2268.37 | 0 | 0 | 2268.37 | 0 | 0 | 6242.48 | 7684.13 | 0 | 1280.6 | 38892.9 | 136.471
262 | 0 | 27728.6 | 0 | 40053.4 | 0 | 0 | 0 | 4649.85 | 0 | 3927.72 | 4649.85 | 0 | 0 | 8200.17 | 2453.95 | 0 | 1758.74 | 39515.3 | 15656.7
263 | 0 | 34964 | 0 | 39996.4 | 0 | 867.446 | 0 | 5345.59 | 0 | 1045.65 | 5345.59 | 0 | 0 | 9792.35 | 22854.8 | 0 | 4323.73 | 39504.4 | 28403.4
264 | 0 | 36501.1 | 0 | 40053.4 | 0 | 0 | 0 | 4334.98 | 0 | 1511.23 | 4334.98 | 0 | 0 | 17624.1 | 5844.04 | 0 | 3559.5 | 38984.7 | 38459.9
265 | 0 | 39845.7 | 0 | 38881.6 | 0 | 2968.8 | 0 | 4203.5 | 0 | 152.558 | 4203.5 | 0 | 0 | 36236.2 | 3405.82 | 0 | 2400.63 | 38161.6 | 40053.4
266 | 0 | 40053.4 | 0 | 36892.7 | 0 | 3174.61 | 0 | 6261.95 | 0 | 2392.8 | 6261.95 | 0 | 0 | 39365.8 | 13670.8 | 0 | 610.37 | 37589.5 | 40053.4
267 | 0 | 40053.4 | 0 | 39515.2 | 0 | 1972.04 | 0 | 3087.02 | 0 | 3918.41 | 3087.02 | 0 | 0 | 39736.3 | 17930.6 | 0 | 0 | 35670.4 | 40053.4
268 | 0 | 39967.9 | 0 | 40053.4 | 0 | 1144.02 | 0 | 4461.82 | 0 | 7983.52 | 4461.82 | 0 | 0 | 39890.7 | 16046.4 | 0 | 0 | 31147.9 | 40053.4
269 | 0 | 38944.9 | 0 | 40053.4 | 0 | 1839.16 | 0 | 1724.65 | 0 | 11039.8 | 1724.65 | 0 | 0 | 39995.4 | 29273 | 0 | 0 | 32222.7 | 40053.4
270 | 0 | 35771.1 | 0 | 40053.4 | 0 | 0 | 0 | 0 | 0 | 13462.7 | 0 | 0 | 0 | 39745.9 | 27212.6 | 0 | 0 | 33699.7 | 40053.4
271 | 0 | 27530.3 | 0 | 40032.4 | 0 | 0 | 0 | 0 | 0 | 8805.72 | 0 | 0 | 0 | 39317.9 | 27970.6 | 0 | 0 | 26009.9 | 40053.4
272 | 0 | 39968.3 | 0.32133 | 40053.4 | 0.53509 | 101.488 | 0 | 0 | 0 | 9123.11 | 0 | 0 | 0 | 38496.6 | 28473.2 | 0 | 0 | 19123.5 | 40053.4
273 | 1.2369 | 40053.4 | 1.6388 | 40053.4 | 1.757 | 0 | 0.069973 | 122.447 | 1.037 | 12520.9 | 122.447 | 0 | 0.051662 | 37143.7 | 32039.7 | 0.049756 | 0 | 10181 | 40053.4
274 | 2.5528 | 39414.3 | 2.7313 | 40053.4 | 2.7127 | 0 | 0.27277 | 241.457 | 2.0646 | 8681.23 | 241.457 | 0 | 0.1078 | 37571.7 | 26929.6 | 0.22835 | 0 | 3206.22 | 40053.4
275 | 3.2278 | 36047.4 | 3.4711 | 40053.4 | 3.2877 | 0 | 0.68808 | 2418.21 | 2.8076 | 6276.09 | 2418.21 | 0 | 0.1312 | 35607.2 | 20670.6 | 0.1892 | 0 | 0 | 40053.4
276 | 3.0887 | 28103.2 | 3.8581 | 40053.4 | 3.5274 | 0 | 1.3062 | 2644.84 | 3.2036 | 8215.1 | 2644.84 | 0 | 0.37725 | 28690.4 | 18949.5 | 0.14701 | 0 | 0 | 40053.4
277 | 3.2607 | 27131.3 | 3.9111 | 40053.4 | 3.4533 | 0 | 2.2002 | 1844.68 | 3.3117 | 1929.91 | 1844.68 | 0 | 0.4969 | 26593.3 | 18809.5 | 0.10197 | 0 | 0 | 40053.4
278 | 2.9123 | 19959.5 | 3.6207 | 40053.4 | 3.0608 | 0 | 2.2675 | 0 | 3.1449 | 2054.36 | 0 | 0 | 0.39073 | 27034.9 | 19078.2 | 0.51898 | 0 | 0 | 40053.4
279 | 2.7359 | 21027 | 3.0124 | 39796.2 | 1.0372 | 0 | 1.857 | 0 | 2.6658 | 1596.9 | 0 | 0 | 0.26373 | 10939.1 | 19318.8 | 0.57469 | 0 | 0 | 40053.4
280 | 1.1937 | 26777.7 | 2.0809 | 39187.5 | 0.16049 | 0 | 0.87599 | 0 | 1.8882 | 0 | 0 | 0 | 0.19227 | 5107.13 | 21048.6 | 0.10122 | 0 | 0 | 40053.4
281 | 0.42292 | 27997 | 0.84731 | 38556.9 | 0 | 5834.76 | 0.23227 | 0 | 0.83647 | 0 | 0 | 0 | 0.099978 | 2452.41 | 19484.1 | 0.012975 | 0 | 0 | 40053.4
282 | 0 | 24555.9 | 0 | 39396.7 | 0 | 14788.2 | 0 | 16.7774 | 0 | 0 | 16.7774 | 0 | 0 | 2166.3 | 17389.2 | 0 | 0 | 294.44 | 40053.4
283 | 0 | 20520.7 | 0 | 39752.9 | 0 | 3109.3 | 0 | 1752.58 | 0 | 41.1632 | 1752.58 | 0 | 0 | 3886.29 | 18787.8 | 0 | 0 | 9906 | 40053.4
284 | 0 | 6071.08 | 0 | 33377.2 | 0 | 1429.02 | 0 | 2106.75 | 0 | 4561.43 | 2106.75 | 0 | 0 | 4379.47 | 13532.5 | 0 | 591.212 | 24542.5 | 40053.4
285 | 0 | 4295.11 | 0 | 21014.1 | 0 | 0 | 0 | 2247.17 | 0 | 10376.3 | 2247.17 | 0 | 0 | 4644 | 9163.44 | 0 | 425.715 | 26144.4 | 40053.4
286 | 0 | 5169.01 | 0 | 5557.03 | 0 | 0 | 0 | 2754.33 | 0 | 10328.1 | 2754.33 | 0 | 0 | 4390.39 | 7085.71 | 0 | 0 | 33525.7 | 40053.4
287 | 0 | 8586.57 | 0 | 113.53 | 0 | 0 | 0 | 1943.11 | 0 | 6365.19 | 1943.11 | 642.796 | 0 | 2626.65 | 6895.91 | 0 | 0 | 36554.7 | 40053.4
288 | 0 | 17266.1 | 0 | 0 | 0 | 0 | 0 | 1205.11 | 0 | 4894.95 | 1205.11 | 1015.08 | 0 | 1525.24 | 5471.96 | 0 | 0 | 37405.4 | 40053.4
289 | 0 | 18005.5 | 0 | 0 | 0 | 0 | 0 | 1144.58 | 0 | 2881.49 | 1144.58 | 1082.44 | 0 | 4716.62 | 5826.96 | 0 | 0 | 37725.2 | 40053.4
290 | 0 | 24262.7 | 0 | 0 | 0 | 0 | 0 | 1409.13 | 0 | 1375.63 | 1409.13 | 794.75 | 0 | 4263.98 | 5257.39 | 0 | 173.193 | 38750.5 | 40053.4
291 | 0 | 21933.3 | 0 | 0 | 0 | 0 | 0 | 266.727 | 0 | 1300.24 | 266.727 | 1842.24 | 0 | 2753.54 | 4829.86 | 0 | 0 | 40032.4 | 40053.4
292 | 0 | 18696.6 | 0 | 984.272 | 0 | 0 | 0 | 4171.5 | 0 | 610.53 | 4171.5 | 2659.3 | 0 | 3205.73 | 4203.22 | 0 | 0 | 40053.4 | 40053.4
293 | 0 | 12758.9 | 0 | 1090.23 | 0 | 0 | 0 | 11842.1 | 0 | 2410.51 | 11842.1 | 2049.4 | 0 | 2180.55 | 3878.92 | 0 | 0 | 40053.4 | 40053.4
294 | 0 | 18868.7 | 0 | 1566.22 | 0 | 0 | 0 | 20067.2 | 0 | 670.143 | 20067.2 | 1466.25 | 0 | 6766.38 | 3521.61 | 0 | 650.736 | 40053.4 | 39736.1
295 | 0 | 24869.8 | 0 | 2010.75 | 0 | 0 | 0 | 20020.2 | 0 | 706.905 | 20020.2 | 457.409 | 0 | 8056.76 | 3297.67 | 0 | 988.638 | 40053.4 | 39373.8
296 | 0 | 38851.1 | 0.28225 | 1752.08 | 0.14751 | 0 | 0 | 9487.4 | 0 | 338.966 | 9487.4 | 0 | 0 | 8336.79 | 2548.66 | 0 | 0 | 39847.5 | 37541.9
297 | 1.4975 | 39683.3 | 1.5681 | 0 | 1.7165 | 0 | 0.010122 | 7166.65 | 0.2492 | 1988.86 | 7166.65 | 4213.35 | 0.051886 | 8468.97 | 2216.04 | 0.24522 | 0 | 39216.6 | 34010.6
298 | 2.6188 | 39087.6 | 2.6513 | 0 | 2.6318 | 0 | 0.10664 | 8913.01 | 0.4193 | 3407.25 | 8913.01 | 4890.63 | 0.28626 | 12779.1 | 1890.05 | 1.7919 | 0 | 37158.8 | 24197.3
299 | 3.3545 | 9094.56 | 3.3942 | 4285.42 | 3.2431 | 0 | 0.57321 | 13907.8 | 0.34659 | 3579.47 | 13907.8 | 1199.69 | 0.43704 | 17302.6 | 1579.01 | 2.7506 | 0 | 30110.8 | 11394.3
300 | 3.7159 | 6199.1 | 3.3845 | 5172.58 | 3.5127 | 478.946 | 0.81619 | 12587.9 | 0.23932 | 1566.96 | 12587.9 | 0 | 0.37 | 14288.6 | 1266.11 | 3.3128 | 727.081 | 17928.3 | 8966.36
301 | 3.755 | 10827.9 | 3.3003 | 1369.75 | 3.4455 | 6465.11 | 1.4458 | 10424.1 | 0.081746 | 1356.37 | 10424.1 | 2102.12 | 0.9051 | 13383.7 | 1441.6 | 3.479 | 0 | 13691.5 | 5044.49
302 | 3.4616 | 19578 | 2.8736 | 5066.58 | 3.0504 | 6844.92 | 1.0961 | 10059.7 | 0.46497 | 1069.01 | 10059.7 | 2464.46 | 0.97522 | 18426.3 | 2143.04 | 3.259 | 0 | 20389.6 | 4424.01
303 | 2.8308 | 34696.7 | 2.2274 | 6007.12 | 2.3471 | 9365.24 | 1.0767 | 9973.26 | 0.88506 | 1722.32 | 9973.26 | 4014.18 | 0.84666 | 18519.6 | 3015.43 | 2.6443 | 0 | 16140.1 | 2100.9
304 | 1.8969 | 38638 | 2.0412 | 4940.15 | 1.3255 | 14837.4 | 0.2998 | 13121.7 | 0.18572 | 1761.58 | 13121.7 | 5257.55 | 0.38147 | 25127.6 | 4299.27 | 1.6621 | 0 | 8697.08 | 1195.89
305 | 0.64705 | 40053.4 | 0.61731 | 1763.59 | 0 | 9199.84 | 0.066479 | 11613.3 | 0.59983 | 2720.74 | 11613.3 | 4812.36 | 0.32566 | 26219.2 | 4846.71 | 0.33636 | 0 | 9875.62 | 0
306 | 0 | 38413.2 | 0 | 1804.33 | 0 | 6685.65 | 0 | 4752.62 | 0 | 8937.85 | 4752.62 | 5264.63 | 0 | 29110.8 | 4186.59 | 0 | 0 | 11715.8 | 0
307 | 0 | 28886.4 | 0 | 1753.91 | 0 | 8315.88 | 0 | 8919.59 | 0 | 17740.8 | 8919.59 | 2785.16 | 0 | 31341.4 | 4875.76 | 0 | 1650.83 | 13501 | 0
308 | 0 | 23771.2 | 0 | 13357.8 | 0 | 13621.8 | 0 | 12925.6 | 0 | 26993.6 | 12925.6 | 21.3388 | 0 | 26164.5 | 5529.2 | 0 | 5195.36 | 5056.57 | 1668.52
309 | 0 | 26302.8 | 0 | 29098.5 | 0 | 5201.88 | 0 | 14917 | 0 | 24962.8 | 14917 | 520.433 | 0 | 20413.5 | 10135.1 | 0 | 5239.06 | 1225.45 | 8584.6
310 | 0 | 32434.2 | 0 | 34167.6 | 0 | 4036.89 | 0 | 12481 | 0 | 23674.9 | 12481 | 127.369 | 0 | 26038.7 | 3623.77 | 0 | 2477.67 | 7396.71 | 15058.8
311 | 0 | 15403.2 | 0 | 31903.3 | 0 | 3462.55 | 0 | 12605.3 | 0 | 29848.8 | 12605.3 | 2804.41 | 0 | 21255.9 | 3840.72 | 0 | 1897.99 | 8554.54 | 13462.9
312 | 0 | 19432.1 | 0 | 24779 | 0 | 413.077 | 0 | 18885.4 | 0 | 31741.1 | 18885.4 | 0 | 0 | 27986.3 | 4808.36 | 0 | 9624.42 | 7877.54 | 20381.5
313 | 0 | 28660.9 | 0 | 16022.8 | 0 | 366.644 | 0 | 23667.5 | 0 | 32925.9 | 23667.5 | 0 | 0 | 36775 | 4345.66 | 0 | 14178.2 | 9773.45 | 18286.1
314 | 0 | 26366.5 | 0 | 23837.2 | 0 | 3123.06 | 0 | 11900.4 | 0 | 30739.8 | 11900.4 | 924.943 | 0 | 35334.6 | 3517.57 | 0 | 16573.7 | 13277.2 | 10540.1
315 | 0 | 33520.8 | 0 | 26576.5 | 0 | 5943.46 | 0 | 19232 | 0 | 22873.5 | 19232 | 1344.21 | 0 | 29384 | 4047.79 | 0 | 18146.4 | 17437 | 1724.08
316 | 0 | 23057.7 | 0 | 28454.9 | 0 | 10494.1 | 0 | 17358.5 | 0 | 19306.3 | 17358.5 | 1968.85 | 0 | 21056.2 | 2754.21 | 0 | 19320.4 | 29111.4 | 1204.31
317 | 0 | 19227.6 | 0 | 29991.1 | 0 | 17176.1 | 0 | 13331.4 | 0 | 12116.4 | 13331.4 | 4533.91 | 0 | 25943.2 | 2470.53 | 0 | 15193.3 | 34452.1 | 1606.08
318 | 0 | 22927.6 | 0 | 22704.1 | 0 | 15168.5 | 0 | 17488.5 | 0 | 20946.2 | 17488.5 | 2727.32 | 0 | 27464.5 | 1534.73 | 0 | 11536.6 | 37412.6 | 1903
319 | 0 | 25529.3 | 0 | 15199.2 | 0 | 8984.99 | 0 | 2172 | 0 | 15691.3 | 2172 | 16123.8 | 0 | 29226.2 | 1181.23 | 0 | 21043.8 | 39500.7 | 1914.56
320 | 0 | 36955.3 | 0.31109 | 12251.4 | 0.42744 | 4422.12 | 0 | 16112.4 | 0 | 15531.4 | 16112.4 | 11431.5 | 0 | 30079.5 | 1084.27 | 0 | 22216.2 | 39020 | 988.096
321 | 0.56184 | 34765.7 | 1.6672 | 5812.3 | 1.4288 | 1623.12 | 0.34255 | 37467.1 | 0.61364 | 21697.3 | 37467.1 | 0 | 0.87806 | 30796.3 | 934.544 | 0.22284 | 32721 | 36480 | 1751.71
322 | 1.9024 | 30048.5 | 2.7966 | 2166.65 | 1.4692 | 0 | 0.84371 | 33483 | 0.040252 | 15487.3 | 33483 | 0 | 1.9183 | 11558 | 415.106 | 1.0456 | 33356.7 | 26512 | 2916.82
323 | 1.7261 | 33141.6 | 3.5763 | 1497.77 | 2.6604 | 0 | 2.7024 | 36934.7 | 2.9211 | 6522.87 | 36934.7 | 0 | 2.6944 | 3847.89 | 371.109 | 2.7685 | 26651.1 | 25355.8 | 628.742
324 | 2.3022 | 37382.5 | 4.0049 | 1014.84 | 3.5904 | 785.628 | 3.1407 | 34831.2 | 2.2902 | 6665.75 | 34831.2 | 720.421 | 3.1385 | 517.753 | 895.375 | 3.317 | 31415.8 | 25477.8 | 0
325 | 2.0494 | 39720.7 | 4.0732 | 1347.48 | 2.6371 | 9145.91 | 2.0867 | 32150.4 | 3.5217 | 5390.99 | 32150.4 | 0 | 3.2699 | 383.846 | 1217.51 | 3.4712 | 32277.3 | 25833.5 | 0
326 | 1.8036 | 40053.4 | 3.7989 | 5333.61 | 1.9472 | 14244.5 | 1.3614 | 24231.6 | 3.3599 | 6127.66 | 24231.6 | 0 | 1.1603 | 832.624 | 501.825 | 3.2463 | 35210.5 | 22639.7 | 0
327 | 1.2531 | 40053.4 | 3.1888 | 8432.69 | 1.4872 | 13675 | 2.219 | 9899.94 | 2.8813 | 5619.92 | 9899.94 | 0 | 2.5956 | 215.34 | 516.191 | 2.6368 | 36739.2 | 24295.4 | 600.191
328 | 1.8393 | 39265.3 | 2.2185 | 8243.67 | 0.81324 | 7632.99 | 0.64365 | 5744.36 | 2.0558 | 2804.98 | 5744.36 | 0 | 1.7767 | 1628.97 | 886.494 | 1.6621 | 38357.4 | 22959 | 1953.8
329 | 0.38799 | 39100.2 | 0.95522 | 8706.32 | 0 | 8338.62 | 0.15217 | 3326.03 | 0.9468 | 3211.83 | 3326.03 | 0 | 0.69249 | 5795.13 | 1500.49 | 0.34619 | 38398 | 27352.1 | 408.512
330 | 0 | 38927 | 0 | 10667.5 | 0 | 8754.84 | 0 | 9369.22 | 0 | 6970.87 | 9369.22 | 595.061 | 0 | 3267.15 | 2094.68 | 0 | 38447 | 31615.8 | 0
331 | 0 | 38723.1 | 0 | 12772.4 | 0 | 5777.12 | 0 | 9588.9 | 0 | 27412.9 | 9588.9 | 0 | 0 | 1378.07 | 4733.54 | 0 | 40053.4 | 35477.9 | 0
332 | 0 | 39510 | 0 | 15938 | 0 | 4273.34 | 0 | 981.539 | 0 | 16422.9 | 981.539 | 0 | 0 | 813.403 | 6815.84 | 0 | 40053.4 | 34321.5 | 551.226
333 | 0 | 39780.4 | 0 | 27756.3 | 0 | 4840.52 | 0 | 5708.74 | 0 | 17416.2 | 5708.74 | 3254.52 | 0 | 104.952 | 12119.5 | 0 | 40053.4 | 35421.4 | 962.331
334 | 0 | 39917.1 | 0 | 30709.1 | 0 | 2310.85 | 0 | 2958.51 | 0 | 18960.7 | 2958.51 | 3103.1 | 0 | 0 | 12087 | 0 | 40053.4 | 36385.9 | 1260.87
335 | 0 | 39862.9 | 0 | 26571.8 | 0 | 1223.99 | 0 | 1841.1 | 0 | 15534.1 | 1841.1 | 0 | 0 | 0 | 7860.85 | 0 | 39826.1 | 35706.1 | 876.716
336 | 0 | 40051 | 0 | 30907.9 | 0 | 414.081 | 0 | 1806.67 | 0 | 13681.2 | 1806.67 | 0 | 0 | 0 | 6253.14 | 0 | 37025.1 | 39513.6 | 0
337 | 0 | 39791.9 | 0 | 28016.8 | 0 | 0 | 0 | 1876.47 | 0 | 1293.01 | 1876.47 | 0 | 0 | 767.661 | 6741.73 | 0 | 17726.6 | 39910 | 0
338 | 0 | 40053.4 | 0 | 27394.4 | 0 | 485.776 | 0 | 0 | 0 | 7488.25 | 0 | 0 | 0 | 4110.7 | 9014.51 | 0 | 7381.39 | 39750.1 | 0
339 | 0 | 40053.4 | 0 | 22970.2 | 0 | 967.621 | 0 | 2300.82 | 0 | 2802.97 | 2300.82 | 1176.17 | 0 | 15795.8 | 7674.88 | 0 | 7397.66 | 39448.3 | 789.356
340 | 0 | 40053.4 | 0 | 18664.3 | 0 | 1517.39 | 0 | 3790.01 | 0 | 5405.99 | 3790.01 | 0 | 0 | 29673.8 | 4975.19 | 0 | 5208.87 | 37736.1 | 4910.83
341 | 0 | 40053.4 | 0 | 8939.8 | 0 | 929.703 | 0 | 4914.69 | 0 | 11590 | 4914.69 | 0 | 0 | 38258.8 | 5542.68 | 0 | 1252.41 | 38064.8 | 5028.27
342 | 0 | 39212.4 | 0 | 8253.79 | 0 | 1249.2 | 0 | 3564.17 | 0 | 9162.87 | 3564.17 | 0 | 0 | 38135.5 | 5494.13 | 0 | 0 | 38066.7 | 5491.65
343 | 0 | 31356.1 | 0 | 7650.31 | 0 | 644.595 | 0 | 7643.94 | 0 | 5668.78 | 7643.94 | 0 | 0 | 38201.7 | 6676.93 | 0 | 353.067 | 36802.4 | 561.472
344 | 0 | 37098.6 | 0.34742 | 18624.9 | 0.020462 | 857.358 | 0 | 5152.96 | 0 | 2982.46 | 5152.96 | 0 | 0 | 38147.4 | 7988.19 | 0 | 1390.21 | 32427.7 | 1893.77
345 | 0.41009 | 39755.3 | 1.2811 | 12408.3 | 0.092352 | 1659.46 | 0.33792 | 3713.02 | 1.0657 | 1827.41 | 3713.02 | 0 | 0.93043 | 38010 | 10414.6 | 0.52541 | 6778.4 | 18912.4 | 6140.78
346 | 1.2997 | 39881.5 | 1.617 | 2542.5 | 0.4664 | 3065.78 | 1.1531 | 1575.56 | 2.1465 | 1993.83 | 1575.56 | 0 | 0.42074 | 37364.4 | 11689.4 | 1.8291 | 18420.6 | 24121.7 | 5790.26
347 | 1.5513 | 39498.9 | 3.104 | 0 | 1.1024 | 1776.5 | 1.586 | 330.337 | 2.9451 | 2433.76 | 330.337 | 0 | 1.301 | 36916.2 | 9013.02 | 2.7545 | 34610.5 | 16056.1 | 589.147
348 | 2.0631 | 40053.4 | 3.5772 | 0 | 2.5961 | 2229 | 2.1873 | 0 | 3.4049 | 3224.55 | 0 | 0 | 2.0606 | 28930.7 | 8813.63 | 3.296 | 38280.5 | 9465.64 | 73.6813
349 | 2.5168 | 40053.4 | 3.6017 | 0 | 1.0198 | 5599.96 | 1.7943 | 0 | 1.2548 | 3708.88 | 0 | 0 | 2.0611 | 25175.3 | 11665.5 | 3.4402 | 40053.4 | 7601.94 | 229.492
350 | 2.077 | 40053.4 | 3.7051 | 0 | 0.40838 | 5090.97 | 1.0382 | 0 | 3.4492 | 3796.04 | 0 | 0 | 1.1259 | 21432.8 | 12463.8 | 3.2181 | 40053.4 | 3383.36 | 876.905
351 | 1.1207 | 40053.4 | 2.7278 | 0 | 0.76082 | 5342.87 | 0.5742 | 0 | 2.9969 | 4621.91 | 0 | 0 | 1.0262 | 17092 | 17129.9 | 2.6139 | 40053.4 | 922.237 | 0
352 | 0.70712 | 40053.4 | 1.7287 | 0 | 0.12293 | 7115.89 | 0.46954 | 0 | 2.1659 | 4982.2 | 0 | 0 | 0.34963 | 23477.3 | 21752.3 | 1.6597 | 40053.4 | 0 | 0
353 | 0.13268 | 40053.4 | 0.92661 | 0 | 0 | 8783.9 | 0.11182 | 0 | 1.0099 | 5710.01 | 0 | 0 | 0.12928 | 30671.9 | 28772.5 | 0.3581 | 39372.7 | 0 | 0
354 | 0 | 39775.9 | 0 | 0 | 0 | 0 | 0 | 0 | 0 | 5846.9 | 0 | 0 | 0 | 33448.1 | 35788.5 | 0 | 33294.7 | 0 | 0
355 | 0 | 39296.8 | 0 | 1543.3 | 0 | 0 | 0 | 0 | 0 | 3240.06 | 0 | 0 | 0 | 37731.4 | 38342.4 | 0 | 22888.8 | 868.106 | 0
356 | 0 | 39051.3 | 0 | 12281.7 | 0 | 0 | 0 | 0 | 0 | 2773.11 | 0 | 0 | 0 | 34980.4 | 39185.7 | 0 | 2416.38 | 1896.39 | 733.378
357 | 0 | 34235.3 | 0 | 8599.95 | 0 | 0 | 0 | 0 | 0 | 1357.51 | 0 | 0 | 0 | 29894.5 | 39089 | 0 | 0 | 3611.84 | 2057.41
358 | 0 | 23594.7 | 0 | 9562.85 | 0 | 4539.95 | 0 | 652.642 | 0 | 2028.74 | 652.642 | 0 | 0 | 29966.4 | 39339.7 | 0 | 0 | 4796.13 | 4914.12
359 | 0 | 8603.2 | 0 | 12201.4 | 0 | 20610.8 | 0 | 0 | 0 | 1440.43 | 0 | 39.107 | 0 | 33806 | 39116 | 0 | 1613.98 | 2148.05 | 6326.33
360 | 0 | 4033.21 | 0 | 14003 | 0 | 8745.52 | 0 | 0 | 0 | 0 | 0 | 324.562 | 0 | 36627.9 | 37493.5 | 0 | 6942.75 | 2425.69 | 5761.1
361 | 0 | 3057.07 | 0 | 15616.1 | 0 | 9748.18 | 0 | 0 | 0 | 0 | 0 | 0 | 0 | 36893.5 | 37401 | 0 | 18997.2 | 4639.02 | 1869.88
362 | 0 | 3468.48 | 0 | 28344.8 | 0 | 9003.48 | 0 | 0 | 0 | 0 | 0 | 0 | 0 | 36621.6 | 37402.5 | 0 | 19318.8 | 5415.28 | 0
363 | 0 | 532.479 | 0 | 27214.2 | 0 | 17079.7 | 0 | 0 | 0 | 0 | 0 | 0 | 0 | 36738.1 | 34594.3 | 0 | 16070.6 | 5991.87 | 125.545
364 | 0 | 523.546 | 0 | 22058.8 | 0 | 14357.9 | 0 | 0 | 0 | 0 | 0 | 0 | 0 | 34818.9 | 30239.1 | 0 | 18058.5 | 8859.92 | 5341.04
365 | 0 | 7062.86 | 0 | 17177.4 | 0 | 7155.94 | 0 | 0 | 0 | 0 | 0 | 0 | 0 | 30108.8 | 30984 | 0 | 12410.8 | 6105.56 | 2677.39
366 | 0 | 11748.3 | 0 | 9315.08 | 0 | 4241.28 | 0 | 556.554 | 0 | 0 | 556.554 | 0 | 0 | 21913.6 | 34554 | 0 | 7443.17 | 3761.63 | 949.977
367 | 0 | 17436 | 0 | 4257.94 | 0 | 3187.72 | 0 | 610.888 | 0 | 0 | 610.888 | 0 | 0 | 16425 | 38421.2 | 0 | 11396.4 | 6449.9 | 0
368 | 0.15781 | 30579.6 | 0.30972 | 3843.15 | 0.020529 | 4107.65 | 0 | 940.992 | 0 | 0 | 940.992 | 0 | 0 | 14329.5 | 34762.1 | 0 | 9199.86 | 4165.2 | 0
369 | 0.16244 | 24142.3 | 1.5882 | 8582.64 | 0.83562 | 2698.26 | 0.010417 | 142.89 | 0.88052 | 0 | 142.89 | 0 | 1.089 | 13024.6 | 34061.3 | 0.26655 | 14770.5 | 1096.58 | 0
370 | 0.66639 | 8963.55 | 2.6543 | 2713.51 | 2.7081 | 3936.14 | 0.1046 | 1779.62 | 2.2609 | 0 | 1779.62 | 0 | 2.1381 | 4562.42 | 21979.8 | 1.2643 | 17645.8 | 1846.82 | 0
371 | 1.6234 | 10454 | 3.4008 | 4273.54 | 3.3141 | 7082.78 | 0.18909 | 2772.21 | 2.6384 | 0 | 2772.21 | 0 | 2.8374 | 2301.04 | 12138.8 | 2.7573 | 16617.3 | 2075.39 | 0
372 | 1.1484 | 22208.9 | 3.791 | 3460.91 | 2.3507 | 9467.23 | 0.24519 | 2012.69 | 2.9337 | 0 | 2012.69 | 0 | 3.2274 | 0 | 12664.8 | 3.2799 | 8686.61 | 3929.52 | 0
373 | 0.72057 | 22656 | 3.8391 | 4128.43 | 0.6814 | 8919.35 | 0.54283 | 2808.93 | 2.8524 | 3475.56 | 2808.93 | 0 | 2.4611 | 0 | 13233.6 | 3.4319 | 3223.5 | 2336.71 | 469.494
374 | 1.4673 | 21370 | 3.576 | 9759.5 | 0.57982 | 8529.33 | 0.50575 | 2751.25 | 2.9997 | 1198.46 | 2751.25 | 0 | 3.1447 | 0 | 20820.4 | 3.2214 | 2003.46 | 1469.81 | 0
375 | 0.54106 | 8992.27 | 2.9913 | 10677.7 | 1.5791 | 8479.35 | 0.42306 | 2221.87 | 2.156 | 0 | 2221.87 | 0 | 2.6782 | 0 | 12230.9 | 2.626 | 2792.94 | 948.19 | 0
376 | 0.48777 | 5296.72 | 1.0786 | 8641.24 | 0.91974 | 14460.6 | 0.11645 | 2283.03 | 0.83772 | 0 | 2283.03 | 108.603 | 1.8982 | 252.062 | 18422.4 | 1.6832 | 1617.93 | 1099.33 | 0
377 | 0.078225 | 6758.13 | 0.902 | 10490.4 | 0.051658 | 19914.3 | 0.030867 | 5395.55 | 0.31692 | 0 | 5395.55 | 316.16 | 0.82141 | 844.559 | 21450.8 | 0.37037 | 7750.34 | 1122.92 | 0
378 | 0 | 12519.8 | 0 | 13656.7 | 0 | 15353.4 | 0 | 7691.78 | 0 | 0 | 7691.78 | 0 | 0 | 0 | 21287.7 | 0 | 18849.3 | 1071.1 | 0
379 | 0 | 20200.9 | 0 | 16954.3 | 0 | 12934 | 0 | 13857.3 | 0 | 0 | 13857.3 | 0 | 0 | 3.2101 | 18076.2 | 0 | 21842.7 | 234.498 | 14537.1
380 | 0 | 17306.3 | 0 | 32645.4 | 0 | 10923 | 0 | 21635.4 | 0 | 0 | 21635.4 | 6233.46 | 0 | 0 | 19429.7 | 0 | 34861.6 | 977.077 | 26797.8
381 | 0 | 18496.3 | 0 | 34700.3 | 0 | 4773.99 | 0 | 23087.3 | 0 | 0 | 23087.3 | 0 | 0 | 0 | 13769.6 | 0 | 38408.9 | 4814.01 | 34409.2
382 | 0 | 28169.7 | 0 | 30479.4 | 0 | 2082.03 | 0 | 12303.5 | 0 | 0 | 12303.5 | 0 | 0 | 1278.54 | 6590.37 | 0 | 39429 | 16848.4 | 11107.1
383 | 0 | 27683.8 | 0 | 31429.8 | 0 | 3160.52 | 0 | 11512.3 | 0 | 0 | 11512.3 | 0 | 0 | 1712.39 | 4320.15 | 0 | 40053.4 | 21072.2 | 779.934
384 | 0 | 39610.7 | 0 | 30581 | 0 | 4819.22 | 0 | 12210.5 | 0 | 0 | 12210.5 | 0 | 0 | 3236.19 | 2034 | 0 | 40053.4 | 30472 | 0
385 | 0 | 39217.4 | 0 | 25535 | 0 | 5559.64 | 0 | 5730.36 | 0 | 0 | 5730.36 | 0 | 0 | 19464.1 | 1261.14 | 0 | 40053.4 | 30857.3 | 10004.8
386 | 0 | 39407.5 | 0 | 21822.7 | 0 | 2018.73 | 0 | 3385.05 | 0 | 0 | 3385.05 | 0 | 0 | 38430.7 | 892.702 | 0 | 40053.4 | 31630.4 | 20977.4
387 | 0 | 39730.3 | 0 | 30582.5 | 0 | 891.243 | 0 | 1696.09 | 0 | 0 | 1696.09 | 2279.06 | 0 | 39585.2 | 863.001 | 0 | 40053.4 | 36367.5 | 10395.4
388 | 0 | 39358.1 | 0 | 32317 | 0 | 882.157 | 0 | 3454.64 | 0 | 0 | 3454.64 | 3589.37 | 0 | 32322.3 | 900.843 | 0 | 40053.4 | 37171.6 | 9372.67
389 | 0 | 36865.5 | 0 | 31819.7 | 0 | 502.976 | 0 | 4973.39 | 0 | 6455.7 | 4973.39 | 5219.44 | 0 | 23542.6 | 0 | 0 | 40053.4 | 30411.3 | 14388.1
390 | 0 | 31772.5 | 0 | 20216.7 | 0 | 608.55 | 0 | 6300.67 | 0 | 9448.53 | 6300.67 | 7513.38 | 0 | 32447.2 | 0 | 0 | 39627.5 | 19535.9 | 20789.8
391 | 0 | 23998.5 | 0 | 9865.63 | 0 | 65.9618 | 0 | 0 | 0 | 12316.6 | 0 | 2649.46 | 0 | 30910 | 0 | 0 | 40053.4 | 9262.72 | 25564.4
392 | 0.043966 | 30566.9 | 0.0061732 | 20374.4 | 0.54108 | 0 | 0 | 0 | 0 | 11836.6 | 0 | 1659.16 | 0 | 34938.6 | 26.5334 | 0 | 40053.4 | 8832.78 | 16536.1
393 | 1.0157 | 37119.4 | 1.2802 | 21613.1 | 1.6967 | 0 | 0.063069 | 18448.5 | 0.025402 | 14936.1 | 18448.5 | 792.953 | 1.0287 | 37542.9 | 0 | 0.58866 | 40053.4 | 5973.85 | 25412.4
394 | 1.2803 | 39517.7 | 2.0366 | 7572.09 | 1.429 | 0 | 0.16934 | 37293.4 | 0.22187 | 9636.22 | 37293.4 | 0 | 2.0778 | 33673.6 | 0 | 1.8771 | 40053.4 | 1793.73 | 16216.7
395 | 3.2731 | 38710.9 | 2.2692 | 1622.88 | 1.3055 | 0 | 0.85225 | 36072.8 | 0.19608 | 12388.7 | 36072.8 | 0 | 2.8443 | 31159.7 | 0 | 2.7778 | 40053.4 | 0 | 16202.7
396 | 2.45 | 39991.3 | 2.6157 | 475.656 | 0.70699 | 0 | 1.0655 | 20038 | 0.079174 | 12304 | 20038 | 0 | 3.2426 | 34437.6 | 0 | 3.268 | 40053.4 | 0 | 13706.2
397 | 3.7337 | 40053.4 | 2.6677 | 0 | 0.23935 | 0 | 1.0763 | 3015.72 | 0.086546 | 7481.69 | 3015.72 | 0 | 3.3504 | 36142.5 | 0 | 3.4074 | 40053.4 | 0 | 7375.39
398 | 2.0684 | 40053.4 | 2.744 | 0 | 0.23247 | 0 | 0.81297 | 1318.17 | 0.45811 | 20254.2 | 1318.17 | 0 | 3.166 | 36289.7 | 1291.55 | 3.2107 | 40053.4 | 0 | 6183.57
399 | 1.6168 | 40053.4 | 1.3473 | 0 | 0.57083 | 0 | 0.48767 | 928.904 | 2.7022 | 25666.2 | 928.904 | 0 | 2.3271 | 36112.7 | 1730.27 | 2.6407 | 40053.4 | 0 | 3316.9
400 | 0.94677 | 39482.3 | 0.92019 | 0 | 0.075874 | 0 | 0.41562 | 1353.7 | 0.095555 | 39471 | 1353.7 | 0 | 1.6056 | 33314.1 | 2006.09 | 1.6966 | 40053.4 | 0 | 6002.64
401 | 0.69701 | 38415.6 | 0.20561 | 0 | 0.0063521 | 0 | 0.10747 | 1110.92 | 0.84752 | 29240.2 | 1110.92 | 0 | 0.82286 | 31843.3 | 1523.01 | 0.39348 | 40053.4 | 1604.55 | 4521.24
402 | 0 | 36327.2 | 0 | 0 | 0 | 0 | 0 | 1972.99 | 0 | 37321.4 | 1972.99 | 0 | 0 | 33930.2 | 632.068 | 0 | 40053.4 | 10905 | 2984.07
403 | 0 | 31954.3 | 0 | 0 | 0 | 0 | 0 | 3204.75 | 0 | 35620.9 | 3204.75 | 0 | 0 | 37444.4 | 0 | 0 | 40053.4 | 14973.1 | 23346.7
404 | 0 | 31294 | 0 | 1976.96 | 0 | 0 | 0 | 4311.71 | 0 | 39188.6 | 4311.71 | 0 | 0 | 38665.6 | 0 | 0 | 40053.4 | 11846 | 23348.6
405 | 0 | 27105.6 | 0 | 10546.2 | 0 | 0 | 0 | 926.567 | 0 | 35629.1 | 926.567 | 0 | 0 | 39410.8 | 0 | 0 | 40053.4 | 17391.4 | 20484.7
406 | 0 | 12839.1 | 0 | 14583.6 | 0 | 0 | 0 | 0 | 0 | 39951.8 | 0 | 0 | 0 | 39277.7 | 0 | 0 | 40053.4 | 21786.9 | 27426.5
407 | 0 | 16771.6 | 0 | 17575.4 | 0 | 0 | 0 | 10815.7 | 0 | 32753.5 | 10815.7 | 173.878 | 0 | 38889.5 | 0 | 0 | 40053.4 | 17871.4 | 23801.2
408 | 0 | 7883.32 | 0 | 19158.8 | 0 | 0 | 0 | 17755.8 | 0 | 11474.2 | 17755.8 | 6851.15 | 0 | 33593.3 | 0 | 0 | 40053.4 | 29835.2 | 12800.4
409 | 0 | 2281.98 | 0 | 23546.8 | 0 | 0 | 0 | 35421.9 | 0 | 17132.6 | 35421.9 | 25363.2 | 0 | 32785.1 | 861.157 | 0 | 40053.4 | 17442.3 | 19383.7
410 | 0 | 1531.33 | 0 | 25827.7 | 0 | 0 | 0 | 30228.6 | 0 | 14823.2 | 30228.6 | 30343.7 | 0 | 27640.6 | 2785.31 | 0 | 40052.4 | 12532.5 | 33212.4
411 | 0 | 38845.5 | 0 | 23561.8 | 0 | 0 | 0 | 27611.7 | 0 | 14890.2 | 27611.7 | 15345.4 | 0 | 26591.1 | 5556.39 | 0 | 39903.2 | 7906.47 | 38451.9
412 | 0 | 37491.2 | 0 | 28270.4 | 0 | 0 | 0 | 38453.7 | 0 | 20841.4 | 38453.7 | 31245.8 | 0 | 25694.9 | 10984.9 | 0 | 39844.4 | 6079.95 | 39086.3
413 | 0 | 37415.7 | 0 | 19457.7 | 0 | 0 | 0 | 39069.5 | 0 | 30092.8 | 39069.5 | 28427.9 | 0 | 18837.4 | 9320.09 | 0 | 39663.5 | 9380.72 | 38416.3
414 | 0 | 37146.4 | 0 | 8778.99 | 0 | 0 | 0 | 27219.3 | 0 | 39271.6 | 27219.3 | 18461.1 | 0 | 13477.8 | 14593.9 | 0 | 39476.2 | 13803.4 | 37814.1
415 | 0 | 37409.5 | 0 | 2314.84 | 0 | 0 | 0 | 20045.6 | 0 | 33154.9 | 20045.6 | 27009.9 | 0 | 13968.5 | 12713.6 | 0 | 39150 | 31975.9 | 33703.3
416 | 0.21954 | 37051.8 | 0.32826 | 10751.6 | 0.3007 | 0 | 0 | 24071.6 | 0 | 33188.5 | 24071.6 | 26287.9 | 0 | 19468.1 | 11072.4 | 0 | 39389.1 | 38598.1 | 33870.1
417 | 1.5063 | 32986.8 | 0.76938 | 16949.7 | 0.94455 | 0 | 1.0488 | 15938.5 | 1.0225 | 27059.4 | 15938.5 | 16758.5 | 0.18128 | 25860.6 | 10568.7 | 0.029624 | 38227.1 | 35691.3 | 30101.6
418 | 2.5892 | 34005.5 | 2.6882 | 17648 | 1.6484 | 0 | 2.1946 | 20750.4 | 0.37957 | 15888.7 | 20750.4 | 767.551 | 1.4565 | 15049.9 | 5069.1 | 0.10527 | 37947.8 | 23260.3 | 20913.1
419 | 3.2956 | 39833.2 | 2.6577 | 13016.2 | 0.98389 | 0 | 2.9632 | 7434.2 | 0.48815 | 9205.38 | 7434.2 | 1600.33 | 1.7602 | 8912 | 1730.41 | 0.16854 | 38343.2 | 12743.9 | 5536.96
420 | 2.5159 | 40053.4 | 3.8175 | 16494.3 | 1.3879 | 0 | 3.4117 | 2369.28 | 1.7838 | 8743.89 | 2369.28 | 2111.27 | 3.1599 | 4531.22 | 943.662 | 0.33595 | 39367.8 | 11708 | 4148.24
421 | 0.02119 | 40053.4 | 3.8968 | 15799.4 | 0.99614 | 0 | 3.4985 | 859.76 | 1.276 | 7725.97 | 859.76 | 2139.53 | 3.2653 | 828.499 | 0 | 0.50837 | 39248 | 11731.8 | 79.9087
422 | 3.3622 | 39859.5 | 2.7244 | 20763.8 | 0.73963 | 0 | 3.2443 | 0 | 1.5102 | 6055.24 | 0 | 1562.32 | 3.1014 | 0 | 0 | 0.11102 | 39188.6 | 13842.9 | 0
423 | 2.783 | 34940.9 | 1.9531 | 21709.8 | 1.3398 | 0 | 2.6783 | 2016.42 | 2.6738 | 2159.14 | 2016.42 | 258.757 | 0.20647 | 1747.99 | 0 | 0.14794 | 37522.2 | 16549.8 | 0
424 | 1.2311 | 17505.3 | 1.3675 | 20898.1 | 0.017952 | 0 | 1.8056 | 2448.16 | 1.2058 | 4285.84 | 2448.16 | 0 | 0.15373 | 15273.9 | 0 | 0.16623 | 36504.6 | 18133.7 | 175.835
425 | 0.71421 | 10136.4 | 0.57457 | 26436.9 | 0 | 0 | 0.66644 | 5618.37 | 0.77469 | 2361.53 | 5618.37 | 0 | 0.87981 | 9390.98 | 885.864 | 0.026259 | 32743.4 | 19397.6 | 0
426 | 0 | 7528.98 | 0 | 27412.4 | 0 | 965.948 | 0 | 8867.44 | 0 | 3215.92 | 8867.44 | 626.763 | 0 | 5695.49 | 2977.73 | 0 | 27826.1 | 22263.4 | 0
427 | 0 | 5301.48 | 0 | 28765 | 0 | 635.648 | 0 | 24469.9 | 0 | 2142.62 | 24469.9 | 3499.07 | 0 | 9494.24 | 7200.32 | 0 | 29064.7 | 37048.6 | 0
428 | 0 | 12132.3 | 0 | 33799.2 | 0 | 589.211 | 0 | 18763.1 | 0 | 1166.65 | 18763.1 | 2839.81 | 0 | 8996.62 | 19928.3 | 0 | 34064.9 | 38211 | 1557.06
429 | 0 | 19195.2 | 0 | 34628.9 | 0 | 0 | 0 | 15413.5 | 0 | 0 | 15413.5 | 1413.81 | 0 | 9018.92 | 16061.1 | 0 | 37893.8 | 39456 | 19279.5
430 | 0 | 38841.9 | 0 | 32467.9 | 0 | 0 | 0 | 20279.6 | 0 | 0 | 20279.6 | 0 | 0 | 7422.82 | 12387.7 | 0 | 37922.3 | 39911.7 | 34950.6
431 | 0 | 40053.4 | 0 | 24299.5 | 0 | 0 | 0 | 28059.2 | 0 | 1203.94 | 28059.2 | 0 | 0 | 8473.21 | 5475.16 | 0 | 38545.4 | 40053.4 | 31233.8
432 | 0 | 39754.2 | 0 | 17123.8 | 0 | 0 | 0 | 20060.6 | 0 | 209.839 | 20060.6 | 656.567 | 0 | 12915.8 | 2430.11 | 0 | 37393.4 | 39745.2 | 36371
433 | 0 | 37798.5 | 0 | 13936.5 | 0 | 0 | 0 | 33592.6 | 0 | 2038.33 | 33592.6 | 0 | 0 | 15096.6 | 1952.42 | 0 | 39228.5 | 39678.4 | 34533.5
434 | 0 | 35481.7 | 0 | 6460.74 | 0 | 0 | 0 | 29800.7 | 0 | 0 | 29800.7 | 1701.79 | 0 | 11651.5 | 1221.83 | 0 | 39922.1 | 39891.8 | 28371.8
435 | 0 | 32587.4 | 0 | 2735.26 | 0 | 0 | 0 | 31386.8 | 0 | 0 | 31386.8 | 3485.2 | 0 | 30820.6 | 952.263 | 0 | 40053.4 | 39712.5 | 30595
436 | 0 | 27252.3 | 0 | 5433.29 | 0 | 0 | 0 | 29330.3 | 0 | 0 | 29330.3 | 0 | 0 | 35783.1 | 1538.35 | 0 | 40053.4 | 39376.4 | 35417.3
437 | 0 | 20896.5 | 0 | 27172 | 0 | 0 | 0 | 28419.8 | 0 | 0 | 28419.8 | 0 | 0 | 38121.5 | 6164.85 | 0 | 40053.4 | 38314.5 | 31123.2
438 | 0 | 20214.5 | 0 | 35050.1 | 0 | 0 | 0 | 33709.4 | 0 | 0 | 33709.4 | 0 | 0 | 38413.9 | 21557.8 | 0 | 40053.4 | 36339.9 | 25384.9
439 | 0 | 18796.1 | 0 | 38344.3 | 0 | 0 | 0 | 33437.1 | 0 | 0 | 33437.1 | 0 | 0 | 35530.2 | 29179 | 0 | 40053.4 | 31354.7 | 26570.1
440 | 0.036538 | 28595.9 | 0.092619 | 36934.3 | 0.020635 | 0 | 0 | 38468.8 | 0 | 0 | 38468.8 | 0 | 0 | 33947.3 | 19412.1 | 0 | 40053.4 | 30384.2 | 6917.96
441 | 0.64835 | 27875.7 | 0.1076 | 34398 | 0.37344 | 0 | 1.004 | 39905.2 | 0.10255 | 0 | 39905.2 | 0 | 1.0933 | 30667.8 | 22516 | 0.085881 | 39396.4 | 18843 | 0
442 | 1.9622 | 13247.7 | 1.7858 | 7932.17 | 0.78994 | 0 | 2.0826 | 39564.1 | 0.072128 | 0 | 39564.1 | 0 | 2.1495 | 37285.2 | 27791.4 | 0.89172 | 39436.4 | 6522.46 | 0
443 | 2.3987 | 13412.3 | 2.1228 | 0 | 2.4964 | 0 | 2.8195 | 38895.6 | 0.78774 | 0 | 38895.6 | 0 | 2.8899 | 39111.9 | 24878.4 | 0.8684 | 39658 | 2565.95 | 0
444 | 2.4505 | 20867.5 | 2.6165 | 25.29 | 1.9583 | 0 | 3.2668 | 37387.7 | 0.66807 | 0 | 37387.7 | 0 | 3.3063 | 38508.9 | 38446 | 1.1596 | 39421.1 | 0 | 0
445 | 3.6827 | 23571 | 2.0362 | 0 | 2.028 | 0 | 3.383 | 37825.7 | 0.93263 | 0 | 37825.7 | 1997.42 | 3.4256 | 36874.8 | 39571.6 | 0.93659 | 39447.4 | 0 | 1120.19
446 | 2.4562 | 15771 | 1.7837 | 0 | 1.043 | 0 | 3.1665 | 38134.4 | 0.50631 | 0 | 38134.4 | 3578.61 | 3.2419 | 37499.2 | 39680.2 | 0.71901 | 39389.1 | 0 | 0
447 | 0.33764 | 9027.01 | 2.3316 | 0 | 0.71317 | 0 | 2.6635 | 39229.9 | 0.075929 | 46.1604 | 39229.9 | 4075.72 | 2.7671 | 39539 | 39510.8 | 0.57826 | 39453.3 | 928.417 | 0
448 | 0.13376 | 2184.33 | 0.97949 | 0 | 1.4086 | 0 | 1.8244 | 37768.4 | 0.25041 | 855.24 | 37768.4 | 5711.59 | 2.003 | 39559.9 | 40053.4 | 0.087735 | 39169.3 | 3058.17 | 0
449 | 0.28744 | 2647.64 | 0.29054 | 0 | 0.076817 | 0 | 0.69891 | 28197.9 | 0.11865 | 2178.4 | 28197.9 | 6534.95 | 0.93229 | 39138.4 | 40039.2 | 0.014124 | 39500.5 | 18367.2 | 0
450 | 0 | 7311.2 | 0 | 723.651 | 0 | 0 | 0 | 26071.4 | 0 | 9771.72 | 26071.4 | 16726.3 | 0 | 39511.7 | 39790.7 | 0 | 39744.9 | 37433.1 | 0
451 | 0 | 14577.8 | 0 | 3684.11 | 0 | 0 | 0 | 34011.1 | 0 | 17273.1 | 34011.1 | 14609.6 | 0 | 40053.4 | 39817.8 | 0 | 39766.4 | 39250.6 | 4218.64
452 | 0 | 14754.6 | 0 | 502.474 | 0 | 0 | 0 | 37007 | 0 | 17147.6 | 37007 | 2482.77 | 0 | 39708.8 | 38567.8 | 0 | 40026.5 | 37784.5 | 11187.6
453 | 0 | 27426.3 | 0 | 2127.31 | 0 | 0 | 0 | 35137.3 | 0 | 27932.1 | 35137.3 | 0 | 0 | 39243.7 | 38676.7 | 0 | 39458.7 | 37147.7 | 36576.1
454 | 0 | 28989.8 | 0 | 4155.42 | 0 | 0 | 0 | 32878.5 | 0 | 29719.3 | 32878.5 | 0 | 0 | 38772 | 38342.7 | 0 | 38559 | 36520.5 | 39955.6
455 | 0 | 31055.7 | 0 | 10689.1 | 0 | 0 | 0 | 33445.1 | 0 | 25571.3 | 33445.1 | 0 | 0 | 39739 | 32695.1 | 0 | 38250.5 | 34528.3 | 40053.4
456 | 0 | 25994.7 | 0 | 22859.1 | 0 | 0 | 0 | 37682.3 | 0 | 20099.6 | 37682.3 | 0 | 0 | 40053.4 | 29523.2 | 0 | 37896.8 | 37102.9 | 40053.4
457 | 0 | 18321.7 | 0 | 28701 | 0 | 0 | 0 | 39203.1 | 0 | 27307.5 | 39203.1 | 377.39 | 0 | 40053.4 | 20278.8 | 0 | 37188.4 | 39686 | 40053.4
458 | 0 | 38422.2 | 0 | 30838.7 | 0 | 0 | 0 | 28049.1 | 0 | 15339 | 28049.1 | 0 | 0 | 40053.4 | 14954.5 | 0 | 38558.2 | 40053.4 | 40053.4
459 | 0 | 38187.3 | 0 | 26196.5 | 0 | 0 | 0 | 39624.3 | 0 | 33365 | 39624.3 | 0 | 0 | 40053.4 | 10521.9 | 0 | 38424.5 | 40053.4 | 40053.4
460 | 0 | 38260.8 | 0 | 15862 | 0 | 0 | 0 | 39620.8 | 0 | 35839.2 | 39620.8 | 0 | 0 | 40053.4 | 7293.88 | 0 | 38347.7 | 40053.4 | 39767.9
461 | 0 | 38336.7 | 0 | 9388.39 | 0 | 0 | 0 | 28613.5 | 0 | 35723.7 | 28613.5 | 3713.97 | 0 | 40053.4 | 11024.8 | 0 | 37072 | 40053.4 | 32481.7
462 | 0 | 35047.8 | 0 | 9568.38 | 0 | 0 | 0 | 39253.8 | 0 | 37844.6 | 39253.8 | 4841.52 | 0 | 40053.4 | 5549.2 | 0 | 34719.4 | 40053.4 | 10056.7
463 | 0 | 28157.7 | 0 | 9318.15 | 0 | 0 | 0 | 38542.7 | 0 | 35448.5 | 38542.7 | 3960.03 | 0 | 40053.4 | 3255.47 | 0 | 34882.1 | 40053.4 | 8831.72
464 | 0.036394 | 27455.4 | 0.31778 | 2425.08 | 0.18998 | 0 | 0 | 39401.9 | 0 | 29635.1 | 39401.9 | 735.102 | 0 | 40053.4 | 3414.76 | 0 | 37375.7 | 40053.4 | 8926.04
465 | 0.76278 | 21861.3 | 1.6425 | 3412.31 | 0.86869 | 0 | 1.0212 | 39315.2 | 1.3288 | 22179.6 | 39315.2 | 618.308 | 1.0481 | 40053.4 | 3910.11 | 0.026683 | 39923.8 | 40053.4 | 6322.54
466 | 1.5708 | 18476.6 | 2.7307 | 2623.51 | 0.5571 | 178.407 | 2.1535 | 38137.9 | 2.5349 | 9280.42 | 38137.9 | 14345.7 | 2.0635 | 40053.4 | 2586.13 | 0.14125 | 40053.4 | 39562.1 | 7812.91
467 | 1.8973 | 6885.95 | 3.4905 | 0 | 1.7968 | 757.801 | 2.959 | 38161.2 | 3.3553 | 3760.23 | 38161.2 | 35215.2 | 2.7904 | 40053.4 | 2197.56 | 0.19193 | 40053.4 | 37585 | 3931.39
468 | 1.3788 | 2647.1 | 3.9099 | 0 | 0.19535 | 1228.49 | 3.4216 | 40052 | 3.8177 | 1970.37 | 40052 | 39209.4 | 3.1577 | 39891.9 | 2899.77 | 0.95433 | 40053.4 | 22832.5 | 6455.54
469 | 1.1037 | 1947.54 | 2.8971 | 0 | 2.2287 | 1985.06 | 3.5341 | 40053.4 | 3.9616 | 821.844 | 40053.4 | 39470.2 | 3.2589 | 39304.8 | 4619.65 | 0.36343 | 40053.4 | 19628.2 | 12859.3
470 | 1.4373 | 6786.01 | 2.5002 | 0 | 1.4911 | 625.863 | 3.3213 | 39609.6 | 3.7673 | 41.2221 | 39609.6 | 38994.9 | 2.7493 | 38323.4 | 9358.92 | 1.2915 | 40053.4 | 17524.1 | 18939.9
471 | 0.61351 | 6791.12 | 1.7689 | 0 | 0.56254 | 0 | 2.7505 | 40053.4 | 3.2617 | 0 | 40053.4 | 34640.8 | 2.0925 | 35642.5 | 14748.6 | 2.3441 | 39320.7 | 9944.25 | 16248.5
472 | 0.098687 | 4588.62 | 0.89371 | 0 | 0.25545 | 1671.44 | 1.8204 | 39968.9 | 2.3895 | 29.3506 | 39968.9 | 31389.1 | 1.1785 | 35712.6 | 18640.7 | 1.4956 | 38325.6 | 4503.63 | 9980.41
473 | 0.18089 | 3845.13 | 0.23773 | 0 | 0.023315 | 2515.46 | 0.62878 | 38947.3 | 1.2085 | 1500.16 | 38947.3 | 36882.2 | 0.74443 | 35355.9 | 18449.4 | 0.385 | 38151.2 | 2140.71 | 19861.8
474 | 0 | 16466.2 | 0 | 0 | 0 | 5109.9 | 0 | 33980.3 | 0 | 5173.28 | 33980.3 | 36782.2 | 0 | 37329.6 | 23297.7 | 0 | 37786.7 | 807.774 | 31082.1
475 | 0 | 34397.1 | 0 | 0 | 0 | 4678.07 | 0 | 24047.7 | 0 | 1159.6 | 24047.7 | 7067.88 | 0 | 34531.1 | 33198.8 | 0 | 39125.6 | 2568.39 | 40053.4
476 | 0 | 32550.2 | 0 | 0 | 0 | 3192.06 | 0 | 22362.5 | 0 | 347.927 | 22362.5 | 5755.29 | 0 | 22690.2 | 30347.5 | 0 | 40039 | 4993.66 | 39984.4
477 | 0 | 25286.3 | 0 | 0 | 0 | 3307.08 | 0 | 21924.1 | 0 | 9744.9 | 21924.1 | 27371.3 | 0 | 10138.7 | 36859.3 | 0 | 39498.3 | 9590.16 | 40053.4
478 | 0 | 21820.5 | 0 | 8707.65 | 0 | 2750.19 | 0 | 5771.25 | 0 | 35226.2 | 5771.25 | 38290.8 | 0 | 26815.3 | 23999.5 | 0 | 39742.1 | 16736 | 40053.4
479 | 0 | 8600.02 | 0 | 20474.7 | 0 | 1258.8 | 0 | 0 | 0 | 4443.11 | 0 | 39031.8 | 0 | 9440.95 | 19997.8 | 0 | 40053.4 | 24110.8 | 40053.4
480 | 0 | 4412.12 | 0 | 20722.3 | 0 | 1169.49 | 0 | 0 | 0 | 3268.37 | 0 | 25660.1 | 0 | 3829.86 | 14134.7 | 0 | 39324.3 | 26272.6 | 40053.4
481 | 0 | 1396.76 | 0 | 7289.99 | 0 | 0 | 0 | 505.106 | 0 | 12841.2 | 505.106 | 20644.7 | 0 | 5036.92 | 10288.1 | 0 | 37499.2 | 20594.9 | 40053.4
482 | 0 | 1686.01 | 0 | 6200.84 | 0 | 0 | 0 | 4760.45 | 0 | 3932.62 | 4760.45 | 23049.2 | 0 | 4401.67 | 6892.5 | 0 | 32166.8 | 15580.6 | 40053.4
483 | 0 | 7700.15 | 0 | 4839.46 | 0 | 0 | 0 | 7732.48 | 0 | 6622.53 | 7732.48 | 25758.8 | 0 | 5244.31 | 14238.2 | 0 | 25072.7 | 15569.7 | 40053.4
484 | 0 | 9994.88 | 0 | 4236.07 | 0 | 0 | 0 | 6784.5 | 0 | 16653 | 6784.5 | 10071.3 | 0 | 5475.8 | 11503.3 | 0 | 20232.3 | 12725.9 | 40053.4
485 | 0 | 9916.4 | 0 | 6404.63 | 0 | 766.27 | 0 | 2480.53 | 0 | 15131 | 2480.53 | 0 | 0 | 8723.48 | 14269 | 0 | 20650.8 | 11549 | 40053.4
486 | 0 | 21974.6 | 0 | 5561.56 | 0 | 1213.67 | 0 | 1172.66 | 0 | 12559.6 | 1172.66 | 0 | 0 | 8522.64 | 12490.4 | 0 | 21069.3 | 10130.1 | 40053.4
487 | 0 | 34060.7 | 0 | 4767.19 | 0 | 1539.62 | 0 | 1532.08 | 0 | 2639.56 | 1532.08 | 0 | 0 | 3086.94 | 14277.9 | 0 | 20317.5 | 1349.82 | 40053.4
488 | 0.075683 | 27862.4 | 0 | 8308.7 | 0.61623 | 1814.35 | 0 | 1817.91 | 0 | 10672.6 | 1817.91 | 0 | 0 | 3564.36 | 14945.9 | 0 | 15989 | 2464.09 | 40053.4
489 | 1.493 | 22824.8 | 0.041221 | 15749 | 1.859 | 606.849 | 0.36653 | 0 | 1.2855 | 2523.34 | 0 | 0 | 0.14969 | 4120.8 | 14079.8 | 0.040975 | 12597.2 | 14583.5 | 40053.4
490 | 2.6273 | 11299.8 | 2.4522 | 6451.84 | 1.3936 | 0 | 0.98329 | 0 | 2.3977 | 0 | 0 | 0 | 0.70553 | 4015.98 | 10787.6 | 0.31866 | 5786.3 | 12366.5 | 40053.4
491 | 3.3765 | 6168.14 | 0.12651 | 370.506 | 2.1511 | 0 | 0.8524 | 0 | 3.1601 | 0 | 0 | 0 | 0.44641 | 2758.16 | 11132.6 | 1.0119 | 1831.67 | 672.592 | 40053.4
492 | 3.7649 | 6226.81 | 0.10184 | 3468.72 | 0.48054 | 0 | 0.55741 | 0 | 3.6177 | 0 | 0 | 0 | 0.11288 | 5419.6 | 17089.2 | 0.72705 | 933.038 | 2272.91 | 40053.4
493 | 3.8386 | 10859.3 | 0.47876 | 4404.75 | 0.3056 | 0 | 0.66155 | 4294.02 | 3.7374 | 0 | 4294.02 | 0 | 0.33827 | 9979.26 | 18421.5 | 0.85255 | 1525.02 | 6537.07 | 40053.4
494 | 3.5798 | 27271.3 | 0.6591 | 10606.2 | 1.9361 | 0 | 0.66701 | 2224.1 | 3.5606 | 0 | 2224.1 | 10401.8 | 0.42602 | 12998 | 13102.3 | 0.69173 | 1799.62 | 9352.67 | 40053.4
495 | 2.9762 | 38281.2 | 0.16631 | 10222.3 | 1.4301 | 0 | 0.57242 | 10703.6 | 3.0808 | 0 | 10703.6 | 24672.4 | 2.6353 | 17006.4 | 14533.7 | 0.67719 | 2615.79 | 13019.5 | 39728
496 | 2.0367 | 39457.6 | 0.32055 | 5463.37 | 0.54125 | 0 | 1.5475 | 18032.3 | 2.2866 | 1921.98 | 18032.3 | 18541.9 | 1.9067 | 17060 | 15727.6 | 0.31674 | 6662.3 | 14954.8 | 38255.8
497 | 0.78162 | 39388 | 0.86904 | 5440.57 | 0.048651 | 0 | 0.12732 | 11157.4 | 1.151 | 2353.65 | 11157.4 | 8907.33 | 0.88399 | 26211.7 | 15455.7 | 0.058195 | 8122.56 | 31783.5 | 39662.9
498 | 0 | 39458.6 | 0 | 10712.8 | 0 | 0 | 0 | 2939.54 | 0 | 24361.8 | 2939.54 | 4749.93 | 0 | 18812.6 | 15403.1 | 0 | 9556.69 | 39187.7 | 40053.4
499 | 0 | 39540.6 | 0 | 18060.8 | 0 | 0 | 0 | 9306.55 | 0 | 19850.7 | 9306.55 | 33063.1 | 0 | 19877.8 | 13768.9 | 0 | 11529 | 38002.7 | 40053.4
500 | 0 | 40053.4 | 0 | 25507.3 | 0 | 0 | 0 | 6978.74 | 0 | 30806.3 | 6978.74 | 39198.2 | 0 | 22008.4 | 18893.4 | 0 | 18446.2 | 37054.4 | 40053.4
501 | 0 | 40053.4 | 0 | 11973.6 | 0 | 0 | 0 | 0 | 0 | 33354.1 | 0 | 39455.6 | 0 | 24038 | 14936.9 | 0 | 24024.6 | 34338.4 | 40053.4
502 | 0 | 40053.4 | 0 | 6153.02 | 0 | 0 | 0 | 17614.9 | 0 | 16516.9 | 17614.9 | 26401.9 | 0 | 31405.3 | 10702.3 | 0 | 26127 | 38292.9 | 40053.4
503 | 0 | 40053.4 | 0 | 31414.8 | 0 | 0 | 0 | 29203.9 | 0 | 38007.6 | 29203.9 | 24414.2 | 0 | 26505.5 | 7852.31 | 0 | 32344.9 | 39597.3 | 40053.4
504 | 0 | 39598.4 | 0 | 40053.4 | 0 | 0 | 0 | 37052.2 | 0 | 27080.2 | 37052.2 | 26650.6 | 0 | 33637 | 6810.7 | 0 | 33532.6 | 39961.6 | 39691.5
505 | 0 | 39605 | 0 | 40053.4 | 0 | 0 | 0 | 38290.2 | 0 | 28578.4 | 38290.2 | 2403.08 | 0 | 32410.5 | 6695.79 | 0 | 37283.4 | 39940.7 | 39862.4
506 | 0 | 39265.2 | 0 | 40053.4 | 0 | 0 | 0 | 37904.3 | 0 | 35940.6 | 37904.3 | 143.797 | 0 | 22677.7 | 4961.72 | 0 | 37378.5 | 39084.1 | 39818.6
507 | 0 | 36938.7 | 0 | 40053.4 | 0 | 0 | 0 | 25077.5 | 0 | 27299 | 25077.5 | 0 | 0 | 12764.5 | 3692.02 | 0 | 39118.8 | 37387.4 | 35846.3
508 | 0 | 37527.2 | 0 | 39796.4 | 0 | 0 | 0 | 38370.5 | 0 | 20152.8 | 38370.5 | 0 | 0 | 10888.3 | 3157.84 | 0 | 39770.8 | 37130.4 | 23255
509 | 0 | 36736.4 | 0 | 38256.7 | 0 | 0 | 0 | 35951.6 | 0 | 4943.62 | 35951.6 | 0 | 0 | 11819.5 | 2945.51 | 0 | 40053.4 | 37184.8 | 27360.9
510 | 0 | 32502 | 0 | 37704.7 | 0 | 0 | 0 | 20786.3 | 0 | 3796.48 | 20786.3 | 0 | 0 | 16948.3 | 2455.85 | 0 | 40053.4 | 37238.9 | 31111.3
511 | 0 | 27626.3 | 0 | 37075.7 | 0 | 0 | 0 | 15804 | 0 | 5511.72 | 15804 | 0 | 0 | 19253.8 | 2011.61 | 0 | 40053.4 | 36149.6 | 32040
512 | 0 | 35871.6 | 0.37831 | 32408.5 | 0.62594 | 0 | 0 | 38245.4 | 0 | 2512.2 | 38245.4 | 5313.69 | 0 | 27073.6 | 1562.13 | 0 | 40053.4 | 36207.6 | 33761.6
513 | 0.038334 | 36942.6 | 1.7283 | 30181.2 | 1.8007 | 361.29 | 0.99278 | 38431.6 | 0.15132 | 4572.96 | 38431.6 | 25638 | 0.4389 | 33925.4 | 593.557 | 0.48356 | 40053.4 | 36705.2 | 13226.6
514 | 0.41584 | 27182.5 | 2.8405 | 25410 | 0.57668 | 1843.97 | 2.1933 | 39677 | 0.5066 | 10600.2 | 39677 | 15835.3 | 1.0539 | 36001 | 0 | 1.6462 | 40053.4 | 37357.4 | 580.013
515 | 1.1343 | 24214.4 | 3.6023 | 31844.6 | 0.17502 | 0 | 2.1015 | 40053.4 | 0.94802 | 15348.7 | 40053.4 | 30491.5 | 2.2239 | 35198.4 | 0 | 2.5937 | 40053.4 | 36106.7 | 0
516 | 1.3266 | 27397.2 | 4.0153 | 33122.1 | 1.7868 | 0 | 3.0949 | 39987.1 | 1.1237 | 9669.99 | 39987.1 | 17048.7 | 3.2675 | 32015.8 | 0 | 3.1758 | 40053.4 | 37957.3 | 0
517 | 2.9281 | 29683.5 | 4.0846 | 21526.2 | 2.2285 | 0 | 2.0662 | 40053.4 | 1.2926 | 5962.83 | 40053.4 | 17279.8 | 2.5114 | 26821.2 | 660.11 | 3.3486 | 39920.6 | 38351.6 | 0
518 | 3.5803 | 20618.2 | 3.8301 | 7392.13 | 1.6731 | 0 | 3.0745 | 39960.7 | 1.9047 | 5255.15 | 39960.7 | 20890.5 | 3.2165 | 19305.3 | 734.646 | 3.1644 | 38128.1 | 37554.2 | 0
519 | 2.9917 | 14677.3 | 2.7389 | 6118.1 | 1.0052 | 2110.06 | 2.4243 | 40053.4 | 1.4286 | 4690.46 | 40053.4 | 22366.4 | 2.1332 | 6446.91 | 690.133 | 2.6146 | 31333.4 | 36692.4 | 812.498
520 | 2.0493 | 12541.8 | 1.3523 | 4900.76 | 0.86435 | 1717.38 | 1.2304 | 39740.1 | 0.96365 | 5431.8 | 39740.1 | 20456.3 | 1.9876 | 5661.41 | 1109.33 | 1.7248 | 20868.8 | 35192.8 | 0
521 | 0.82207 | 8028.69 | 0.82329 | 2953.98 | 0.072115 | 481.093 | 0.052955 | 39755.1 | 0.46927 | 5366.03 | 39755.1 | 24660.7 | 0.92321 | 7412.87 | 1237.79 | 0.53918 | 11061.2 | 34464.9 | 171.699
522 | 0 | 6921.53 | 0 | 4564.94 | 0 | 0 | 0 | 39492.8 | 0 | 4617.46 | 39492.8 | 17242.4 | 0 | 13748.1 | 1063.49 | 0 | 4390.75 | 34550.7 | 1456.78
523 | 0 | 5788.05 | 0 | 6050.51 | 0 | 985.569 | 0 | 40053.4 | 0 | 3333.47 | 40053.4 | 16787.5 | 0 | 19769.8 | 1799.1 | 0 | 5023.83 | 22079.8 | 3173.45
524 | 0 | 10991.4 | 0 | 11834.2 | 0 | 560.484 | 0 | 40053.4 | 0 | 5767.36 | 40053.4 | 12560.3 | 0 | 27191.9 | 2813.38 | 0 | 17689.5 | 24787.3 | 444.556
525 | 0 | 10294.3 | 0 | 12251.9 | 0 | 2561.29 | 0 | 40053.4 | 0 | 9635.8 | 40053.4 | 5619.86 | 0 | 33844.8 | 5845.95 | 0 | 19858.5 | 31893.8 | 939.718
526 | 0 | 9430.46 | 0 | 13196.3 | 0 | 2377.35 | 0 | 40053.4 | 0 | 4829.89 | 40053.4 | 11355.9 | 0 | 32054.4 | 4687.25 | 0 | 26880 | 30941.1 | 0
527 | 0 | 5637.42 | 0 | 17197.5 | 0 | 1644.98 | 0 | 40053.4 | 0 | 2413.31 | 40053.4 | 2919.42 | 0 | 27478.6 | 5177.52 | 0 | 24046.9 | 33259.8 | 687.603
528 | 0 | 19435.3 | 0 | 14441.2 | 0 | 806.365 | 0 | 40053.4 | 0 | 2105.5 | 40053.4 | 1196.31 | 0 | 33213.5 | 5301.16 | 0 | 22143 | 38582.2 | 0
529 | 0 | 26694.9 | 0 | 9316.51 | 0 | 5387.89 | 0 | 40053.4 | 0 | 1270.15 | 40053.4 | 509.424 | 0 | 32259.5 | 6185.85 | 0 | 12168.8 | 39454 | 0
530 | 0 | 17556.6 | 0 | 8247.85 | 0 | 6223.77 | 0 | 40053.4 | 0 | 1252.95 | 40053.4 | 1702.4 | 0 | 29377 | 5819.55 | 0 | 8330.87 | 39582.1 | 0
531 | 0 | 17048.3 | 0 | 15652.1 | 0 | 683.554 | 0 | 40053.4 | 0 | 3657.96 | 40053.4 | 5290.9 | 0 | 27452 | 4081.51 | 0 | 5803.16 | 39499.9 | 2887.24
532 | 0 | 7545.6 | 0 | 15495.5 | 0 | 7493.31 | 0 | 38551.6 | 0 | 1207.62 | 38551.6 | 4930.82 | 0 | 26673.8 | 3738.44 | 0 | 4328.23 | 39379.5 | 3406.69
533 | 0 | 1241.97 | 0 | 20117.4 | 0 | 10503.8 | 0 | 32054.9 | 0 | 0 | 32054.9 | 1812.3 | 0 | 26553.1 | 3654.88 | 0 | 6255.51 | 38448.6 | 1394.14
534 | 0 | 4326.43 | 0 | 28269.2 | 0 | 13767.6 | 0 | 28736.9 | 0 | 0 | 28736.9 | 1778.88 | 0 | 33731.3 | 4128.5 | 0 | 8588.58 | 37003 | 0
535 | 0 | 9240.56 | 0 | 34934.4 | 0 | 23606.5 | 0 | 28672.8 | 0 | 1882.01 | 28672.8 | 2459.39 | 0 | 38279.7 | 6977.83 | 0 | 6577.35 | 37630.1 | 7200.57
536 | 0.017661 | 24990.8 | 0.35895 | 31858.4 | 0.62932 | 17988.9 | 0 | 33570.3 | 0 | 656.402 | 33570.3 | 2649.84 | 0 | 39501.7 | 19532.8 | 0 | 5280.42 | 38222.6 | 9653.12
537 | 0.18394 | 15268.5 | 1.6515 | 37118.3 | 1.8271 | 2434.92 | 0.97332 | 30552.9 | 0.17054 | 0 | 30552.9 | 8495.75 | 0.036781 | 40053.4 | 13935.7 | 0.53694 | 8321.5 | 39875.8 | 14061.1
538 | 0.53312 | 6543.08 | 2.7334 | 35069.5 | 2.7654 | 0 | 2.1474 | 25925.1 | 0.61938 | 106.54 | 25925.1 | 6427.34 | 0.3226 | 39404.4 | 24260.7 | 1.6674 | 11266.7 | 39451.6 | 4739.4
539 | 1.3796 | 9673.8 | 3.4705 | 32476.3 | 3.3605 | 0 | 2.5627 | 17593.9 | 1.6979 | 0 | 17593.9 | 7049.69 | 0.86892 | 39325.7 | 32639.9 | 0.48641 | 5312.79 | 39323.7 | 0
540 | 3.7825 | 4039.78 | 3.8518 | 34133.9 | 3.6227 | 0 | 2.4835 | 11292.8 | 3.3572 | 0 | 11292.8 | 5211.92 | 0.8281 | 38075 | 32874.5 | 1.3909 | 0 | 39425.7 | 0
541 | 3.848 | 1588.43 | 3.8899 | 31485 | 3.5571 | 11715.6 | 2.6024 | 8760.54 | 3.4825 | 0 | 8760.54 | 6221.28 | 0.51467 | 39333.9 | 30030.5 | 2.1051 | 0 | 39492.4 | 925.132
542 | 3.5849 | 2773.53 | 3.6457 | 30861.2 | 1.9778 | 12322.6 | 2.3638 | 10777.2 | 3.3117 | 0 | 10777.2 | 5862.06 | 0.51869 | 40023.2 | 32182.9 | 1.8794 | 0 | 39757.4 | 390.439
543 | 2.9832 | 5557.38 | 3.0915 | 20926.5 | 1.4794 | 16893.9 | 2.4273 | 9096.88 | 2.8748 | 0 | 9096.88 | 9350.38 | 0.55958 | 40053.4 | 32535.7 | 1.6003 | 0 | 39908.9 | 91.0408
544 | 2.0525 | 6421.6 | 2.2207 | 15721.3 | 0.19415 | 29959.7 | 1.0161 | 9000.48 | 1.3378 | 0 | 9000.48 | 12068 | 0.40558 | 40053.4 | 37948.7 | 0.74607 | 0 | 39817.4 | 219.081
545 | 0.82778 | 13733.6 | 1.0535 | 18594.5 | 0.022757 | 32656.3 | 0.76964 | 7440.51 | 0.73136 | 0 | 7440.51 | 11826.6 | 0.04019 | 40053.4 | 35430 | 0.18648 | 0 | 39477.9 | 682.957
546 | 0 | 18466.9 | 0 | 23104.1 | 0 | 15254.1 | 0 | 3251.06 | 0 | 742.264 | 3251.06 | 26268.8 | 0 | 40053.4 | 36590.8 | 0 | 0 | 38957.3 | 1041.71
547 | 0 | 24850.8 | 0 | 26850.6 | 0 | 1713.39 | 0 | 3949.72 | 0 | 4924.44 | 3949.72 | 17314.8 | 0 | 40053.4 | 29971.7 | 0 | 0 | 40053.4 | 483.344
548 | 0 | 32241.2 | 0 | 30085 | 0 | 2009.39 | 0 | 4046.75 | 0 | 14168.7 | 4046.75 | 2751.43 | 0 | 40053.4 | 28246.8 | 0 | 6915.89 | 40053.4 | 4361.06
549 | 0 | 28605.8 | 0 | 33257 | 0 | 5595.38 | 0 | 693.951 | 0 | 22414.5 | 693.951 | 0 | 0 | 40053.4 | 22737.7 | 0 | 12682.6 | 40053.4 | 5193.78
550 | 0 | 12629.1 | 0 | 32732.1 | 0 | 18127.7 | 0 | 0 | 0 | 28338.7 | 0 | 0 | 0 | 40053.4 | 21402.1 | 0 | 14038.2 | 40053.4 | 3941.27
551 | 0 | 17037.7 | 0 | 36184.2 | 0 | 9273.93 | 0 | 0 | 0 | 20139.9 | 0 | 0 | 0 | 40053.4 | 10339.9 | 0 | 19639 | 40053.4 | 269.63
552 | 0 | 7081.96 | 0 | 32690.1 | 0 | 4975.73 | 0 | 0 | 0 | 15230.9 | 0 | 0 | 0 | 40053.4 | 11647.8 | 0 | 22389.6 | 40053.4 | 0
553 | 0 | 3238.8 | 0 | 21930 | 0 | 11850.6 | 0 | 0 | 0 | 12960.9 | 0 | 0 | 0 | 40053.4 | 5125.12 | 0 | 23893.9 | 40053.4 | 0
554 | 0 | 32233.8 | 0 | 20350.7 | 0 | 18125.4 | 0 | 0 | 0 | 20191.8 | 0 | 0 | 0 | 40053.4 | 421.145 | 0 | 28344.6 | 40053.4 | 0
555 | 0 | 39382.3 | 0 | 23758.5 | 0 | 24597.6 | 0 | 0 | 0 | 28687.7 | 0 | 0 | 0 | 40053.4 | 781.576 | 0 | 32568.8 | 40053.4 | 0
556 | 0 | 37850.2 | 0 | 18922.2 | 0 | 15713.9 | 0 | 0 | 0 | 24126.3 | 0 | 0 | 0 | 40053.4 | 0 | 0 | 27742 | 40053.4 | 1735.16
557 | 0 | 31635.4 | 0 | 16270.4 | 0 | 1403.42 | 0 | 0 | 0 | 19067.7 | 0 | 277.835 | 0 | 40053.4 | 0 | 0 | 21496.3 | 40053.4 | 166.629
558 | 0 | 33899.5 | 0 | 27377.6 | 0 | 2931.76 | 0 | 0 | 0 | 8107.41 | 0 | 13142.2 | 0 | 40053.4 | 0 | 0 | 15369 | 40053.4 | 0
559 | 0 | 35807.4 | 0 | 36340.1 | 0 | 1393.8 | 0 | 0 | 0 | 14512.8 | 0 | 38013.5 | 0 | 40053.4 | 0 | 0 | 24594.9 | 40053.4 | 0
560 | 0.089067 | 36483.7 | 0.34306 | 24475.7 | 0.021183 | 117.046 | 0 | 0 | 0 | 38949.2 | 0 | 39622.6 | 0 | 40053.4 | 0 | 0 | 28301.9 | 40053.4 | 0
561 | 1.5212 | 23631.8 | 1.6234 | 9730.2 | 0.041548 | 968.096 | 1.0198 | 0 | 0.12654 | 3246.38 | 0 | 18496.2 | 0.25123 | 40053.4 | 0 | 0.61066 | 26983.4 | 40053.4 | 1813.2
562 | 2.5736 | 10244.6 | 1.3457 | 3228.86 | 0.072666 | 0 | 2.1972 | 587.452 | 0.42766 | 36777.9 | 587.452 | 40053.4 | 1.9969 | 40053.4 | 0 | 0.84658 | 32248.4 | 40053.4 | 5797.76
563 | 3.2745 | 6525.05 | 3.4233 | 78.9499 | 0.15538 | 754.896 | 3.0566 | 7137.16 | 1.1279 | 37467 | 7137.16 | 26793 | 2.7269 | 40053.4 | 72.7868 | 2.4937 | 34064.9 | 39269.8 | 599.552
564 | 3.159 | 3803.29 | 3.0838 | 0 | 0.22332 | 0 | 3.5568 | 8362.12 | 1.1585 | 32184 | 8362.12 | 32081.3 | 0.36855 | 40033.4 | 879.499 | 0.75333 | 35729.5 | 36867.2 | 0
565 | 2.2779 | 1193.66 | 2.8715 | 0 | 0.23967 | 3780.39 | 3.0655 | 9402.37 | 1.5951 | 34823.6 | 9402.37 | 33453.2 | 0.22586 | 39394.6 | 4630.31 | 0.99339 | 39129.2 | 38067.6 | 0
566 | 2.9039 | 0 | 3.6437 | 157.047 | 0.31049 | 1059.03 | 0.87208 | 13237 | 3.4156 | 27179.1 | 13237 | 12036.2 | 0.78669 | 37940.4 | 5621.45 | 2.9221 | 40053.4 | 38927.3 | 0
567 | 2.4628 | 0 | 3.0789 | 1361.76 | 0.10854 | 4283.75 | 2.4326 | 15605.1 | 2.9853 | 34254.3 | 15605.1 | 16345.3 | 2.8797 | 37080.5 | 5364.08 | 2.0058 | 40053.4 | 37878.4 | 907.875
568 | 1.2308 | 0 | 2.2014 | 2037 | 0.053337 | 5808.87 | 2.1048 | 20162.6 | 0.30165 | 28133.3 | 20162.6 | 13274.5 | 2.1361 | 34337.1 | 7032.4 | 0.42633 | 40053.4 | 37178.6 | 756.272
569 | 0.58555 | 0 | 1.0536 | 1773.55 | 0.0062505 | 5655.76 | 0.88442 | 21123.4 | 0.57313 | 32657.3 | 21123.4 | 17455.2 | 1.0192 | 30850.8 | 8225.92 | 0.10247 | 40053.4 | 35315.2 | 0
570 | 0 | 0 | 0 | 4565.98 | 0 | 1005.27 | 0 | 6654.35 | 0 | 13413.1 | 6654.35 | 8817.71 | 0 | 27075.8 | 9096.15 | 0 | 40053.4 | 31680.5 | 0
571 | 0 | 1395.18 | 0 | 8954.94 | 0 | 0 | 0 | 7294.85 | 0 | 24377.5 | 7294.85 | 16558.5 | 0 | 21830.8 | 10484.2 | 0 | 40053.4 | 39315.5 | 0
572 | 0 | 4469.03 | 0 | 13361 | 0 | 0 | 0 | 0 | 0 | 14518.1 | 0 | 16137.4 | 0 | 14369.2 | 11827.6 | 0 | 40053.4 | 39705.1 | 0
573 | 0 | 11643.2 | 0 | 32746.9 | 0 | 0 | 0 | 0 | 0 | 2193.5 | 0 | 6837.7 | 0 | 8851.21 | 17121 | 0 | 39781.3 | 39774.2 | 0
574 | 0 | 8667.06 | 0 | 36598.9 | 0 | 0 | 0 | 0 | 0 | 17013 | 0 | 1134.41 | 0 | 11522.8 | 23762.1 | 0 | 40053.4 | 39105 | 0
575 | 0 | 12431.5 | 0 | 33777.6 | 0 | 0 | 0 | 0 | 0 | 10123.2 | 0 | 1061.57 | 0 | 5853.23 | 28812.7 | 0 | 39733.4 | 38498.1 | 0
576 | 0 | 13034.1 | 0 | 31849 | 0 | 0 | 0 | 2992.1 | 0 | 3495.23 | 2992.1 | 0 | 0 | 5004.05 | 30950.8 | 0 | 39285.3 | 37679.1 | 0
577 | 0 | 9377.46 | 0 | 29204.1 | 0 | 0 | 0 | 1304.87 | 0 | 1880.34 | 1304.87 | 0 | 0 | 6912.7 | 29319.7 | 0 | 37980.3 | 35725.2 | 0
578 | 0 | 6593.56 | 0 | 33307.3 | 0 | 0 | 0 | 0 | 0 | 1662.32 | 0 | 0 | 0 | 3981.38 | 28032.4 | 0 | 39099.4 | 33332.4 | 333.09
579 | 0 | 5763.2 | 0 | 36793.3 | 0 | 0 | 0 | 0 | 0 | 989.625 | 0 | 0 | 0 | 2328.32 | 30510.9 | 0 | 38797.5 | 27106.5 | 199.848
580 | 0 | 2884.56 | 0 | 37693.4 | 0 | 0 | 0 | 0 | 0 | 233.808 | 0 | 0 | 0 | 1559.01 | 27721.6 | 0 | 38409.7 | 19492.8 | 314.026
581 | 0 | 6711.52 | 0 | 38269.5 | 0 | 0 | 0 | 2448.04 | 0 | 0 | 2448.04 | 0 | 0 | 1602.71 | 23139.2 | 0 | 37779.5 | 20185.7 | 727.737
582 | 0 | 11211 | 0 | 37551.1 | 0 | 0 | 0 | 0 | 0 | 0 | 0 | 0 | 0 | 1046.82 | 21563.7 | 0 | 36908 | 21589.9 | 1023.79
583 | 0 | 17172.9 | 0 | 36986.3 | 0 | 0 | 0 | 0 | 0 | 0 | 0 | 0 | 0 | 0 | 27950.1 | 0 | 30879 | 17633.5 | 2457.3
584 | 0.086223 | 20131.6 | 0.3945 | 39160 | 0.61692 | 0 | 0 | 0 | 0 | 0 | 0 | 0 | 0 | 0 | 29028.6 | 0 | 34314.5 | 19570.6 | 0
585 | 1.4682 | 5299.68 | 1.7251 | 39043.7 | 0.12222 | 0 | 0.22884 | 0 | 1.2943 | 0 | 0 | 571.698 | 0.46835 | 0 | 29566.4 | 0.54332 | 25873.1 | 10524.4 | 0
586 | 2.6206 | 3217.97 | 2.8284 | 39946.7 | 0.31793 | 0 | 0.64681 | 0 | 2.4338 | 0 | 0 | 4504.35 | 0.31335 | 3198.92 | 35529.5 | 1.6268 | 28200.2 | 3885.72 | 0
587 | 3.4217 | 930.849 | 3.5864 | 39175.4 | 0.61694 | 0 | 1.084 | 0 | 3.1951 | 0 | 0 | 6058.2 | 1.1213 | 5564.99 | 28786.9 | 0.98781 | 29940.4 | 1833.69 | 0
588 | 3.8928 | 213.762 | 4.0048 | 39439.8 | 0.71445 | 0 | 1.7405 | 0 | 3.6216 | 0 | 0 | 6760.23 | 2.0112 | 6409.52 | 25829.2 | 2.9818 | 34812 | 580.138 | 0
589 | 3.9911 | 0 | 4.0789 | 39269 | 0.37079 | 0 | 3.4448 | 0 | 3.7186 | 0 | 0 | 7428.44 | 2.4223 | 5685.32 | 24439.4 | 3.2043 | 34154.4 | 0 | 364.573
590 | 2.2856 | 3847.58 | 3.8182 | 38599.2 | 3.3125 | 0 | 1.4248 | 2656.97 | 3.5463 | 0 | 2656.97 | 6540.9 | 2.4983 | 5834.09 | 20574.9 | 3.0574 | 36730.1 | 0 | 0
591 | 1.5423 | 6244.98 | 3.2414 | 37288.3 | 2.5498 | 0 | 1.574 | 3477.61 | 3.0911 | 791.784 | 3477.61 | 7008.3 | 2.1354 | 7223.26 | 17932 | 2.524 | 36974.7 | 0 | 1131.41
592 | 1.0437 | 4698.3 | 2.3292 | 35142.1 | 1.4689 | 0 | 1.6889 | 2204.84 | 2.3258 | 0 | 2204.84 | 6297.8 | 2.0125 | 9414.37 | 15319.9 | 1.6679 | 37557.1 | 0 | 111.783
593 | 0.13292 | 4376.03 | 1.1101 | 35415 | 0.25233 | 0 | 0.58841 | 1771.22 | 1.2044 | 0 | 1771.22 | 4471.61 | 0.95702 | 15156.6 | 14782.2 | 0.56993 | 27162.6 | 0 | 0
594 | 0 | 8403.8 | 0 | 30992.2 | 0 | 0 | 0 | 1660.31 | 0 | 0 | 1660.31 | 1915.65 | 0 | 13716.7 | 10395.8 | 0 | 12531.2 | 0 | 0
595 | 0 | 14136.7 | 0 | 25295.3 | 0 | 0 | 0 | 1232.03 | 0 | 0 | 1232.03 | 0 | 0 | 14796.4 | 16432.3 | 0 | 851.258 | 0 | 0
596 | 0 | 12149.8 | 0 | 29119.1 | 0 | 0 | 0 | 0 | 0 | 0 | 0 | 57.0677 | 0 | 8429.2 | 16580.2 | 0 | 0 | 0 | 0
597 | 0 | 20906.2 | 0 | 36539.6 | 0 | 0 | 0 | 0 | 0 | 689.742 | 0 | 0 | 0 | 4088.05 | 14634.4 | 0 | 0 | 0 | 0
598 | 0 | 17499 | 0 | 34733 | 0 | 0 | 0 | 1839.99 | 0 | 1172.89 | 1839.99 | 0 | 0 | 6233.64 | 8775.62 | 0 | 11793 | 0 | 2319.99
599 | 0 | 15079.6 | 0 | 25931.3 | 0 | 0 | 0 | 897.348 | 0 | 3772.5 | 897.348 | 0 | 0 | 8279.47 | 3637.07 | 0 | 14540.7 | 0 | 1596.56
600 | 0 | 14085.4 | 0 | 21380.3 | 0 | 0 | 0 | 0 | 0 | 5332.9 | 0 | 8784.05 | 0 | 9805.69 | 857.313 | 0 | 4064.37 | 0 | 0
601 | 0 | 10340.9 | 0 | 11779.2 | 0 | 0 | 0 | 0 | 0 | 2438.66 | 0 | 27943.7 | 0 | 15666.3 | 101.275 | 0 | 39274 | 0 | 1859.21
602 | 0 | 7998.15 | 0 | 13284.3 | 0 | 0 | 0 | 0 | 0 | 4044.93 | 0 | 27350.1 | 0 | 12169.8 | 0 | 0 | 39649.5 | 0 | 0
603 | 0 | 8821.72 | 0 | 16029.1 | 0 | 0 | 0 | 0 | 0 | 6756.44 | 0 | 18026.4 | 0 | 9055.59 | 0 | 0 | 39628.2 | 0 | 0
604 | 0 | 11732.5 | 0 | 13978.7 | 0 | 0 | 0 | 0 | 0 | 12132.3 | 0 | 2561.81 | 0 | 6465.84 | 0 | 0 | 40053.4 | 2871.15 | 0
605 | 0 | 22695 | 0 | 15388.4 | 0 | 0 | 0 | 0 | 0 | 10895.8 | 0 | 6870.92 | 0 | 4577.87 | 0 | 0 | 40053.4 | 3303.81 | 0
606 | 0 | 12628.9 | 0 | 16250.2 | 0 | 0 | 0 | 0 | 0 | 0 | 0 | 2594.51 | 0 | 1883.13 | 0 | 0 | 40053.4 | 3512.8 | 0
607 | 0 | 6430.76 | 0 | 16769.7 | 0 | 0 | 0 | 0 | 0 | 0 | 0 | 6114.64 | 0 | 1071.35 | 0 | 0 | 40053.4 | 2050.38 | 0
608 | 0.11346 | 11439.7 | 0.3731 | 35375.9 | 0.017608 | 0 | 0 | 0 | 0 | 4618.84 | 0 | 16184.7 | 0 | 1387.07 | 1142.54 | 0 | 40053.4 | 3440.08 | 100.994
609 | 1.6993 | 649.733 | 1.6673 | 15662.2 | 0.069026 | 0 | 0.17359 | 0 | 0.25809 | 2983 | 0 | 6963.55 | 0.12674 | 1800.73 | 3539.61 | 0.2932 | 40053.4 | 2926.9 | 760.149
610 | 2.8781 | 4080.03 | 2.7323 | 7776.68 | 0.21288 | 0 | 0.57407 | 0 | 0.37429 | 0 | 0 | 1053.61 | 0.018078 | 5091.21 | 2921.54 | 0.87425 | 40053.4 | 6710.15 | 0
611 | 3.6891 | 0 | 3.4713 | 10767.9 | 1.147 | 0 | 1.7562 | 0 | 2.3118 | 0 | 0 | 4400.67 | 0.57604 | 5353.03 | 606.282 | 1.3316 | 40053.4 | 972.883 | 0
612 | 4.126 | 0 | 3.8821 | 16491.1 | 0.29509 | 0 | 1.8873 | 1862.32 | 2.3513 | 0 | 1862.32 | 5681.71 | 0.28647 | 6318.77 | 2751.07 | 3.2847 | 40053.4 | 2251.75 | 0
613 | 4.1949 | 0 | 3.9689 | 8316.19 | 0.51675 | 0 | 2.0517 | 2531.43 | 2.0648 | 144.218 | 2531.43 | 8790.01 | 0.36316 | 9793.72 | 4554.78 | 3.4476 | 40053.4 | 5078.51 | 0
614 | 3.912 | 6947.54 | 3.7351 | 2616.65 | 0.43031 | 678.423 | 2.0738 | 3501.21 | 1.8458 | 2919.78 | 3501.21 | 10259.8 | 0.45221 | 19877.9 | 7517.56 | 3.2637 | 40053.4 | 10405.7 | 0
615 | 3.2753 | 19449.9 | 3.1832 | 1466.07 | 0.28811 | 1922.24 | 1.7355 | 6180.67 | 0.97023 | 698.987 | 6180.67 | 11899.3 | 0.31563 | 11672.7 | 8363.8 | 2.7341 | 40053.4 | 16315.6 | 0
616 | 2.2736 | 29007.1 | 2.2968 | 4219.36 | 0.069219 | 6346.43 | 0.70218 | 6615.38 | 1.1754 | 1164.59 | 6615.38 | 13432.6 | 0.4737 | 10216.8 | 6948.07 | 1.8488 | 40053.4 | 18526 | 0
617 | 0.95885 | 40053.4 | 0.58355 | 5192.15 | 0.036865 | 8076.75 | 0.2449 | 3932.09 | 1.0837 | 102.403 | 3932.09 | 13998.3 | 0.078973 | 12105.7 | 6809.19 | 0.68626 | 40053.4 | 20596.9 | 762.109
618 | 0 | 39355.4 | 0 | 13877.3 | 0 | 11522.2 | 0 | 2497.35 | 0 | 3833.81 | 2497.35 | 31017.6 | 0 | 16667.7 | 11383.4 | 0 | 40053.4 | 22843.6 | 2436.89
619 | 0 | 29378.7 | 0 | 27251.8 | 0 | 16371.1 | 0 | 13.4132 | 0 | 1463.92 | 13.4132 | 36611.4 | 0 | 21213.5 | 13190.7 | 0 | 40053.4 | 18762.4 | 0
620 | 0 | 34160.6 | 0 | 27857.1 | 0 | 13814.6 | 0 | 182.782 | 0 | 0 | 182.782 | 4958.03 | 0 | 20732.5 | 10542.1 | 0 | 40053.4 | 26725.7 | 0
621 | 0 | 39132.7 | 0 | 30618.3 | 0 | 0 | 0 | 4576.64 | 0 | 174.883 | 4576.64 | 24833.5 | 0 | 20164.9 | 8275.75 | 0 | 40053.4 | 32689.8 | 1855.06
622 | 0 | 39836.9 | 0 | 31301.7 | 0 | 2975.61 | 0 | 5009.31 | 0 | 1117.55 | 5009.31 | 25249.4 | 0 | 29963.1 | 11093.8 | 0 | 39911.2 | 38373.5 | 1269.15
623 | 0 | 39391.2 | 0 | 34585.9 | 0 | 13138.9 | 0 | 8390.77 | 0 | 738.34 | 8390.77 | 2718.08 | 0 | 34062.9 | 20397.4 | 0 | 39682.4 | 39714.7 | 0
624 | 0 | 39551.4 | 0 | 31704.2 | 0 | 994.3 | 0 | 3028.01 | 0 | 7416.84 | 3028.01 | 978.227 | 0 | 37190.6 | 31866.9 | 0 | 39190.5 | 40053.4 | 0
625 | 0 | 39622.4 | 0 | 24583.2 | 0 | 0 | 0 | 0 | 0 | 25030.8 | 0 | 0 | 0 | 40053.4 | 33927.3 | 0 | 36287.5 | 40053.4 | 0
626 | 0 | 39438 | 0 | 21932.4 | 0 | 17929.6 | 0 | 0 | 0 | 23699.3 | 0 | 3239.58 | 0 | 40053.4 | 36489.9 | 0 | 32813.4 | 40053.4 | 6383.33
627 | 0 | 37333 | 0 | 21637.8 | 0 | 4197.07 | 0 | 2103.07 | 0 | 11233 | 2103.07 | 0 | 0 | 40053.4 | 36510.4 | 0 | 24080.2 | 40053.4 | 12668.2
628 | 0 | 34349.5 | 0 | 28756 | 0 | 12667.7 | 0 | 0 | 0 | 12260 | 0 | 0 | 0 | 40053.4 | 36000.3 | 0 | 13004.7 | 40053.4 | 13519.7
629 | 0 | 28694.2 | 0 | 25810 | 0 | 14297.2 | 0 | 0 | 0 | 20589 | 0 | 0 | 0 | 40053.4 | 36991.4 | 0 | 6829.59 | 39912 | 6485
630 | 0 | 23911.9 | 0 | 32117 | 0 | 29587.8 | 0 | 0 | 0 | 20479 | 0 | 0 | 0 | 40053.4 | 37287.7 | 0 | 3015.07 | 39306.7 | 2014.11
631 | 0 | 18457.9 | 0 | 36443.4 | 0 | 39078.7 | 0 | 0 | 0 | 11610 | 0 | 0 | 0 | 40053.4 | 36208.1 | 0 | 3016.34 | 39312.8 | 6110.95
632 | 0.11632 | 20748.7 | 0.11834 | 37237 | 0.025646 | 40053.4 | 0 | 0 | 0.0488 | 9086.3 | 0 | 0 | 0 | 40053.4 | 35920.8 | 0 | 1761.97 | 39307.9 | 3077.08
633 | 1.6602 | 31769 | 1.0854 | 33382.5 | 1.9127 | 40053.4 | 1.02 | 0 | 1.1646 | 3150.51 | 0 | 0 | 0.97258 | 40053.4 | 31456.7 | 0.076108 | 0 | 37400.3 | 1428.54
634 | 2.8046 | 36423.4 | 1.991 | 30982.5 | 0.13365 | 40053.4 | 2.1491 | 0 | 2.2422 | 0 | 0 | 0 | 1.9958 | 40053.4 | 21331.8 | 0.27032 | 0 | 34422.5 | 1233.52
635 | 3.5947 | 28046.8 | 3.5418 | 19716 | 0.78244 | 25071.2 | 2.9345 | 0 | 3.0157 | 0 | 0 | 0 | 2.9325 | 40053.4 | 14544.5 | 0.43189 | 0 | 35282.3 | 3150.49
636 | 4.0037 | 10683.3 | 3.9556 | 7241.52 | 1.2049 | 8062.58 | 3.3683 | 0 | 3.4702 | 769.209 | 0 | 0 | 3.3631 | 40053.4 | 6538.29 | 0.5519 | 0 | 37242 | 2807.1
637 | 4.0637 | 10190.8 | 3.1772 | 4101.33 | 1.8456 | 835.434 | 3.0449 | 0 | 3.6192 | 232.1 | 0 | 0 | 2.4015 | 40053.4 | 3048.44 | 0.96621 | 0 | 35218.6 | 5306.41
638 | 3.7743 | 7667.85 | 3.7866 | 5098.6 | 0.51757 | 16872.5 | 2.7971 | 0 | 3.4608 | 0 | 0 | 0 | 3.3432 | 39807.7 | 3321.85 | 0.85665 | 0 | 35314.7 | 14064.7
639 | 3.1387 | 7469.48 | 2.3134 | 7210.3 | 2.7154 | 10156.7 | 2.4231 | 0 | 2.9855 | 0 | 0 | 1075.05 | 2.8591 | 39880 | 3103.09 | 0.31867 | 0 | 31730.5 | 14215.4
640 | 2.1855 | 8229.94 | 1.5408 | 4974.45 | 1.638 | 33857.8 | 1.9219 | 0 | 2.1987 | 0 | 0 | 1273.07 | 2.0754 | 39496.3 | 5127.25 | 0.22406 | 0 | 26190.5 | 17763.1
641 | 0.91014 | 6549.29 | 0.46306 | 2091.06 | 0.34532 | 32070.1 | 0.62372 | 0 | 1.1364 | 0 | 0 | 2314.52 | 0.99634 | 37606.2 | 10026.3 | 0.61141 | 0 | 31692.1 | 16410.4
642 | 0 | 6943.03 | 0 | 5774.49 | 0 | 7259.53 | 0 | 1596.53 | 0 | 0 | 1596.53 | 6290.62 | 0 | 35184.3 | 25406.7 | 0 | 0 | 35709.3 | 15063.2
643 | 0 | 7756.32 | 0 | 11011 | 0 | 7999.59 | 0 | 2192.48 | 0 | 1023.46 | 2192.48 | 4826.53 | 0 | 29932.1 | 25466.2 | 0 | 0 | 30043.8 | 7239.15
644 | 0 | 3915.9 | 0 | 14231.2 | 0 | 2916.25 | 0 | 2042.59 | 0 | 2738.86 | 2042.59 | 2066.51 | 0 | 27355 | 18068.9 | 0 | 188.291 | 31382.6 | 9066.42
645 | 0 | 4068.34 | 0 | 12311.3 | 0 | 3982.64 | 0 | 1533.08 | 0 | 2408.21 | 1533.08 | 1581.14 | 0 | 25386.9 | 14843.2 | 0 | 3498.11 | 38456.3 | 15539.8
646 | 0 | 2419.76 | 0 | 8371.32 | 0 | 12874.8 | 0 | 1278.54 | 0 | 2261.85 | 1278.54 | 924.27 | 0 | 18517.2 | 11777.1 | 0 | 6258.63 | 39357.2 | 12997
647 | 0 | 0 | 0 | 11225.6 | 0 | 6213.87 | 0 | 5003 | 0 | 2598.71 | 5003 | 0 | 0 | 12337.8 | 9232.05 | 0 | 9815.68 | 39060.5 | 16956
648 | 0 | 0 | 0 | 14895.5 | 0 | 6819 | 0 | 8847.84 | 0 | 1711.92 | 8847.84 | 0 | 0 | 9772.43 | 6876.46 | 0 | 13128 | 39688.9 | 16757.9
649 | 0 | 0 | 0 | 21581.2 | 0 | 5575.23 | 0 | 8885.64 | 0 | 939.133 | 8885.64 | 51.8448 | 0 | 13304.8 | 6152.44 | 0 | 18852.9 | 39923.6 | 14047.2
650 | 0 | 0 | 0 | 27860.9 | 0 | 4136.86 | 0 | 7975.76 | 0 | 0 | 7975.76 | 95.0047 | 0 | 9777.88 | 1807.7 | 0 | 23710.4 | 40053.4 | 17088.8
651 | 0 | 381.255 | 0 | 31570.4 | 0 | 16083.9 | 0 | 10096.1 | 0 | 0 | 10096.1 | 632.585 | 0 | 5886.59 | 1222.15 | 0 | 27916.4 | 40053.4 | 20856.6
652 | 0 | 74.3632 | 0 | 31897 | 0 | 6294.56 | 0 | 10242.4 | 0 | 0 | 10242.4 | 1736.64 | 0 | 2957.79 | 0 | 0 | 32266.3 | 39957.4 | 33975
653 | 0 | 3903.13 | 0 | 31592.9 | 0 | 8174.08 | 0 | 4406.83 | 0 | 0 | 4406.83 | 0 | 0 | 1241.22 | 0 | 0 | 28831.9 | 39580.3 | 30628
654 | 0 | 9510.87 | 0 | 28433.9 | 0 | 5424.01 | 0 | 7553.66 | 0 | 0 | 7553.66 | 0 | 0 | 0 | 0 | 0 | 25456.1 | 39234.5 | 28066.3
655 | 0 | 18158 | 0 | 25339.6 | 0 | 1502.45 | 0 | 10218.4 | 0 | 0 | 10218.4 | 264.639 | 0 | 0 | 0 | 0 | 32048.7 | 38557.8 | 17586.7
656 | 0.12915 | 23496.9 | 0.40985 | 32258.6 | 0.75135 | 1388.95 | 0 | 11833.3 | 0.059398 | 0 | 11833.3 | 969.899 | 0 | 3977.98 | 0 | 0 | 32912.5 | 39598.5 | 15262.2
657 | 1.587 | 23565.5 | 1.7091 | 33475.8 | 2.0016 | 1650.4 | 0.02177 | 10502.2 | 1.1955 | 0 | 10502.2 | 3232.24 | 1.2202 | 12776.6 | 741.33 | 0.07806 | 34498.9 | 40053.4 | 13829.4
658 | 1.9414 | 8193.96 | 2.7613 | 34846.6 | 2.9297 | 1556.28 | 0.068977 | 8014.8 | 2.2673 | 0 | 8014.8 | 0 | 2.3432 | 12210 | 1846.92 | 0.14031 | 35703.3 | 40053.4 | 7485.55
659 | 3.4489 | 8051.08 | 3.4767 | 30145.7 | 3.5452 | 4390.73 | 0.69019 | 9085.19 | 3.0386 | 0 | 9085.19 | 0 | 3.1157 | 8602.48 | 4480.56 | 0.75071 | 37906.9 | 40053.4 | 15847.6
660 | 3.8706 | 8043.94 | 3.8765 | 29374.6 | 3.8391 | 5259.52 | 0.23645 | 5974.11 | 3.4634 | 0 | 5974.11 | 0 | 3.5605 | 13126.8 | 6361.81 | 0.32346 | 38327 | 40053.4 | 11751.8
661 | 3.9493 | 5339.08 | 3.9579 | 19413 | 3.7793 | 7343.97 | 0.34489 | 5332.38 | 3.6038 | 0 | 5332.38 | 0 | 3.6916 | 11668.7 | 5895.68 | 0.82259 | 38129.3 | 39967.1 | 7209.23
662 | 3.6957 | 3669.8 | 3.7365 | 18005.1 | 3.3947 | 11788.2 | 0.54162 | 5795.17 | 3.4327 | 1667.58 | 5795.17 | 644.4 | 3.5347 | 10412.9 | 2982.48 | 0.27043 | 38559.9 | 39678.2 | 7366.33
663 | 3.1009 | 4498.54 | 3.196 | 14906 | 2.6919 | 13597 | 0.51035 | 5986.55 | 3.0087 | 2686.53 | 5986.55 | 1095.63 | 3.0616 | 16703.6 | 3081.91 | 0.57471 | 39284.4 | 39119 | 7382.69
664 | 2.1563 | 3309.49 | 2.3301 | 16961.1 | 1.66 | 21583.5 | 0.060128 | 9141.93 | 2.2471 | 1566.85 | 9141.93 | 3619.21 | 2.2814 | 23285.1 | 8107.45 | 0.65696 | 39518.8 | 38705.4 | 7813.27
665 | 0.92229 | 2423.48 | 1.1699 | 17534.3 | 0.38689 | 25555.4 | 0.60208 | 11548.1 | 1.1775 | 2556.47 | 11548.1 | 5625.01 | 1.1783 | 20922 | 10000.1 | 0.17796 | 39334.5 | 38752.8 | 11131.1
666 | 0 | 2504.81 | 0 | 12912.2 | 0 | 26204.1 | 0 | 20736.4 | 0 | 2844.74 | 20736.4 | 12966.7 | 0 | 24939 | 11072 | 0 | 38998 | 38789.2 | 15971
667 | 0 | 2689.27 | 0 | 8769.34 | 0 | 28267.8 | 0 | 24560.6 | 0 | 599.825 | 24560.6 | 1063.25 | 0 | 30546 | 15850.6 | 0 | 38626.3 | 39361.2 | 5893.56
668 | 0 | 19585.6 | 0 | 23086.6 | 0 | 29435.4 | 0 | 24319.4 | 0 | 987.033 | 24319.4 | 0 | 0 | 26475.4 | 14857.8 | 0 | 39163.8 | 38762.1 | 6377.97
669 | 0 | 18070.2 | 0 | 27935.8 | 0 | 653.125 | 0 | 34801.4 | 0 | 12308.9 | 34801.4 | 0 | 0 | 21606 | 8807.78 | 0 | 40053.4 | 38778.3 | 22450.2
670 | 0 | 20136.2 | 0 | 32550.1 | 0 | 0 | 0 | 35520.8 | 0 | 25315.8 | 35520.8 | 0 | 0 | 27250.1 | 6370.81 | 0 | 40053.4 | 35707.2 | 31010.5
671 | 0 | 12272.1 | 0 | 28083.8 | 0 | 3403.21 | 0 | 37004.7 | 0 | 11222.4 | 37004.7 | 0 | 0 | 27548.6 | 5461.53 | 0 | 40053.4 | 34956.3 | 34749.4
672 | 0 | 9996.73 | 0 | 27137.1 | 0 | 5800.04 | 0 | 35869.4 | 0 | 11250.9 | 35869.4 | 0 | 0 | 29819.4 | 1933.65 | 0 | 40053.4 | 38312 | 36951.8
673 | 0 | 6067.08 | 0 | 19482.1 | 0 | 3255.42 | 0 | 30352.4 | 0 | 6760.64 | 30352.4 | 0 | 0 | 33265.2 | 0 | 0 | 40053.4 | 36957.2 | 37292.7
674 | 0 | 9840.77 | 0 | 11583.2 | 0 | 6166.84 | 0 | 27354.5 | 0 | 10038.8 | 27354.5 | 3517.36 | 0 | 29406.9 | 0 | 0 | 40024.6 | 34115.9 | 39400.3
675 | 0 | 7658.56 | 0 | 8104.12 | 0 | 24287.8 | 0 | 11953.8 | 0 | 6599.76 | 11953.8 | 1416.04 | 0 | 24642 | 0 | 0 | 40053.4 | 30920.6 | 39185.4
676 | 0 | 7143.9 | 0 | 9970.88 | 0 | 31191.9 | 0 | 6234.95 | 0 | 3261.54 | 6234.95 | 0 | 0 | 26908.2 | 0 | 0 | 40053.4 | 29521.1 | 39172.7
677 | 0 | 12196.6 | 0 | 7660.6 | 0 | 38303.5 | 0 | 4798.68 | 0 | 10071.9 | 4798.68 | 0 | 0 | 23192.4 | 1023.76 | 0 | 40053.4 | 23151.9 | 37203.2
678 | 0 | 17363.5 | 0 | 2675.58 | 0 | 37865.7 | 0 | 3908.92 | 0 | 5385.78 | 3908.92 | 0 | 0 | 24395 | 3264.36 | 0 | 40053.4 | 16189.6 | 32516.6
679 | 0 | 24273.9 | 0 | 0 | 0 | 34686.8 | 0 | 2941.8 | 0 | 7345.93 | 2941.8 | 0 | 0 | 20922.6 | 9145.98 | 0 | 40053.4 | 6950.64 | 16410.7
680 | 0.01372 | 22157.8 | 0.40569 | 0 | 0.72914 | 27587 | 0 | 5703.52 | 0.0091707 | 10631.8 | 5703.52 | 0 | 0 | 21670.4 | 11390.4 | 0 | 40053.4 | 19528.3 | 11148.4
681 | 0.11898 | 17640.3 | 1.6735 | 0 | 1.9737 | 28134.8 | 0.18391 | 3255.9 | 0.53433 | 3837.76 | 3255.9 | 0 | 0.92453 | 22702.8 | 12943.6 | 0.56277 | 40053.4 | 22483.4 | 11427.1
682 | 2.2997 | 553.765 | 1.8587 | 0 | 2.9185 | 25770.9 | 0.26277 | 2369.05 | 1.2687 | 4660.98 | 2369.05 | 0 | 1.9496 | 26352.5 | 13305.8 | 1.5925 | 40053.4 | 26053.4 | 6112.49
683 | 2.9814 | 586.393 | 3.4699 | 0 | 3.5279 | 37883.6 | 0.32473 | 4666.98 | 2.0883 | 5616 | 4666.98 | 0 | 2.4762 | 22511.5 | 7777.13 | 2.4393 | 40053.4 | 27994.2 | 3578.3
684 | 3.796 | 602.193 | 3.8923 | 0 | 3.8282 | 40053.4 | 0.32117 | 5384.27 | 1.2127 | 1300.09 | 5384.27 | 0 | 2.5277 | 17983.9 | 5117.65 | 0.72333 | 40053.4 | 34912.5 | 1860.09
685 | 3.8755 | 1584.83 | 3.1783 | 1152.24 | 3.7875 | 40053.4 | 0.33953 | 7466.46 | 2.7818 | 1048.26 | 7466.46 | 0 | 2.2187 | 15570.1 | 7211.09 | 0.77803 | 40053.4 | 35913.2 | 820.845
686 | 3.6483 | 1271.42 | 2.9888 | 1664.92 | 3.4181 | 40053.4 | 0.70761 | 4515.81 | 1.8877 | 1016.38 | 4515.81 | 644.853 | 1.9129 | 7204.21 | 7945.13 | 0.75248 | 40053.4 | 37461.9 | 0
687 | 2.377 | 546.477 | 1.9915 | 3178.7 | 2.7271 | 40053.4 | 1.0635 | 7208.73 | 2.2454 | 3799.55 | 7208.73 | 0 | 0.67965 | 7194.73 | 9957.04 | 0.35771 | 40053.4 | 36576.9 | 0
688 | 2.1635 | 0 | 1.7612 | 2283.36 | 1.7086 | 40053.4 | 1.1742 | 9117.85 | 1.2718 | 3394.19 | 9117.85 | 2958.49 | 0.20847 | 8885.93 | 9918.91 | 1.6586 | 40053.4 | 35209.3 | 721.251
689 | 0.94209 | 0 | 0.047873 | 1901.1 | 0.4187 | 40053.4 | 0.27826 | 18887.3 | 0.2621 | 2627.66 | 18887.3 | 3140.77 | 0.88771 | 7755.08 | 10484.8 | 0.60013 | 40053.4 | 21560.2 | 0
690 | 0 | 715.369 | 0 | 9870.6 | 0 | 39239.3 | 0 | 24777.1 | 0.01137 | 9999.12 | 24777.1 | 2705.42 | 0 | 6596.17 | 20539.9 | 0 | 40053.4 | 8581.44 | 0
691 | 0 | 1206.08 | 0 | 26435.8 | 0 | 14335.5 | 0 | 7523.48 | 0 | 23607.5 | 7523.48 | 5692.65 | 0 | 3892.77 | 25317 | 0 | 40053.4 | 5676.26 | 0
692 | 0 | 1407.88 | 0 | 38219 | 0 | 20686.9 | 0 | 2486.97 | 0 | 26941.1 | 2486.97 | 4197.75 | 0 | 3576.43 | 28035.9 | 0 | 40053.4 | 5647.89 | 726.842
693 | 0 | 3371.47 | 0 | 38292.1 | 0 | 0 | 0 | 9083.28 | 0 | 28474.3 | 9083.28 | 2305.25 | 0 | 3396.84 | 26871.2 | 0 | 40053.4 | 8627.79 | 6497.99
694 | 0 | 1082.8 | 0 | 39014.5 | 0 | 0 | 0 | 9228.33 | 0 | 28708.7 | 9228.33 | 922.846 | 0 | 4449.26 | 25275.1 | 0 | 40053.4 | 16729.1 | 34750.9
695 | 0 | 28366.2 | 0 | 39348.9 | 0 | 6359.98 | 0 | 4857.6 | 0 | 16114.7 | 4857.6 | 995.881 | 0 | 5603.29 | 21102.8 | 0 | 40053.4 | 30841 | 35280.2
696 | 0 | 21503.8 | 0 | 38818.3 | 0 | 32304.8 | 0 | 15785.6 | 0 | 7811.9 | 15785.6 | 532.875 | 0 | 21720.6 | 31873.9 | 0 | 40053.4 | 35319.1 | 32460.9
697 | 0 | 15397.4 | 0 | 37225 | 0 | 25934.6 | 0 | 15081.1 | 0 | 17295.3 | 15081.1 | 0 | 0 | 32454.6 | 26302.5 | 0 | 40053.4 | 37374.2 | 27357.6
698 | 0 | 16483.2 | 0 | 27296.2 | 0 | 27901.5 | 0 | 19409.6 | 0 | 29246.2 | 19409.6 | 0 | 0 | 31515.8 | 24093.1 | 0 | 40053.4 | 39064.2 | 19922.6
699 | 0 | 27189.9 | 0 | 20093.4 | 0 | 20393.4 | 0 | 17726.5 | 0 | 14731.5 | 17726.5 | 16757.2 | 0 | 26672.9 | 26446.5 | 0 | 40053.4 | 39512.9 | 6976.31
700 | 0 | 34833.6 | 0 | 16083.2 | 0 | 21417.9 | 0 | 15546.9 | 0 | 31209.7 | 15546.9 | 20979.8 | 0 | 15582.9 | 22371 | 0 | 40053.4 | 39929.9 | 4612.05
701 | 0 | 39010.6 | 0 | 10575.9 | 0 | 3210.1 | 0 | 13273.6 | 0 | 15388 | 13273.6 | 35769.4 | 0 | 23717.8 | 21256.2 | 0 | 40053.4 | 40053.4 | 2048.28
702 | 0 | 28649.3 | 0 | 15369.7 | 0 | 3743.4 | 0 | 13793.3 | 0 | 37219.6 | 13793.3 | 27015.4 | 0 | 29190 | 22180.4 | 0 | 40053.4 | 40053.4 | 540.308
703 | 0 | 10557.6 | 0 | 20803.4 | 0 | 2893.94 | 0 | 20560.4 | 0 | 20153.2 | 20560.4 | 13457.3 | 0 | 34224.7 | 23613.1 | 0 | 40053.4 | 40053.4 | 2012.95
704 | 0.31598 | 4190.6 | 0.41195 | 15130 | 0.75126 | 0 | 0 | 28829.3 | 0.016437 | 23450.2 | 28829.3 | 6861.3 | 0.027615 | 29617.5 | 17213.7 | 0 | 40053.4 | 40053.4 | 0
705 | 1.5889 | 4669.85 | 1.703 | 11290.7 | 2.0218 | 595.948 | 0.35993 | 19200.8 | 0.41734 | 30823 | 19200.8 | 39127.4 | 1.0048 | 24308.6 | 15350.6 | 0.66405 | 40053.4 | 40053.4 | 0
706 | 1.9845 | 1806.08 | 2.768 | 6548 | 2.9929 | 4657.92 | 0.38438 | 18631.4 | 2.466 | 39474.3 | 18631.4 | 4209.69 | 2.019 | 15664.3 | 12745.8 | 1.7605 | 40053.4 | 40053.4 | 0
707 | 3.4029 | 997.216 | 3.488 | 10086.6 | 3.6157 | 1943.02 | 0.74205 | 14705.9 | 3.2573 | 36467.7 | 14705.9 | 18716.8 | 3.0154 | 20681.7 | 9097.36 | 0.47342 | 40053.4 | 39157.3 | 0
708 | 3.8272 | 0 | 3.8909 | 11556.9 | 3.9069 | 4150.6 | 0.67432 | 28347.3 | 3.7016 | 36704.4 | 28347.3 | 28254.5 | 2.6812 | 29487.4 | 9347.02 | 0.58393 | 40053.4 | 35457.4 | 0
709 | 3.9339 | 0 | 3.9914 | 9716.83 | 3.852 | 11667.2 | 0.85986 | 32758.3 | 3.8287 | 32485.1 | 32758.3 | 36805.4 | 3.1017 | 31782.9 | 12310 | 0.61818 | 40053.4 | 33757.2 | 0
710 | 3.6982 | 0 | 3.7696 | 6918.53 | 1.9642 | 10550.2 | 0.83089 | 38273.5 | 3.6596 | 39409.5 | 38273.5 | 39953.2 | 3.5635 | 34266.7 | 17566.4 | 0.40623 | 40053.4 | 34482 | 0
711 | 2.2803 | 0 | 3.2088 | 8852.09 | 2.0064 | 3406.01 | 0.25764 | 39266.4 | 3.184 | 39021.8 | 39266.4 | 31867.2 | 3.0884 | 33592.6 | 20009.3 | 0.18986 | 40053.4 | 32590.1 | 0
712 | 1.6235 | 0 | 2.3186 | 11132.9 | 1.0959 | 183.723 | 0.20011 | 40053.4 | 2.3951 | 39288.5 | 40053.4 | 31902.6 | 2.3064 | 33653.7 | 22168.7 | 0.72023 | 40053.4 | 30322.4 | 0
713 | 0.43457 | 0 | 1.1363 | 18478.2 | 0.090061 | 1238.28 | 0.059861 | 40053.4 | 1.3156 | 39913 | 40053.4 | 29704 | 1.1889 | 26871.7 | 21025.9 | 0.046939 | 40053.4 | 21131.9 | 943.866
714 | 0 | 0 | 0 | 13730.4 | 0 | 12426.3 | 0 | 39384.5 | 0.097011 | 39451.3 | 39384.5 | 30147.2 | 0 | 13674.3 | 24791.5 | 0 | 40035.5 | 12306.3 | 3657.14
715 | 0 | 0 | 0 | 9862.43 | 0 | 3525.01 | 0 | 39714.9 | 0 | 40040.8 | 39714.9 | 31129.9 | 0 | 28231.6 | 22038.2 | 0 | 40053.4 | 20555.6 | 21981.5
716 | 0 | 1165.83 | 0 | 2446.16 | 0 | 2789.62 | 0 | 39194.4 | 0 | 40053.4 | 39194.4 | 37637.1 | 0 | 27967 | 16589 | 0 | 40053.4 | 25130.5 | 25645
717 | 0 | 0 | 0 | 4457.84 | 0 | 0 | 0 | 39423.6 | 0 | 40053.4 | 39423.6 | 39901 | 0 | 28316.2 | 14631.7 | 0 | 40053.4 | 35471.5 | 23897.5
718 | 0 | 0 | 0 | 23088 | 0 | 0 | 0 | 40051.4 | 0 | 40053.4 | 40051.4 | 15510.1 | 0 | 24182.9 | 22285.8 | 0 | 39369.6 | 37660.5 | 30663.8
719 | 0 | 0 | 0 | 21539.4 | 0 | 0 | 0 | 39575.5 | 0 | 40053.4 | 39575.5 | 14278 | 0 | 22587.4 | 23027.7 | 0 | 38844.8 | 38600.6 | 27495.8
720 | 0 | 0 | 0 | 17897.1 | 0 | 1611.14 | 0 | 36584.5 | 0 | 40053.4 | 36584.5 | 843.182 | 0 | 25233.8 | 18873.8 | 0 | 29151.7 | 39315.5 | 30733.8
721 | 0 | 0 | 0 | 11912.8 | 0 | 615.309 | 0 | 33775 | 0 | 40053.4 | 33775 | 36107.5 | 0 | 26993.4 | 18677.1 | 0 | 3322.8 | 39597.1 | 29801.8
722 | 0 | 1723.78 | 0 | 5408.68 | 0 | 2047.03 | 0 | 19332.5 | 0 | 38430.7 | 19332.5 | 2083.86 | 0 | 28860.4 | 19347.5 | 0 | 3831.88 | 39659.8 | 26259.5
723 | 0 | 4846.35 | 0 | 6326.75 | 0 | 0 | 0 | 36459.2 | 0 | 39399.5 | 36459.2 | 28343.8 | 0 | 19073.4 | 19138.7 | 0 | 5431.66 | 39670.3 | 25027.1
724 | 0 | 11600.5 | 0 | 16076.5 | 0 | 1235.32 | 0 | 40053.4 | 0 | 37570.7 | 40053.4 | 13095.6 | 0 | 6783.23 | 21434.6 | 0 | 5756.8 | 40053.4 | 15937.5
725 | 0 | 11493.5 | 0 | 22996.1 | 0 | 7173.45 | 0 | 40039.3 | 0 | 39070.7 | 40039.3 | 36756.2 | 0 | 6438.65 | 24288.8 | 0 | 8020.1 | 39845.1 | 11934.2
726 | 0 | 4563.41 | 0 | 22866.5 | 0 | 4641.23 | 0 | 40053.4 | 0 | 38327.7 | 40053.4 | 1134.22 | 0 | 15017.9 | 25914.2 | 0 | 10096.5 | 39486.5 | 8359.85
727 | 0 | 824.855 | 0 | 22872.4 | 0 | 460.866 | 0 | 30333.4 | 0 | 38228.4 | 30333.4 | 30115.9 | 0 | 31518.6 | 25701.2 | 0 | 15724.9 | 40053.4 | 2810.32
728 | 0.062001 | 582.052 | 0.39892 | 23869.2 | 0.68357 | 0 | 0 | 40053.4 | 0.09934 | 26514.7 | 40053.4 | 39358.1 | 0.089852 | 31609 | 27559.3 | 0 | 27523.4 | 39944.4 | 1214.25
729 | 0.56966 | 0 | 1.711 | 9872.44 | 1.9061 | 0 | 1.115 | 40053.4 | 1.3242 | 39274.7 | 40053.4 | 39347 | 1.2788 | 31890.8 | 28255.7 | 0.60002 | 19780.8 | 39541.3 | 764.854
730 | 0.87607 | 318.073 | 2.7916 | 5638.71 | 2.9236 | 0 | 0.088975 | 40053.4 | 2.4398 | 23996.8 | 40053.4 | 34645.4 | 2.3653 | 21538.7 | 29832.8 | 1.6267 | 18681.7 | 38945.7 | 0
731 | 1.4397 | 0 | 3.5612 | 8044.39 | 3.6174 | 0 | 0.1854 | 38204.4 | 3.1867 | 33691 | 38204.4 | 40053.4 | 3.1208 | 22826.7 | 31341.9 | 0.37921 | 18686.5 | 34720.2 | 0
732 | 1.6674 | 829.951 | 3.9854 | 2811.8 | 1.114 | 0 | 1.8632 | 40001.8 | 3.5978 | 36063.3 | 40001.8 | 40053.4 | 3.5491 | 33491.6 | 31276.1 | 0.4732 | 10513.5 | 22573.3 | 0
733 | 1.0617 | 690.021 | 4.076 | 2013.51 | 1.2194 | 0 | 1.1839 | 40053.4 | 1.8251 | 35098.7 | 40053.4 | 37582.3 | 3.6713 | 27698.2 | 29488 | 0.53517 | 9709.86 | 16345.8 | 0
734 | 0.84508 | 1675.9 | 3.8332 | 1727.28 | 0.086594 | 0 | 0.44021 | 39258.1 | 3.5139 | 22618.7 | 39258.1 | 35345 | 3.487 | 24135 | 30861.9 | 0.52904 | 10238.8 | 13529.3 | 0
735 | 1.1673 | 1790.48 | 2.4911 | 1459.3 | 0.31726 | 0 | 1.991 | 39186.9 | 2.0415 | 32356.6 | 39186.9 | 29801.4 | 3.0199 | 13264 | 30421.8 | 0.46318 | 5944.58 | 13582.6 | 0
736 | 0.28046 | 978.881 | 2.3524 | 3321.8 | 0.06877 | 457.001 | 1.0004 | 39789.3 | 0.98219 | 32067.1 | 39789.3 | 38456.3 | 2.2162 | 6154.94 | 34162.9 | 1.7119 | 40053.4 | 15453.1 | 6333.16
737 | 0.077422 | 7732.92 | 1.1514 | 23959.3 | 0.16154 | 1687.15 | 0.4743 | 38652.2 | 0.34424 | 30684 | 38652.2 | 39005.4 | 1.061 | 11520.6 | 36444 | 0.6738 | 40053.4 | 13627.6 | 4426.85
738 | 0 | 16480.6 | 0 | 25633.5 | 0 | 636.13 | 0 | 24863.3 | 0.016576 | 23587.2 | 24863.3 | 36050.2 | 0 | 13126.9 | 34267.2 | 0 | 40053.4 | 12668.9 | 2966.52
739 | 0 | 28942.9 | 0 | 27837.9 | 0 | 0 | 0 | 35783.6 | 0 | 19131.9 | 35783.6 | 34147.8 | 0 | 26027.8 | 35597.9 | 0 | 40053.4 | 19563.3 | 1644.73
740 | 0 | 19202.3 | 0 | 26476.8 | 0 | 0 | 0 | 8445.53 | 0 | 22611.3 | 8445.53 | 11828.5 | 0 | 19521.7 | 30237.6 | 0 | 40053.4 | 32487.5 | 11860.4
741 | 0 | 20381.6 | 0 | 27823.5 | 0 | 0 | 0 | 11241.9 | 0 | 32322.1 | 11241.9 | 693.518 | 0 | 14483.8 | 27609.5 | 0 | 40053.4 | 39470.2 | 20243.8
742 | 0 | 7040.74 | 0 | 29622.9 | 0 | 0 | 0 | 0 | 0 | 26359.6 | 0 | 9328.5 | 0 | 19023.7 | 19648.8 | 0 | 40053.4 | 40053.4 | 34998.6
743 | 0 | 834.577 | 0 | 31735.6 | 0 | 0 | 0 | 942.506 | 0 | 28850.8 | 942.506 | 0 | 0 | 36036.3 | 13672.2 | 0 | 40053.4 | 39838.3 | 28929.9
744 | 0 | 771.582 | 0 | 32957.5 | 0 | 0 | 0 | 5794.44 | 0 | 12345.9 | 5794.44 | 0 | 0 | 39457.5 | 8292.71 | 0 | 40053.4 | 38122.3 | 27626.1
745 | 0 | 4680.11 | 0 | 35327.9 | 0 | 0 | 0 | 31571.1 | 0 | 19319.6 | 31571.1 | 20867 | 0 | 39504.1 | 6247.02 | 0 | 36146.2 | 34887.8 | 9082.35
746 | 0 | 11050.8 | 0 | 36890.1 | 0 | 0 | 0 | 20671.6 | 0 | 33304.7 | 20671.6 | 0 | 0 | 39922.9 | 4876.4 | 0 | 17141.5 | 33961.7 | 6766.5
747 | 0 | 12066.6 | 0 | 31091.2 | 0 | 0 | 0 | 8011.93 | 0 | 33601.2 | 8011.93 | 0 | 0 | 39614.2 | 2216.4 | 0 | 17634.9 | 33808.5 | 3822.65
748 | 0 | 13174.6 | 0 | 26207.6 | 0 | 0 | 0 | 14838.8 | 0 | 38209.1 | 14838.8 | 10233.4 | 0 | 39649.3 | 634.258 | 0 | 15543.3 | 36898.1 | 1963.95
749 | 0 | 10347.4 | 0 | 17284.8 | 0 | 0 | 0 | 15428.4 | 0 | 36053.7 | 15428.4 | 19805.9 | 0 | 39740.9 | 88.1366 | 0 | 8636.31 | 35793 | 11499
750 | 0 | 8280.06 | 0 | 12241.1 | 0 | 0 | 0 | 13974.6 | 0 | 36885.6 | 13974.6 | 15739.6 | 0 | 39780.2 | 452.996 | 0 | 4332.47 | 34321.4 | 28912.3
751 | 0 | 6718.2 | 0 | 7838.77 | 0 | 0 | 0 | 15295.2 | 0 | 37169.1 | 15295.2 | 32679.9 | 0 | 40053.4 | 0 | 0 | 268.192 | 37260.3 | 37210.6
752 | 0.3558 | 8634.15 | 0.4368 | 1565.08 | 0.052592 | 0 | 0 | 4103.64 | 0.0093758 | 39588.8 | 4103.64 | 4309.44 | 0.038403 | 39739.4 | 140.09 | 0 | 1827.92 | 37804.5 | 38405.7
753 | 1.7077 | 7328.13 | 1.7433 | 1119.61 | 0.085561 | 0 | 0.94381 | 2985.84 | 1.1939 | 39604.3 | 2985.84 | 16907.7 | 1.1644 | 39106.4 | 88.6873 | 0.063324 | 2867.93 | 37570 | 28495.8
754 | 2.8492 | 4297.2 | 2.8146 | 0 | 3.0454 | 0 | 1.9763 | 20042.9 | 2.285 | 39067.6 | 20042.9 | 20050.2 | 2.2335 | 39489.7 | 0 | 0.13486 | 6972.94 | 31771 | 22065.1
755 | 3.6337 | 1052.37 | 3.5366 | 0 | 3.6875 | 0 | 1.9044 | 36782.3 | 1.2638 | 24217.9 | 36782.3 | 29876.8 | 3.0106 | 39871.1 | 0 | 0.20788 | 8657.51 | 23092.5 | 8285.15
756 | 4.0589 | 197.841 | 3.8963 | 0 | 1.2222 | 461.651 | 2.3503 | 34501.1 | 1.4822 | 31931.1 | 34501.1 | 34868.8 | 3.4418 | 40053.4 | 0 | 0.37593 | 10499.5 | 7693.59 | 5092.62
757 | 4.124 | 0 | 3.9282 | 0 | 3.933 | 818.396 | 2.016 | 39943.7 | 3.6406 | 30468.4 | 39943.7 | 32621.9 | 3.5851 | 40053.4 | 0 | 0.40568 | 15784.5 | 4411.76 | 7326.76
758 | 3.8576 | 0 | 3.6848 | 0 | 3.5516 | 499.178 | 1.0969 | 39368.4 | 3.4825 | 27304.6 | 39368.4 | 35509.1 | 3.4176 | 40053.4 | 0 | 0.46222 | 17083.4 | 1920.68 | 10019.8
759 | 3.2413 | 0 | 2.5684 | 0 | 2.8328 | 509.256 | 1.2692 | 37846.8 | 3.0426 | 22870.6 | 37846.8 | 36107.5 | 3.001 | 40053.4 | 0 | 0.37178 | 18305.5 | 1478.5 | 9273.96
760 | 2.2852 | 0 | 1.6721 | 913.829 | 1.7874 | 0 | 0.86917 | 37693.1 | 2.2824 | 18161.5 | 37693.1 | 36533.6 | 2.239 | 40053.4 | 630.151 | 0.29905 | 18302.2 | 1390.79 | 4937.66
761 | 1.0483 | 0 | 0.40247 | 0 | 0.49595 | 228.534 | 0.36099 | 32433.7 | 1.2256 | 20908.1 | 32433.7 | 23772.7 | 1.1588 | 40053.4 | 934.539 | 0.14679 | 24744.5 | 4914.82 | 0
762 | 0 | 751.591 | 0 | 1187.47 | 0 | 0 | 0 | 27277 | 0.078676 | 15259 | 27277 | 0 | 0 | 40053.4 | 69.8066 | 0 | 31162.9 | 10175.5 | 0
763 | 0 | 4818.5 | 0 | 2728.76 | 0 | 0 | 0 | 31814.5 | 0 | 24599.4 | 31814.5 | 22483.7 | 0 | 40053.4 | 0 | 0 | 26646.6 | 18372.9 | 0
764 | 0 | 3797.9 | 0 | 2140.3 | 0 | 0 | 0 | 27001 | 0 | 14026.6 | 27001 | 25549.6 | 0 | 38494.3 | 0 | 0 | 26596.9 | 23259.9 | 5136.53
765 | 0 | 7562.49 | 0 | 3859.11 | 0 | 0 | 0 | 10909 | 0 | 11253.5 | 10909 | 9208.03 | 0 | 29953.7 | 0 | 0 | 33877.1 | 31587.6 | 15056.8
766 | 0 | 3951.69 | 0 | 8571.75 | 0 | 1064.21 | 0 | 5605.74 | 0 | 23712.2 | 5605.74 | 1773.07 | 0 | 38234.6 | 0 | 0 | 35577.5 | 33692.2 | 27287.4
767 | 0 | 1686.52 | 0 | 16902.8 | 0 | 0 | 0 | 584.57 | 0 | 4852.06 | 584.57 | 11331.2 | 0 | 39425.4 | 0 | 0 | 29588.3 | 34905.2 | 27701.4
768 | 0 | 12436.3 | 0 | 27107.1 | 0 | 0 | 0 | 0 | 0 | 6527.63 | 0 | 4353.31 | 0 | 40053.4 | 0 | 0 | 27271.5 | 28072.3 | 21606
769 | 0 | 19561.1 | 0 | 26847.6 | 0 | 0 | 0 | 2077.42 | 0 | 3484.27 | 2077.42 | 11330.3 | 0 | 40053.4 | 0 | 0 | 19537.4 | 21097 | 21371.5
770 | 0 | 15519.1 | 0 | 11703.3 | 0 | 0 | 0 | 8966.03 | 0 | 4558.69 | 8966.03 | 1283.3 | 0 | 40053.4 | 0 | 0 | 1945.87 | 14678.1 | 11236.2
771 | 0 | 29566.8 | 0 | 7419.18 | 0 | 0 | 0 | 8725.23 | 0 | 114.763 | 8725.23 | 0 | 0 | 40053.4 | 212.089 | 0 | 0 | 9320.81 | 12805.5
772 | 0 | 33349.4 | 0 | 2636.63 | 0 | 0 | 0 | 2516.35 | 0 | 0 | 2516.35 | 0 | 0 | 40053.4 | 174.237 | 0 | 0 | 7280.3 | 16807.6
773 | 0 | 34775.7 | 0 | 5941.02 | 0 | 0 | 0 | 3941.22 | 0 | 0 | 3941.22 | 0 | 0 | 40053.4 | 0 | 0 | 0 | 8564.39 | 16110.9
774 | 0 | 35364.6 | 0 | 8328.42 | 0 | 0 | 0 | 6748.51 | 0 | 0 | 6748.51 | 0 | 0 | 39933.6 | 0 | 0 | 0 | 9804.22 | 16390.4
775 | 0 | 35640.9 | 0 | 12054 | 0 | 0 | 0 | 11225.6 | 0 | 0 | 11225.6 | 0 | 0 | 39682.6 | 0 | 0 | 1404.04 | 8241.72 | 7257.97
776 | 0.18856 | 35716.2 | 0.42324 | 10626.5 | 0.79282 | 0 | 0 | 8069.61 | 0.086156 | 0 | 8069.61 | 0 | 0.083158 | 38459.3 | 0 | 0 | 3751.55 | 9376.04 | 5045.88
777 | 0.93186 | 28491.1 | 1.7075 | 4830.94 | 1.7115 | 0 | 1.1216 | 5821.45 | 1.3051 | 0 | 5821.45 | 0 | 1.2724 | 35285.9 | 0 | 0.68881 | 5128.08 | 14831.2 | 4992.59
778 | 2.7451 | 30287.6 | 2.7764 | 3165.28 | 3.0058 | 0 | 2.1516 | 15396.8 | 1.1212 | 0 | 15396.8 | 0 | 2.3779 | 36726.7 | 0 | 0.23401 | 2920.77 | 8713.07 | 1716.04
779 | 3.5282 | 14649 | 3.5332 | 2416.47 | 2.5781 | 0 | 2.8913 | 17058.4 | 2.0659 | 0 | 17058.4 | 0 | 2.2372 | 37588.9 | 0 | 0.26814 | 1961.67 | 0 | 5564.73
780 | 3.9614 | 8464.5 | 3.6411 | 3538.76 | 2.241 | 0 | 3.2809 | 15270.7 | 3.2081 | 0 | 15270.7 | 2520.37 | 3.5123 | 35332.9 | 0 | 0.20951 | 945.215 | 0 | 2409.69
781 | 4.0424 | 3646.78 | 2.9518 | 9500.14 | 2.938 | 0 | 3.3873 | 13134.3 | 2.437 | 809.37 | 13134.3 | 4038.96 | 3.6299 | 35704.8 | 0 | 0.54291 | 0 | 0 | 1853.77
782 | 3.049 | 409.024 | 2.9633 | 6939.64 | 1.1154 | 0 | 3.2334 | 11340.2 | 1.5566 | 2028.16 | 11340.2 | 6601.61 | 3.5039 | 27630.4 | 302.055 | 0.76996 | 0 | 0 | 2302.03
783 | 2.3873 | 439.112 | 0.98289 | 6665.45 | 1.8144 | 0 | 2.5275 | 9218.39 | 1.038 | 2907.45 | 9218.39 | 5229.69 | 2.595 | 20456.4 | 1057.03 | 0.79448 | 0 | 0 | 771.393
784 | 0.64165 | 0 | 0.70927 | 10669 | 0.080388 | 0 | 1.7532 | 7570.84 | 1.0737 | 4683.9 | 7570.84 | 3639.61 | 0.78332 | 12963.8 | 1576.93 | 1.7736 | 0 | 0 | 0
785 | 0.39949 | 0 | 0.6617 | 10298 | 0.045943 | 0 | 0.79702 | 6144.22 | 0.43628 | 7655.68 | 6144.22 | 5800.94 | 0.53704 | 7732.86 | 1807.45 | 0.70506 | 0 | 0 | 0
786 | 0 | 51.0642 | 0 | 27350.4 | 0 | 0 | 0 | 3970.73 | 0.026853 | 15754.1 | 3970.73 | 2101.93 | 0.017265 | 4976.26 | 1586.14 | 0 | 0 | 0 | 0
787 | 0 | 5060.05 | 0 | 38456.2 | 0 | 0 | 0 | 3214 | 0 | 17312.6 | 3214 | 5445.19 | 0 | 5023.24 | 1152.51 | 0 | 0 | 0 | 0
788 | 0 | 8666.16 | 0 | 39166.1 | 0 | 0 | 0 | 6501.2 | 0 | 21774.8 | 6501.2 | 9855.7 | 0 | 4757.01 | 515.623 | 0 | 330.089 | 0 | 0
789 | 0 | 9088.23 | 0 | 38699.6 | 0 | 0 | 0 | 3388.05 | 0 | 32870 | 3388.05 | 3763.08 | 0 | 4800.33 | 1522.36 | 0 | 4058.33 | 1451.84 | 0
790 | 0 | 18016 | 0 | 31191.4 | 0 | 0 | 0 | 1464.6 | 0 | 39305.7 | 1464.6 | 2257.94 | 0 | 3357.55 | 4700.58 | 0 | 6428.03 | 3060.98 | 0
791 | 0 | 23844.6 | 0 | 19899.3 | 0 | 0 | 0 | 49.2289 | 0 | 33940 | 49.2289 | 2144.62 | 0 | 595.755 | 5376.79 | 0 | 12991 | 12158.4 | 1923.68
792 | 0 | 25417 | 0 | 14904.2 | 0 | 0 | 0 | 640.048 | 0 | 20295.6 | 640.048 | 8458.69 | 0 | 162.004 | 9791.19 | 0 | 33648.4 | 24746 | 12633
793 | 0 | 27715.8 | 0 | 11916.6 | 0 | 0 | 0 | 288.664 | 0 | 10712.7 | 288.664 | 9729.44 | 0 | 0 | 13599.8 | 0 | 28751.2 | 24489.3 | 23165.9
794 | 0 | 22717 | 0 | 9557.08 | 0 | 0 | 0 | 0 | 0 | 36229.2 | 0 | 2450.67 | 0 | 99.7387 | 23174.2 | 0 | 10162.6 | 17484.1 | 16691.8
795 | 0 | 26231.3 | 0 | 10192.7 | 0 | 0 | 0 | 342.693 | 0 | 37652.8 | 342.693 | 3757.26 | 0 | 944.48 | 24098.6 | 0 | 13629.1 | 22682.4 | 14756.6
796 | 0 | 15870.3 | 0 | 9049.57 | 0 | 0 | 0 | 0 | 0 | 32846.8 | 0 | 3919.79 | 0 | 620.978 | 21437.6 | 0 | 23404.3 | 27845.5 | 8781.94
797 | 0 | 13527.5 | 0 | 10244.6 | 0 | 0 | 0 | 0 | 0 | 14878.4 | 0 | 19509.4 | 0 | 0 | 25337.6 | 0 | 32049.1 | 16276.3 | 4863.62
798 | 0 | 9201.37 | 0 | 13786.1 | 0 | 0 | 0 | 0 | 0 | 14216 | 0 | 2096.92 | 0 | 0 | 18166.4 | 0 | 37309.8 | 7474.04 | 2035.85
799 | 0 | 5569.35 | 0 | 19180.5 | 0 | 0 | 0 | 0 | 0 | 16636.8 | 0 | 264.701 | 0 | 0 | 20257.2 | 0 | 39381.1 | 11784.9 | 12040.1
800 | 0.19791 | 1179.42 | 0.39136 | 13541.6 | 0.54203 | 0 | 0 | 0 | 0.014299 | 12903.6 | 0 | 0 | 0 | 0 | 23203.5 | 0 | 39974 | 17523.7 | 6516.93
801 | 1.1443 | 529.789 | 1.6739 | 3029.56 | 1.5168 | 1968.83 | 0.07108 | 0 | 0.13573 | 11897.8 | 0 | 0 | 0.018024 | 0 | 20301.7 | 0.7673 | 40053.4 | 19273.6 | 0
802 | 1.8496 | 0 | 2.7826 | 3137.55 | 2.89 | 0 | 0.15831 | 0 | 0.79467 | 1372.53 | 0 | 0 | 0.18861 | 0 | 12720.8 | 0.72112 | 40053.4 | 14090.7 | 0
803 | 3.003 | 0 | 1.9903 | 3941.3 | 3.4424 | 1176.18 | 0.40645 | 0 | 0.29563 | 1420.27 | 0 | 3085.63 | 0.53839 | 0 | 3897.02 | 2.8786 | 40053.4 | 7595.83 | 0
804 | 3.9244 | 0 | 2.548 | 3364.39 | 2.9478 | 1586.83 | 0.64849 | 886.964 | 0.098393 | 2798.34 | 886.964 | 5124.74 | 0.27367 | 0 | 2716.34 | 1.8879 | 40053.4 | 3138.61 | 0
805 | 4.0154 | 417.546 | 1.3466 | 3421.42 | 3.7464 | 2811.63 | 0.53919 | 3139.64 | 0.3828 | 11430.4 | 3139.64 | 13210.6 | 0.74786 | 0 | 1158.93 | 2.1233 | 40053.4 | 1941.97 | 0
806 | 3.7792 | 6402.42 | 1.8661 | 3355.1 | 3.413 | 4598.51 | 0.19748 | 2639.85 | 0.1378 | 8668.12 | 2639.85 | 8715.33 | 0.3699 | 0 | 340.327 | 3.4741 | 40053.4 | 1823.29 | 0
807 | 2.4283 | 6628.9 | 1.8362 | 7837.68 | 2.7217 | 3338.96 | 0.31834 | 5639.4 | 0.40092 | 6837.12 | 5639.4 | 24895.7 | 0.25823 | 0 | 27.9101 | 2.944 | 40053.4 | 3170.8 | 0
808 | 2.2406 | 9989.2 | 0.23825 | 12146.4 | 1.7326 | 4749.08 | 0.21628 | 5453.27 | 0.24984 | 23651.3 | 5453.27 | 37046.2 | 0.17991 | 1149.33 | 447.184 | 2.042 | 40053.4 | 4859.02 | 0
809 | 1.0067 | 12870.3 | 1.1765 | 14634.8 | 0.52231 | 5770.45 | 0.088528 | 10491.6 | 0.13627 | 18716.3 | 10491.6 | 29147.3 | 0.18401 | 4536.29 | 0 | 0.86787 | 40053.4 | 6920.38 | 0
810 | 0 | 14398.1 | 0 | 18759.5 | 0 | 4118.56 | 0 | 13228.5 | 0.060226 | 18056.9 | 13228.5 | 27934.6 | 0.032851 | 10820.5 | 0 | 0 | 40053.4 | 9552.64 | 0
811 | 0 | 15331.7 | 0 | 23518 | 0 | 2214.83 | 0 | 10303.4 | 0 | 36559.6 | 10303.4 | 37805.4 | 0 | 20292.9 | 0 | 0 | 40053.4 | 22768.5 | 1492.73
812 | 0 | 22732 | 0 | 27945.5 | 0 | 1214.43 | 0 | 8394.83 | 0 | 21544.7 | 8394.83 | 40053.4 | 0 | 12516.9 | 0 | 0 | 40053.4 | 36823.2 | 6361.19
813 | 0 | 27652.9 | 0 | 36485.9 | 0 | 183.23 | 0 | 34436.9 | 0 | 13227.2 | 34436.9 | 20347.6 | 0 | 6890.64 | 0 | 0 | 40053.4 | 39213.6 | 19370.8
814 | 0 | 25277.8 | 0 | 34689.8 | 0 | 0 | 0 | 37763.6 | 0 | 20547.8 | 37763.6 | 215.095 | 0 | 9396.89 | 262.601 | 0 | 40053.4 | 39387.8 | 16720.8
815 | 0 | 26942.6 | 0 | 34635.5 | 0 | 667.16 | 0 | 37218.9 | 0 | 36799 | 37218.9 | 8323.72 | 0 | 15402.6 | 878.693 | 0 | 40053.4 | 39267.8 | 16323.4
816 | 0 | 30224 | 0 | 38330 | 0 | 0 | 0 | 37645.3 | 0 | 33191.3 | 37645.3 | 936.718 | 0 | 7741.69 | 89.5475 | 0 | 40053.4 | 39664.5 | 24139.9
817 | 0 | 36576.9 | 0 | 39129.9 | 0 | 11.059 | 0 | 35215.5 | 0 | 39030.6 | 35215.5 | 169.404 | 0 | 2832.64 | 468.796 | 0 | 40053.4 | 39706.8 | 16202.8
818 | 0 | 32477.2 | 0 | 37042.2 | 0 | 0 | 0 | 23034.5 | 0 | 16553.5 | 23034.5 | 1146.77 | 0 | 7791.94 | 208.183 | 0 | 40053.4 | 39679.5 | 18696.9
819 | 0 | 24368.4 | 0 | 36296.9 | 0 | 0 | 0 | 37546.9 | 0 | 26820.7 | 37546.9 | 321.81 | 0 | 30626.3 | 0 | 0 | 40049.9 | 39709.5 | 18019.7
820 | 0 | 26564.8 | 0 | 32927.9 | 0 | 0 | 0 | 32225.5 | 0 | 37440.2 | 32225.5 | 0 | 0 | 33425.8 | 0 | 0 | 40053.4 | 40053.4 | 20270
821 | 0 | 27243.4 | 0 | 24224.8 | 0 | 0 | 0 | 27850.5 | 0 | 17818.6 | 27850.5 | 0 | 0 | 34962.9 | 0 | 0 | 40030.5 | 39955.6 | 4806.38
822 | 0 | 24257.4 | 0 | 27504.8 | 0 | 0 | 0 | 27182.2 | 0 | 8839.98 | 27182.2 | 518.312 | 0 | 32679.6 | 0 | 0 | 39835.2 | 39782.2 | 0
823 | 0 | 20855.1 | 0 | 30704.7 | 0 | 0 | 0 | 27407.5 | 0 | 7282.32 | 27407.5 | 0 | 0 | 36917.3 | 0 | 0 | 39426.6 | 40050.9 | 3100.65
824 | 0.36248 | 33854.4 | 0.44213 | 17578.6 | 0.78495 | 0 | 0.053738 | 25363.5 | 0.095781 | 7819.42 | 25363.5 | 0 | 0.066078 | 35380 | 0 | 0 | 33414.4 | 40053.4 | 20094.3
825 | 1.6794 | 28592.3 | 1.7331 | 20210.6 | 0.9249 | 0 | 1.0942 | 24522 | 1.2388 | 2546.7 | 24522 | 568.796 | 0.21002 | 33135.8 | 0 | 0.3184 | 15129.2 | 40023 | 10910.4
826 | 2.7876 | 23329.7 | 2.8392 | 26438.4 | 1.8208 | 0 | 1.8615 | 19584.2 | 2.3302 | 0 | 19584.2 | 2027.09 | 2.1996 | 26909.7 | 0 | 2.024 | 1063.01 | 39309.6 | 0
827 | 3.5717 | 18525.9 | 3.6078 | 27313.6 | 1.7996 | 0 | 0.75574 | 19717.7 | 3.1115 | 0 | 19717.7 | 5350.74 | 2.9442 | 15699 | 0 | 2.9123 | 0 | 33507 | 0
828 | 3.9806 | 19786.4 | 4.0182 | 32255.7 | 0.98237 | 0 | 0.95415 | 11116.7 | 2.4635 | 0 | 11116.7 | 2225.77 | 2.1841 | 20753.5 | 0 | 3.4478 | 1341.14 | 35279.2 | 0
829 | 4.0512 | 15844.2 | 4.1093 | 23730.2 | 0.54864 | 0 | 0.89937 | 14706.5 | 2.052 | 0 | 14706.5 | 678.217 | 3.5625 | 25440 | 269.817 | 3.6151 | 8536.59 | 37540.7 | 162.376
830 | 3.7853 | 11817 | 3.8438 | 13320.7 | 0.52506 | 1424.99 | 1.3791 | 10143.6 | 1.0062 | 0 | 10143.6 | 2512.4 | 3.385 | 34185 | 990.616 | 3.4499 | 12539.3 | 37459 | 3188.37
831 | 2.6033 | 11216.3 | 3.2848 | 13787.7 | 0.61566 | 3338.37 | 2.6981 | 10317.3 | 0.60991 | 0 | 10317.3 | 702.516 | 2.9431 | 36724.3 | 1535.27 | 2.9295 | 11042.8 | 35829.5 | 2056.46
832 | 1.7267 | 8247.38 | 1.6993 | 10573.8 | 0.39355 | 1729.79 | 0.54416 | 5336.62 | 2.3203 | 713.782 | 5336.62 | 2971.96 | 2.1896 | 40053.4 | 3673.49 | 2.0628 | 9593.9 | 32533.3 | 1829.35
833 | 0.64622 | 8675.54 | 0.75795 | 7029.92 | 0.050309 | 4109.67 | 0.22843 | 2595.79 | 1.2648 | 3159.61 | 2595.79 | 4107.58 | 1.1526 | 40053.4 | 5890.69 | 0.91454 | 7028.65 | 36442.1 | 1683.06
834 | 0 | 7702.06 | 0 | 11308.7 | 0 | 3839.47 | 0 | 1126.2 | 0.11681 | 10434.1 | 1126.2 | 17794.2 | 0.065559 | 40053.4 | 6993.05 | 0 | 5349.18 | 38214.5 | 1371.72
835 | 0 | 6586.5 | 0 | 16948.7 | 0 | 1724.99 | 0 | 1513.95 | 0 | 14716.5 | 1513.95 | 10586.1 | 0 | 40053.4 | 9771.02 | 0 | 6578.59 | 39865.2 | 867.545
836 | 0 | 5596.44 | 0 | 14886.7 | 0 | 496.846 | 0 | 0 | 0 | 15657.2 | 0 | 25591.6 | 0 | 40053.4 | 19470.2 | 0 | 6276.1 | 40053.4 | 775.388
837 | 0 | 2771.75 | 0 | 23739.6 | 0 | 0 | 0 | 0 | 0 | 15999.3 | 0 | 13047.3 | 0 | 40053.4 | 23234.5 | 0 | 6241.21 | 40053.4 | 0
838 | 0 | 6701.49 | 0 | 32973.8 | 0 | 0 | 0 | 0 | 0 | 19407.4 | 0 | 6650.01 | 0 | 40053.4 | 25056.7 | 0 | 9338.83 | 40053.4 | 6645.05
839 | 0 | 7731.36 | 0 | 28423.5 | 0 | 0 | 0 | 0 | 0 | 20064.4 | 0 | 9924.91 | 0 | 40053.4 | 30094.5 | 0 | 11861.5 | 40053.4 | 13199.2
840 | 0 | 7910.45 | 0 | 25551.7 | 0 | 0 | 0 | 0 | 0 | 25537.5 | 0 | 12261.8 | 0 | 40053.4 | 29275.9 | 0 | 8998.75 | 40053.4 | 9864.07
841 | 0 | 4354.01 | 0 | 16268 | 0 | 0 | 0 | 0 | 0 | 24079.3 | 0 | 11775.7 | 0 | 40053.4 | 27052.5 | 0 | 7099.62 | 40053.4 | 6850.12
842 | 0 | 43.1366 | 0 | 10930.2 | 0 | 0 | 0 | 0 | 0 | 21658.1 | 0 | 3257.71 | 0 | 40053.4 | 26584.2 | 0 | 10567 | 40053.4 | 9671.67
843 | 0 | 0 | 0 | 9702.65 | 0 | 0 | 0 | 0 | 0 | 22616.9 | 0 | 3637.48 | 0 | 40053.4 | 24786.4 | 0 | 21085.2 | 40053.4 | 17439.6
844 | 0 | 1028.09 | 0 | 14052 | 0 | 0 | 0 | 0 | 0 | 28149.2 | 0 | 5149.07 | 0 | 40053.4 | 17991.4 | 0 | 17873.5 | 40053.4 | 20707.3
845 | 0 | 3454.06 | 0 | 23641.4 | 0 | 0 | 0 | 0 | 0 | 26334.7 | 0 | 4429.48 | 0 | 40053.4 | 20398.6 | 0 | 21623.9 | 40053.4 | 14696.9
846 | 0 | 3600.93 | 0 | 30997.2 | 0 | 0 | 0 | 0 | 0 | 28439.9 | 0 | 3968.89 | 0 | 40053.4 | 18555.3 | 0 | 25343.2 | 40047.5 | 10511.5
847 | 0 | 3621.38 | 0 | 36557.4 | 0 | 0 | 0 | 0 | 0 | 29881.8 | 0 | 3521.56 | 0 | 40053.4 | 28782.4 | 0 | 26884.6 | 40053.4 | 12231.8
848 | 0.23656 | 673.285 | 0.40677 | 27252.9 | 0.63582 | 0 | 0.037587 | 0 | 0.13226 | 31462.7 | 0 | 1171.08 | 0.11123 | 40053.4 | 25735 | 0 | 11463.2 | 39645.2 | 16422.7
849 | 1.7422 | 0 | 1.1939 | 22303.1 | 0.33251 | 0 | 1.0808 | 0 | 1.343 | 17571.9 | 0 | 1159.15 | 1.303 | 40053.4 | 26031.3 | 0.97855 | 2821.18 | 37422.7 | 8738.36
850 | 2.8659 | 0 | 1.5371 | 17939.9 | 0.9056 | 0 | 1.9182 | 0 | 2.4296 | 3579.11 | 0 | 2161.33 | 2.3618 | 39852.6 | 16529.2 | 2.1579 | 1159.83 | 26086.7 | 3071.51
851 | 3.6457 | 0 | 3.5082 | 8611.84 | 0.72618 | 0 | 0.73039 | 0 | 3.1716 | 2819.81 | 0 | 16646.8 | 3.0794 | 39382.5 | 13775.4 | 3.0238 | 1854.21 | 22663.8 | 2260
852 | 4.0705 | 5455.65 | 3.9219 | 6302.57 | 0.89317 | 6063.36 | 0.84733 | 0 | 3.6246 | 7060.11 | 0 | 23597.8 | 3.4934 | 37204.1 | 11952.8 | 3.5366 | 1387.05 | 23265.7 | 1946.06
853 | 4.1493 | 13568.2 | 4.0047 | 6347.33 | 0.33561 | 32031.5 | 2.8506 | 0 | 3.7589 | 7012.55 | 0 | 25203 | 3.6157 | 30399.2 | 11151.5 | 3.6918 | 2250.87 | 16845.4 | 5833.9
854 | 3.8875 | 19872.8 | 3.7572 | 4744.12 | 0.40929 | 23896.7 | 1.1888 | 0 | 3.5967 | 7696.21 | 0 | 25086.1 | 3.4556 | 15046.5 | 6132.81 | 3.5156 | 2988.63 | 8410.39 | 7106.88
855 | 3.2824 | 32056.5 | 2.2469 | 2364.65 | 0.16673 | 25808.7 | 1.945 | 2285.94 | 3.1574 | 9175.17 | 2285.94 | 16814.5 | 3.0125 | 8646.68 | 4727.34 | 2.9879 | 4268.54 | 8502.31 | 7514.88
856 | 1.9909 | 38049.9 | 0.90545 | 1331.04 | 0.068472 | 30892.5 | 1.6398 | 3653.08 | 2.4122 | 8585.6 | 3653.08 | 18488.2 | 2.2938 | 5158.39 | 3224.52 | 2.1347 | 1343.71 | 5143.69 | 4345.87
857 | 0.90538 | 39330.8 | 0.57152 | 1931.02 | 0.013731 | 20312.5 | 1.0177 | 1821.39 | 1.3522 | 6007.73 | 1821.39 | 17698.5 | 1.254 | 9906.97 | 1935.99 | 0.96969 | 1398.62 | 1122.8 | 1346.19
858 | 0 | 38287.7 | 0 | 3952.07 | 0 | 22801.3 | 0 | 1288.8 | 0.14695 | 15022.6 | 1288.8 | 15635.2 | 0.092869 | 19508.8 | 2245.93 | 0 | 1528.05 | 0 | 0
859 | 0 | 36701.1 | 0 | 6564.1 | 0 | 19811.3 | 0 | 4903.92 | 0 | 23839.2 | 4903.92 | 8686.63 | 0 | 28396.4 | 668.003 | 0 | 4830.55 | 0 | 0
860 | 0 | 37001.9 | 0 | 4809.1 | 0 | 3769.61 | 0 | 5918.31 | 0 | 25880.9 | 5918.31 | 11716.7 | 0 | 30223.2 | 0 | 0 | 2118.55 | 1684.05 | 2019.21
861 | 0 | 39501.6 | 0 | 4973.63 | 0 | 2309.63 | 0 | 7344.56 | 0 | 21234 | 7344.56 | 4969.64 | 0 | 32556.5 | 0 | 0 | 1052.69 | 1798.58 | 10755.7
862 | 0 | 39539.1 | 0 | 5143.66 | 0 | 1639.23 | 0 | 4764.81 | 0 | 9085.56 | 4764.81 | 7095.27 | 0 | 30453.2 | 0 | 0 | 0 | 3642.06 | 17145.6
863 | 0 | 38853 | 0 | 3158.1 | 0 | 0 | 0 | 1838.66 | 0 | 4389.86 | 1838.66 | 5241.37 | 0 | 34005.4 | 0 | 0 | 0 | 5640.32 | 13844.9
864 | 0 | 33732.4 | 0 | 2975.52 | 0 | 0 | 0 | 2562.96 | 0 | 4572.87 | 2562.96 | 2888.61 | 0 | 33515.3 | 0 | 0 | 0 | 4915.5 | 12524.9
865 | 0 | 24289.4 | 0 | 4835.08 | 0 | 12824.7 | 0 | 1269.2 | 0 | 2327.3 | 1269.2 | 3424.77 | 0 | 33479.8 | 0 | 0 | 0 | 2532.46 | 29751.9
866 | 0 | 24385.3 | 0 | 7453.94 | 0 | 6839.92 | 0 | 5805.32 | 0 | 1157.85 | 5805.32 | 1631.99 | 0 | 30158.2 | 0 | 0 | 143.244 | 1446.07 | 25992.8
867 | 0 | 36214.3 | 0 | 9282.89 | 0 | 3201.98 | 0 | 3216.3 | 0 | 3961.74 | 3216.3 | 0 | 0 | 27431.2 | 634.446 | 0 | 1214.41 | 1241.99 | 28716.3
868 | 0 | 39333.2 | 0 | 8532.29 | 0 | 0 | 0 | 3992.36 | 0 | 9905.89 | 3992.36 | 7477.19 | 0 | 20909.7 | 1477.85 | 0 | 5867.27 | 1774.69 | 21537.7
869 | 0 | 39690.5 | 0 | 7328.61 | 0 | 23783.2 | 0 | 4193.28 | 0 | 20624.3 | 4193.28 | 9723.31 | 0 | 15103.3 | 0 | 0 | 8115.85 | 3648.06 | 12682.6
870 | 0 | 39556.7 | 0 | 7785.18 | 0 | 7583.18 | 0 | 4912.83 | 0 | 8225.25 | 4912.83 | 806.258 | 0 | 8172.86 | 0 | 0 | 11109.7 | 5877.83 | 6587.74
871 | 0 | 39445.6 | 0 | 7908 | 0 | 5498.13 | 0 | 3379.33 | 0 | 1131.55 | 3379.33 | 19017.1 | 0 | 10954.7 | 630.85 | 0 | 7381.63 | 8923.32 | 15356.3
872 | 0.37753 | 39395.6 | 0.43576 | 5689.14 | 0.42414 | 113.685 | 0.018367 | 11398.7 | 0.056736 | 2372.01 | 11398.7 | 11074 | 0.12727 | 7194.94 | 1522.36 | 0 | 3210.88 | 9222.65 | 8785.07
873 | 1.6807 | 33695.6 | 1.6832 | 5037.8 | 1.5746 | 1815.92 | 0.40504 | 14225.8 | 0.94376 | 5060.61 | 14225.8 | 5458.28 | 1.3108 | 4485.47 | 1909.05 | 0.35099 | 3727.82 | 15750.6 | 15.4494
874 | 2.797 | 33523.6 | 2.7633 | 0 | 1.4632 | 229.321 | 0.85872 | 12913 | 2.4821 | 974.878 | 12913 | 5122.21 | 2.3628 | 3267.8 | 0 | 2.1028 | 2976.72 | 3820.71 | 0
875 | 3.5574 | 20180.6 | 3.5192 | 0 | 1.5454 | 1616.4 | 2.3378 | 9575.96 | 3.2344 | 0 | 9575.96 | 1077.34 | 3.0743 | 1055.49 | 0 | 2.9591 | 1049.48 | 856.236 | 0
876 | 3.9953 | 22972.1 | 3.9313 | 504.458 | 1.4705 | 845.009 | 3.384 | 7590.77 | 3.6688 | 4523.64 | 7590.77 | 970.022 | 3.4786 | 0 | 1627.11 | 3.4614 | 0 | 0 | 0
877 | 4.0856 | 27631 | 4.0502 | 1219.33 | 2.4731 | 2036.89 | 3.5059 | 5973.03 | 3.7956 | 2089.52 | 5973.03 | 768.953 | 3.5973 | 0 | 1331.82 | 3.6077 | 0 | 0 | 0
878 | 3.3809 | 29174.8 | 3.8137 | 0 | 1.2074 | 1021.42 | 2.9436 | 5547.9 | 3.6186 | 307.253 | 5547.9 | 2913.72 | 3.4468 | 0 | 2276.54 | 3.4094 | 0 | 0 | 0
879 | 2.6625 | 31862.4 | 3.2794 | 0 | 0.14279 | 0 | 2.8373 | 3961.28 | 3.1636 | 0 | 3961.28 | 4141.11 | 3.0181 | 591.3 | 4149.85 | 2.8769 | 1185.31 | 0 | 0
880 | 1.7611 | 32762.8 | 2.4037 | 0 | 0.076445 | 718.979 | 2.041 | 3591.99 | 1.6869 | 0 | 3591.99 | 7351.35 | 1.6001 | 0 | 2979.47 | 2.0358 | 425.381 | 0 | 1627.45
881 | 1.0872 | 27382.1 | 1.206 | 0 | 0.013796 | 1627.36 | 0.97734 | 3314.49 | 1.3679 | 0 | 3314.49 | 5279.39 | 0.88648 | 0 | 4416.53 | 0.91095 | 0 | 0 | 0
882 | 0 | 17146.6 | 0 | 0 | 0 | 912.65 | 0 | 7270.43 | 0.093809 | 2352.24 | 7270.43 | 920.987 | 0.040122 | 0 | 9030.69 | 0 | 0 | 0 | 0
883 | 0 | 9094.38 | 0 | 4387.75 | 0 | 403.807 | 0 | 6990.02 | 0 | 6320.69 | 6990.02 | 1090.46 | 0 | 0 | 11096.8 | 0 | 0 | 2245.62 | 0
884 | 0 | 0 | 0 | 9119.73 | 0 | 0 | 0 | 5884.33 | 0 | 7471.78 | 5884.33 | 0 | 0 | 0 | 10863.8 | 0 | 0 | 10514.5 | 0
885 | 0 | 891.989 | 0 | 12492 | 0 | 0 | 0 | 3197.33 | 0 | 12015.6 | 3197.33 | 381.021 | 0 | 0 | 12579.3 | 0 | 0 | 29201.3 | 0
886 | 0 | 4705.9 | 0 | 18541.3 | 0 | 0 | 0 | 1659.4 | 0 | 16052.8 | 1659.4 | 0 | 0 | 0 | 10554.8 | 0 | 0 | 38748.8 | 0
887 | 0 | 9215.09 | 0 | 17781.6 | 0 | 0 | 0 | 2575.01 | 0 | 16972.1 | 2575.01 | 0 | 0 | 0 | 9445.43 | 0 | 0 | 37162.7 | 2801.54
888 | 0 | 10402.1 | 0 | 25470.3 | 0 | 0 | 0 | 0 | 0 | 11589.7 | 0 | 0 | 0 | 563.378 | 9735.61 | 0 | 0 | 35573.5 | 7524.65
889 | 0 | 7757.02 | 0 | 19452 | 0 | 10165.3 | 0 | 0 | 0 | 8756.8 | 0 | 0 | 0 | 0 | 8155.64 | 0 | 0 | 28584.9 | 5304.42
890 | 0 | 15657.9 | 0 | 28818.2 | 0 | 3192.45 | 0 | 0 | 0 | 12403.4 | 0 | 1015.81 | 0 | 0 | 7830.92 | 0 | 0 | 34046.7 | 10702.4
891 | 0 | 16649.5 | 0 | 32578.7 | 0 | 4343.7 | 0 | 0 | 0 | 16119.8 | 0 | 0 | 0 | 1627.38 | 11466.5 | 0 | 0 | 31030.2 | 11020.8
892 | 0 | 10060.9 | 0 | 27347.5 | 0 | 11066.7 | 0 | 0 | 0 | 10835.1 | 0 | 0 | 0 | 8010.38 | 15970.2 | 0 | 0 | 29821.2 | 15123.1
893 | 0 | 17984.6 | 0 | 21637.8 | 0 | 8119.81 | 0 | 0 | 0 | 10235.2 | 0 | 0 | 0 | 22482.1 | 12329.5 | 0 | 0 | 27144.1 | 10441.5
894 | 0 | 8189.25 | 0 | 19626.9 | 0 | 13529 | 0 | 0 | 0 | 9251 | 0 | 0 | 0 | 11344.7 | 11210.5 | 0 | 0 | 23977 | 6784.59
895 | 0 | 2259.27 | 0 | 19054.4 | 0 | 9227.21 | 0 | 0 | 0 | 9604.82 | 0 | 0 | 0 | 16809.7 | 11591.9 | 0 | 0 | 21136.1 | 9388.73
896 | 0.23594 | 4269.09 | 0.058682 | 12889.4 | 0.81829 | 15725.6 | 0.092482 | 0 | 0.15241 | 10168.5 | 0 | 0 | 0.13417 | 20539.1 | 13151.1 | 0 | 0 | 12846.9 | 8889.15
897 | 0.48459 | 5606.75 | 0.2148 | 8661.59 | 0.20506 | 12215.9 | 1.1939 | 0 | 1.3883 | 8928.48 | 0 | 0 | 1.3138 | 24249.8 | 14046.4 | 0.10076 | 0 | 7109.64 | 5092.53
898 | 2.8201 | 1982.07 | 2.8974 | 2714.57 | 0.89454 | 2273.47 | 2.2293 | 0 | 2.4719 | 3035.92 | 0 | 0 | 2.3596 | 26897.9 | 4186.44 | 1.2647 | 0 | 2187.69 | 2891.8
899 | 2.9713 | 9272.75 | 2.071 | 1534.16 | 1.6162 | 10685.2 | 2.9563 | 0 | 3.1934 | 3834.44 | 0 | 0 | 3.0291 | 25335.7 | 1800.22 | 1.3793 | 945.429 | 0 | 1554.94
900 | 3.5873 | 1186.2 | 3.0084 | 5599.85 | 1.9183 | 15300.8 | 3.3597 | 0 | 3.5913 | 2906.39 | 0 | 0 | 3.4437 | 7489.14 | 1251.53 | 1.4472 | 6259.39 | 0 | 0
901 | 2.8348 | 8354.52 | 2.9179 | 14708.2 | 2.6553 | 15658.9 | 3.4612 | 7998.68 | 3.7031 | 5198.2 | 7998.68 | 0 | 2.8073 | 36944.4 | 1883.08 | 1.4965 | 7761.96 | 1926.09 | 0
902 | 3.3093 | 13800.2 | 2.9997 | 10665.6 | 2.4072 | 19420.7 | 3.1486 | 8291.25 | 3.5421 | 4288.69 | 8291.25 | 0 | 3.3949 | 34914.7 | 2139.46 | 1.5008 | 8970.67 | 7742.41 | 77.5657
903 | 2.6819 | 10127.4 | 2.5623 | 39376.3 | 1.695 | 15265.9 | 2.5793 | 11961.7 | 3.0966 | 4998.92 | 11961.7 | 198.265 | 2.9748 | 37029.8 | 2418.44 | 1.2508 | 5921.72 | 11235.5 | 0
904 | 2.3362 | 3987.71 | 1.5228 | 40053.4 | 1.2617 | 17486.5 | 2.0775 | 12589.5 | 2.3828 | 8318.72 | 12589.5 | 1282 | 2.2549 | 32054.2 | 2119.36 | 2.0263 | 4128.34 | 16328.8 | 778.157
905 | 1.0745 | 4374.21 | 1.2526 | 40053.4 | 0.57356 | 26283.5 | 1.0075 | 11035.5 | 1.3514 | 9980.42 | 11035.5 | 654.084 | 1.2266 | 22567.5 | 1596.72 | 0.9309 | 5229.44 | 32701.4 | 0
906 | 0 | 19982.8 | 0.074585 | 39083.5 | 0 | 12126.6 | 0 | 9847.95 | 0.15603 | 14728.9 | 9847.95 | 489.674 | 0.091779 | 28814 | 3367.48 | 0 | 6164.76 | 39331.9 | 0
907 | 0 | 37472.9 | 0 | 34489.9 | 0 | 5980.85 | 0 | 17024.1 | 0 | 15016.7 | 17024.1 | 2092.48 | 0 | 35911.4 | 5308.78 | 0 | 11714.8 | 38474.9 | 1889.25
908 | 0 | 38118.5 | 0 | 39737.5 | 0 | 2120.23 | 0 | 18561.4 | 0 | 15695.9 | 18561.4 | 5686.58 | 0 | 29838.3 | 6266.42 | 0 | 17011.5 | 39415.9 | 5209.92
909 | 0 | 36001.7 | 0 | 39318.4 | 0 | 7042.28 | 0 | 22631.5 | 0 | 13328.7 | 22631.5 | 9636.93 | 0 | 21827.7 | 11945.2 | 0 | 16590.2 | 39064.9 | 18129.5
910 | 0 | 24203 | 0 | 40053.4 | 0 | 24112.1 | 0 | 20310 | 0 | 16621.4 | 20310 | 11917.5 | 0 | 14577.9 | 21580.3 | 0 | 21273.3 | 40053.4 | 25621.3
911 | 0 | 19417.8 | 0 | 39926.7 | 0 | 14940.4 | 0 | 16733.2 | 0 | 17595.9 | 16733.2 | 10146.3 | 0 | 16603.7 | 25718 | 0 | 20171.7 | 40053.4 | 31440.9
912 | 0 | 14456.6 | 0 | 39839 | 0 | 26129.4 | 0 | 20269.7 | 0 | 23114.7 | 20269.7 | 2635.38 | 0 | 24876.3 | 22843 | 0 | 22829 | 40053.4 | 27793.9
913 | 0 | 19757.8 | 0 | 39570.9 | 0 | 37795.1 | 0 | 23965.2 | 0 | 26436 | 23965.2 | 0 | 0 | 22397.8 | 15633.2 | 0 | 29222.8 | 40053.4 | 30890.5
914 | 0 | 10564.5 | 0 | 37354.5 | 0 | 33704.3 | 0 | 20527.3 | 0 | 33264.7 | 20527.3 | 0 | 0 | 23807.5 | 15124.5 | 0 | 35753.5 | 40053.4 | 14201.4
915 | 0 | 0 | 0 | 34387.9 | 0 | 19104.4 | 0 | 13402.6 | 0 | 34020.4 | 13402.6 | 0 | 0 | 19741.6 | 18851 | 0 | 35991.7 | 40053.4 | 19572.9
916 | 0 | 15431.3 | 0 | 33263.3 | 0 | 15119.2 | 0 | 10440 | 0 | 37068.4 | 10440 | 0 | 0 | 19752 | 17930.6 | 0 | 31687.3 | 40053.4 | 13314.8
917 | 0 | 39448.6 | 0 | 29942.2 | 0 | 13875.1 | 0 | 6771.81 | 0 | 33628.3 | 6771.81 | 0 | 0 | 31036.7 | 15082 | 0 | 27955.1 | 40053.4 | 9707.21
918 | 0 | 40004.1 | 0 | 32312.7 | 0 | 10777.3 | 0 | 4406.98 | 0 | 27646.2 | 4406.98 | 0 | 0 | 31343.8 | 14636 | 0 | 24147.7 | 40053.4 | 6708.27
919 | 0 | 40053.4 | 0 | 34998.7 | 0 | 23468.8 | 0 | 3908.99 | 0 | 23833.6 | 3908.99 | 0 | 0 | 31844.3 | 13707.8 | 0 | 27620.2 | 39680.6 | 5245.86
920 | 0.01038 | 39770.9 | 0.4572 | 33729.6 | 0.091055 | 7557.85 | 0.043172 | 3654.83 | 0.14388 | 16711.9 | 3654.83 | 0 | 0.014113 | 32274.6 | 13530.6 | 0 | 27474.6 | 39938.5 | 1219.93
921 | 0.082127 | 38240.9 | 1.672 | 22167 | 0.087877 | 2181.99 | 0.92961 | 4051.21 | 1.3027 | 10531.1 | 4051.21 | 0 | 0.23183 | 32575.1 | 9713.64 | 1.0193 | 15990.8 | 38711.5 | 879.763
922 | 0.06886 | 37972.4 | 2.6959 | 34357.3 | 0.46591 | 3344.74 | 1.9168 | 4147.92 | 2.3158 | 7173.32 | 4147.92 | 0 | 0.66446 | 28331.8 | 391.094 | 2.1938 | 14129.1 | 26700.1 | 1271.15
923 | 0.53033 | 38234.9 | 3.411 | 21467.8 | 3.6566 | 0 | 2.7878 | 340.366 | 3.0038 | 5084.94 | 340.366 | 0 | 2.9226 | 24933.4 | 0 | 3.0398 | 19200.4 | 23185.4 | 1348.21
924 | 0.27138 | 39260.6 | 3.825 | 12109.2 | 1.5266 | 3557.76 | 3.3195 | 318.587 | 3.3916 | 2647.36 | 318.587 | 0 | 3.2903 | 16446.8 | 278.826 | 3.5142 | 16344.4 | 36606.3 | 2053.22
925 | 0.14235 | 39058.6 | 3.9386 | 6913.63 | 0.708 | 8106.07 | 2.8551 | 3976.48 | 3.5064 | 2110.09 | 3976.48 | 0 | 3.4289 | 14179.5 | 1720.2 | 3.6373 | 9913.11 | 33897.3 | 1820.48
926 | 0.37457 | 37510.3 | 3.7149 | 1843.31 | 0.79195 | 1004.71 | 2.0734 | 5568.78 | 2.4047 | 2431.96 | 5568.78 | 0 | 3.2816 | 5040.84 | 3212.29 | 3.51 | 17774.9 | 27715.5 | 5467.22
927 | 0.63938 | 38929.8 | 3.1919 | 1880.89 | 0.12531 | 0 | 2.5199 | 2002.26 | 2.9192 | 3373.92 | 2002.26 | 25881.8 | 2.879 | 0 | 4998.37 | 3.0086 | 19933.8 | 23144 | 5616.36
928 | 0.3664 | 38670.3 | 2.3482 | 5493.44 | 1.0656 | 3538.5 | 1.2782 | 50.1208 | 2.2163 | 3180.66 | 50.1208 | 39764.9 | 1.4361 | 0 | 5367.4 | 2.1717 | 19902.7 | 28047.4 | 1563.59
929 | 0.16166 | 38179.6 | 1.2157 | 11113.4 | 0.017456 | 1524.11 | 0.56319 | 0 | 0.79176 | 5873.42 | 0 | 37830.3 | 0.69078 | 0 | 7543.44 | 1.042 | 20100 | 17714 | 1941.8
930 | 0 | 32419.8 | 0.051098 | 5285.97 | 0 | 246.3 | 0 | 1224.25 | 0.078507 | 13724.6 | 1224.25 | 33300.2 | 0.038371 | 978.272 | 10624 | 0 | 20240.5 | 9313.08 | 2540.3
931 | 0 | 20187.3 | 0 | 1704.12 | 0 | 895.39 | 0 | 9796.25 | 0 | 17312.3 | 9796.25 | 38409.5 | 0 | 2362.58 | 10472.3 | 0 | 13747.1 | 15991 | 0
932 | 0 | 23589.6 | 0 | 13079 | 0 | 2453.01 | 0 | 30017.3 | 0 | 39419.5 | 30017.3 | 38266.6 | 0 | 5996.13 | 14807.8 | 0 | 10617.7 | 37636.3 | 0
933 | 0 | 16748.8 | 0 | 9430.05 | 0 | 0 | 0 | 32882.1 | 0 | 39930.7 | 32882.1 | 40053.4 | 0 | 11193 | 28382.8 | 0 | 13188.4 | 40019.8 | 5866.25
934 | 0 | 16782.3 | 0 | 5675.23 | 0 | 0 | 0 | 26442.7 | 0 | 31175.5 | 26442.7 | 40053.4 | 0 | 10314.1 | 27708.8 | 0 | 11962.8 | 40053.4 | 11152
935 | 0 | 23995.8 | 0 | 36198.5 | 0 | 0 | 0 | 1458.23 | 0 | 6404.49 | 1458.23 | 40053.4 | 0 | 15290.5 | 33131.8 | 0 | 6252.82 | 40053.4 | 18063.2
936 | 0 | 21978.1 | 0 | 39795.3 | 0 | 596.038 | 0 | 5702.63 | 0 | 37365.4 | 5702.63 | 40053.4 | 0 | 20227.7 | 30761 | 0 | 4087.25 | 40053.4 | 16682
937 | 0 | 16181.9 | 0 | 38752.3 | 0 | 0 | 0 | 9664.21 | 0 | 39955.3 | 9664.21 | 40053.4 | 0 | 19785.8 | 28164.1 | 0 | 4345.02 | 40053.4 | 29395.3
938 | 0 | 5737.76 | 0 | 36436.3 | 0 | 1801.41 | 0 | 10631 | 0 | 38362.4 | 10631 | 40053.4 | 0 | 12864.1 | 26777 | 0 | 2429.01 | 40053.4 | 20116
939 | 0 | 6909.7 | 0 | 37089 | 0 | 0 | 0 | 15310.3 | 0 | 40053.4 | 15310.3 | 40053.4 | 0 | 11009.9 | 29282.5 | 0 | 0 | 40053.4 | 20978
940 | 0 | 1980.1 | 0 | 38303.2 | 0 | 679.373 | 0 | 38245.7 | 0 | 35841.3 | 38245.7 | 40053.4 | 0 | 11910.6 | 30012.2 | 0 | 0 | 40053.4 | 17958
941 | 0 | 2259.5 | 0 | 38360 | 0 | 1560.8 | 0 | 40053.4 | 0 | 32356.9 | 40053.4 | 24429.6 | 0 | 8513.3 | 32819.1 | 0 | 725.371 | 40053.4 | 19323.6
942 | 0 | 11226 | 0 | 38097.6 | 0 | 3545.07 | 0 | 31676.5 | 0 | 39510.3 | 31676.5 | 0 | 0 | 5344.49 | 29282 | 0 | 2253.23 | 40053.4 | 20721.4
943 | 0 | 27386.8 | 0 | 37777.9 | 0 | 1303.19 | 0 | 39322.1 | 0 | 27951 | 39322.1 | 3843.55 | 0 | 8124.05 | 26802.9 | 0 | 1149.66 | 40053.4 | 21905.8
944 | 0.038025 | 36594 | 0.4501 | 38756.2 | 0.53261 | 13834.2 | 0.018289 | 31943.3 | 0.017975 | 1962.04 | 31943.3 | 10809.4 | 0.033605 | 5463.84 | 33334.5 | 0 | 2619.66 | 40053.4 | 18369.5
945 | 0.31776 | 29171.3 | 1.7465 | 39195.2 | 1.2302 | 16984.9 | 0.29933 | 16939.5 | 0.1702 | 3127.11 | 16939.5 | 5875.71 | 0.48614 | 3425.05 | 34489 | 0.21727 | 6142.14 | 40053.4 | 8013.47
946 | 3.0378 | 29989 | 2.8583 | 39732.7 | 0.80778 | 28510.9 | 0.63872 | 19620.1 | 0.51191 | 5478.29 | 19620.1 | 6895.96 | 0.54389 | 5211.15 | 34040.4 | 0.5801 | 7205.87 | 40053.4 | 5031.91
947 | 3.8124 | 32079.8 | 3.6373 | 38466.1 | 0.94708 | 27980.5 | 1.0183 | 30229 | 1.0749 | 11875.6 | 30229 | 23145 | 0.70465 | 5306.68 | 22762.6 | 0.44288 | 3432.96 | 40053.4 | 989.826
948 | 4.2273 | 37237.5 | 4.0622 | 36048.4 | 0.60136 | 38167.3 | 1.208 | 24416.2 | 0.68302 | 13004.7 | 24416.2 | 17233.1 | 1.1747 | 4855.28 | 15180.8 | 0.54698 | 1024.62 | 40053.4 | 2333.92
949 | 4.2911 | 38244.9 | 4.1658 | 31983.4 | 0.275 | 35452 | 1.9217 | 18961 | 0.64568 | 7158.42 | 18961 | 9766.71 | 0.99071 | 1032.45 | 13299.2 | 0.72869 | 0 | 40053.4 | 527.679
950 | 4.029 | 38976.4 | 3.9316 | 35991.9 | 0.27319 | 26216.8 | 2.3323 | 15289.3 | 0.39941 | 5184.86 | 15289.3 | 6501.52 | 1.5489 | 0 | 13450.8 | 0.62251 | 0 | 40053.4 | 0
951 | 3.4269 | 39307.4 | 3.3688 | 31121.4 | 1.5069 | 39340.5 | 1.8504 | 15635.5 | 0.26343 | 3847.96 | 15635.5 | 7505.45 | 1.1192 | 0 | 12540.7 | 0.30794 | 0 | 40053.4 | 0
952 | 2.4745 | 36121.5 | 2.4713 | 26641 | 0.61639 | 39427.6 | 0.64737 | 10665.1 | 0.2234 | 3857.12 | 10665.1 | 7979.6 | 1.4607 | 230.906 | 11556.5 | 0.099205 | 1980.05 | 40053.4 | 277.578
953 | 1.2156 | 29349.2 | 1.2967 | 17642.6 | 0.15836 | 39486.5 | 0.2594 | 7086.21 | 0.21762 | 2394.46 | 7086.21 | 8332.17 | 0.82785 | 5116.02 | 8593.71 | 0.76697 | 0 | 40053.4 | 238.246
954 | 0 | 21741.4 | 0.061556 | 18044.6 | 0 | 39114.4 | 0 | 8806.16 | 0.020154 | 3440.65 | 8806.16 | 21277.6 | 0.094019 | 15279.1 | 14139.6 | 0 | 0 | 40053.4 | 194.733
955 | 0 | 13762.3 | 0 | 18326.1 | 0 | 34103.6 | 0 | 934.638 | 0 | 3349.88 | 934.638 | 11195 | 0 | 21364 | 28685.4 | 0 | 853.666 | 40053.4 | 7679.26
956 | 0 | 12894.2 | 0 | 26819.3 | 0 | 35629.1 | 0 | 0 | 0 | 4331.94 | 0 | 1230.58 | 0 | 22688.4 | 27081.4 | 0 | 750.394 | 40053.4 | 6327.9
957 | 0 | 26136.3 | 0 | 26111.6 | 0 | 28238 | 0 | 0 | 0 | 1522.14 | 0 | 419.779 | 0 | 23360.4 | 24419.1 | 0 | 0 | 40053.4 | 4035.17
958 | 0 | 25221 | 0 | 18199.5 | 0 | 31480.5 | 0 | 0 | 0 | 0 | 0 | 2560.98 | 0 | 22088 | 21806.2 | 0 | 1616.41 | 40053.4 | 5173.35
959 | 0 | 24715.3 | 0 | 24827.2 | 0 | 19196.4 | 0 | 1039.81 | 0 | 430.93 | 1039.81 | 0 | 0 | 24294.5 | 18499.1 | 0 | 3672.82 | 40053.4 | 6112.54
960 | 0 | 26159.5 | 0 | 26712.7 | 0 | 33696.4 | 0 | 1096.56 | 0 | 195.648 | 1096.56 | 0 | 0 | 21641.6 | 15721.8 | 0 | 8671.63 | 40053.4 | 9947.74
961 | 0 | 25615.8 | 0 | 26837.4 | 0 | 29763.7 | 0 | 1898.79 | 0 | 1633.44 | 1898.79 | 0 | 0 | 20270.3 | 14379.4 | 0 | 13113.6 | 40053.4 | 16028
962 | 0 | 27541.3 | 0 | 23386.6 | 0 | 11632 | 0 | 0 | 0 | 13821.9 | 0 | 0 | 0 | 12338.4 | 8382.38 | 0 | 18519.1 | 40053.4 | 18528.8
963 | 0 | 38114.7 | 0 | 10694.3 | 0 | 1818.21 | 0 | 0 | 0 | 20232.8 | 0 | 0 | 0 | 12489.6 | 8676.42 | 0 | 19992.8 | 40053.4 | 23015.1
964 | 0 | 38651.7 | 0 | 2425.06 | 0 | 0 | 0 | 0 | 0 | 15428.8 | 0 | 0 | 0 | 8899.79 | 12591.4 | 0 | 25233.2 | 40053.4 | 33202.9
965 | 0 | 39368.4 | 0 | 12627.2 | 0 | 0 | 0 | 0 | 0 | 6630.78 | 0 | 1483.19 | 0 | 5664.56 | 11113.1 | 0 | 25131.4 | 40053.4 | 37587
966 | 0 | 38700.3 | 0 | 17630.3 | 0 | 0 | 0 | 0 | 0 | 4662.92 | 0 | 1097.81 | 0 | 6467.15 | 12584.3 | 0 | 25093.9 | 40053.4 | 39366.4
967 | 0 | 37152.2 | 0 | 23530.8 | 0 | 0 | 0 | 0 | 0 | 1681.17 | 0 | 5698.09 | 0 | 8919.35 | 15743 | 0 | 15023.4 | 40053.4 | 39494
968 | 0.31916 | 37519.9 | 0.50226 | 11307.1 | 0.037894 | 1176.67 | 0.015404 | 0 | 0.14785 | 2366.03 | 0 | 7044.92 | 0.14317 | 12033 | 18566.5 | 0 | 28064.3 | 40053.4 | 38259.8
969 | 0.48923 | 35968.3 | 1.8014 | 7649.72 | 2.2853 | 10688.6 | 0.20902 | 0 | 1.3554 | 0 | 0 | 4065.91 | 0.025362 | 15650.5 | 20148.5 | 0.10586 | 26659.6 | 40053.4 | 22960.1
970 | 2.9455 | 34276.7 | 2.8573 | 10782.4 | 0.43394 | 14802.6 | 0.43088 | 0 | 2.4571 | 0 | 0 | 775.335 | 2.3486 | 19523.1 | 27223.5 | 0.25895 | 18064.2 | 40053.4 | 13594.4
971 | 3.729 | 32825.3 | 3.6108 | 11901.7 | 0.38435 | 18582 | 1.5931 | 0 | 0.71521 | 0 | 0 | 1786.8 | 3.0875 | 31304.7 | 17322.4 | 0.38337 | 7032.51 | 40053.4 | 8303.31
972 | 4.1605 | 22644.2 | 4.0423 | 13972.7 | 1.286 | 14334.3 | 2.4349 | 196.553 | 2.9721 | 0 | 196.553 | 2604.63 | 1.1742 | 27737.4 | 19379.6 | 0.61511 | 14354.5 | 39075.5 | 6371.73
973 | 4.2284 | 20531.3 | 4.1377 | 17697.2 | 0.8122 | 27634.8 | 1.1833 | 2229.92 | 0.33373 | 0 | 2229.92 | 4294.47 | 2.3196 | 26930.8 | 19526.2 | 0.67473 | 25028.5 | 37444 | 8296.12
974 | 3.9497 | 26248.7 | 3.9018 | 19637.7 | 0.10053 | 31342.3 | 1.7782 | 5934.39 | 0.49578 | 0 | 5934.39 | 9098.66 | 1.7312 | 38152.9 | 16008.8 | 0.63689 | 31540 | 38235.7 | 10032.8
975 | 3.3689 | 31362.4 | 3.3225 | 19931.6 | 0.20023 | 36144 | 1.0052 | 7261.94 | 0.51044 | 1228.35 | 7261.94 | 11069.8 | 3.0827 | 40053.4 | 16721.6 | 0.63045 | 28657.4 | 36808.3 | 4452.29
976 | 2.4295 | 33722.4 | 2.4515 | 14685.2 | 0.88162 | 37711.8 | 1.1728 | 9725.39 | 1.2917 | 2088.99 | 9725.39 | 15053.9 | 0.40056 | 40053.4 | 14629.1 | 0.3135 | 21907.7 | 33565.7 | 3510.72
977 | 1.1946 | 28334.8 | 1.2992 | 8116.44 | 0.014389 | 35910.8 | 0.54127 | 12141.3 | 0.6485 | 2471.72 | 12141.3 | 16653.8 | 0.80595 | 40053.4 | 23604.4 | 0.18059 | 15713.7 | 34675.2 | 3343.15
978 | 0 | 28920.6 | 0.11304 | 5075.95 | 0 | 26546.2 | 0 | 18374.1 | 0.17209 | 7280.67 | 18374.1 | 13527.4 | 0.051654 | 40053.4 | 24363.4 | 0 | 10692.9 | 35499.3 | 3461.54
979 | 0 | 29583.7 | 0 | 2778.57 | 0 | 26860 | 0 | 18637.4 | 0 | 13618.8 | 18637.4 | 11511.4 | 0 | 40053.4 | 24445.4 | 0 | 10714.4 | 39075.2 | 7137.86
980 | 0 | 28123.3 | 0 | 6815.74 | 0 | 27867 | 0 | 23422 | 0 | 13536.8 | 23422 | 11964.3 | 0 | 40053.4 | 20057.2 | 0 | 8777.62 | 38564.6 | 23171.4
981 | 0 | 37641.7 | 0 | 17279.9 | 0 | 25223 | 0 | 10697.5 | 0 | 12439.2 | 10697.5 | 12864.4 | 0 | 40053.4 | 20140.6 | 0 | 4212.02 | 38606.5 | 9414.82
982 | 0 | 37135.4 | 0 | 26451.9 | 0 | 14581.8 | 0 | 6958.03 | 0 | 11989.1 | 6958.03 | 10301.7 | 0 | 40053.4 | 24226.1 | 0 | 4803.7 | 36666.8 | 14746.5
983 | 0 | 39059 | 0 | 11867.3 | 0 | 17549.7 | 0 | 16983.4 | 0 | 5870.12 | 16983.4 | 9140.08 | 0 | 40053.4 | 27172.3 | 0 | 7055.05 | 34093.7 | 8203.31
984 | 0 | 39311.1 | 0 | 16095.1 | 0 | 27751 | 0 | 15111.5 | 0 | 9637.27 | 15111.5 | 9540.15 | 0 | 39765.5 | 31266.9 | 0 | 19086.6 | 28636.1 | 8737.04
985 | 0 | 35483.9 | 0 | 15480.7 | 0 | 19116.8 | 0 | 765.692 | 0 | 14824.8 | 765.692 | 8107.65 | 0 | 38492.5 | 34095.7 | 0 | 24498.3 | 21282 | 10675.8
986 | 0 | 35560.2 | 0 | 8132.8 | 0 | 9050.05 | 0 | 1446.87 | 0 | 21427 | 1446.87 | 5440.69 | 0 | 39475.2 | 33319.9 | 0 | 21040.4 | 17862.6 | 6865.51
987 | 0 | 37588.1 | 0 | 3976.77 | 0 | 8914.08 | 0 | 19578.5 | 0 | 15937.7 | 19578.5 | 5592.71 | 0 | 40053.4 | 34570.6 | 0 | 15088.6 | 9649.64 | 11453.5
988 | 0 | 33838 | 0 | 46.9073 | 0 | 7585.69 | 0 | 18503.4 | 0 | 13604.2 | 18503.4 | 1220.38 | 0 | 39687.1 | 35251 | 0 | 10009.6 | 6407.51 | 13355.2
989 | 0 | 32268.2 | 0 | 0 | 0 | 3981.76 | 0 | 17011.9 | 0 | 22622 | 17011.9 | 0 | 0 | 38445.3 | 36967.6 | 0 | 8069.06 | 10075.4 | 17301.9
990 | 0 | 32756.3 | 0 | 693.101 | 0 | 1089.68 | 0 | 25003.2 | 0 | 24251.5 | 25003.2 | 0 | 0 | 39521.8 | 37219 | 0 | 6037.46 | 14899.2 | 22944.2
991 | 0 | 32376.4 | 0 | 2098.92 | 0 | 0 | 0 | 9470.59 | 0 | 31723.1 | 9470.59 | 0 | 0 | 39850.7 | 37097.3 | 0 | 3502.07 | 14875.2 | 4490.09
992 | 0.060497 | 30713.8 | 0.54509 | 840.429 | 1.0032 | 1457.39 | 0.16368 | 12204 | 0.19149 | 37455.2 | 12204 | 0 | 0.1822 | 39868.5 | 36767.7 | 0 | 4329.7 | 6266.89 | 20783.7
993 | 1.8571 | 39347.5 | 1.8472 | 0 | 2.2934 | 0 | 1.4512 | 23838.4 | 1.5177 | 39575.3 | 23838.4 | 0 | 1.1879 | 39849.9 | 35335.6 | 0.97187 | 1209.47 | 4825.43 | 15313
994 | 2.9962 | 39817.5 | 2.8925 | 486.908 | 3.2739 | 0 | 2.6113 | 22588.5 | 2.6603 | 39230.6 | 22588.5 | 0 | 2.0511 | 40053.4 | 35874.8 | 0.84419 | 357.625 | 1373.63 | 11832.3
995 | 3.7895 | 40053.4 | 3.6225 | 0 | 3.8908 | 7398.82 | 2.7901 | 10919.3 | 3.426 | 29378.4 | 10919.3 | 0 | 2.5113 | 39826.8 | 34438.6 | 1.1805 | 0 | 2037.29 | 7448.79
996 | 4.2264 | 39880.1 | 4.0034 | 20.0033 | 4.1797 | 13032.6 | 3.4354 | 9768.7 | 3.8801 | 17912.7 | 9768.7 | 0 | 2.7844 | 40053.4 | 29589.4 | 1.6919 | 0 | 184.66 | 4122.36
997 | 4.2944 | 38761.4 | 4.0811 | 747.567 | 4.1182 | 13083.5 | 3.7332 | 5578.17 | 3.2306 | 15633.7 | 5578.17 | 0 | 3.0574 | 40053.4 | 23615.6 | 1.3707 | 0 | 0 | 3924.02
998 | 4.0273 | 36785.1 | 2.961 | 790.274 | 3.7222 | 8909.95 | 3.439 | 7655.47 | 3.098 | 22909.7 | 7655.47 | 11179.1 | 2.8268 | 40053.4 | 24818.6 | 1.0925 | 0 | 1579.11 | 488.246
999 | 3.421 | 37866.5 | 2.608 | 2165.98 | 3.0036 | 7508.94 | 2.3732 | 28708.4 | 2.8548 | 14693.6 | 28708.4 | 21331.7 | 3.2115 | 39351.1 | 27516.6 | 0.65327 | 0 | 140.501 | 0
1000 | 2.4758 | 38018 | 1.3722 | 3318.38 | 1.9804 | 7505.55 | 2.1229 | 27499.8 | 2.5358 | 20810.4 | 27499.8 | 12462.5 | 2.4434 | 38000.4 | 28146.7 | 0.28958 | 399.189 | 0 | 0
1001 | 1.2138 | 37279.1 | 0.53569 | 16166.6 | 0.69295 | 6054.14 | 1.2511 | 31449.2 | 1.4363 | 17735.9 | 31449.2 | 0 | 1.353 | 33343 | 19725.6 | 0.15947 | 114.189 | 0 | 865.263
1002 | 0 | 38255.1 | 0.037036 | 17253.9 | 0 | 4682.66 | 0.067314 | 16422.3 | 0.20446 | 11635.9 | 16422.3 | 3313.02 | 0.15187 | 28771.6 | 15954.6 | 0 | 0 | 504.561 | 11060.1
1003 | 0 | 39030.5 | 0 | 17540.8 | 0 | 1594.86 | 0 | 37016.6 | 0 | 7930.95 | 37016.6 | 0 | 0 | 32429.7 | 29360.2 | 0 | 811.254 | 0 | 39173.8
1004 | 0 | 35070.7 | 0 | 16573.5 | 0 | 0 | 0 | 22568.3 | 0 | 30930.5 | 22568.3 | 1067.71 | 0 | 28557.9 | 25242.4 | 0 | 2109.45 | 0 | 39900.8
1005 | 0 | 30555.9 | 0 | 23577.9 | 0 | 0 | 0 | 34151.8 | 0 | 28037.3 | 34151.8 | 0 | 0 | 24911 | 20644.7 | 0 | 2333.82 | 0 | 39066.3
1006 | 0 | 22872.9 | 0 | 23309.1 | 0 | 0 | 0 | 34409.2 | 0 | 11923.2 | 34409.2 | 30160.4 | 0 | 28808.1 | 14113.4 | 0 | 911.366 | 937.119 | 39814.7
1007 | 0 | 17469 | 0 | 11447.1 | 0 | 0 | 0 | 13934.5 | 0 | 20794.1 | 13934.5 | 0 | 0 | 28537.6 | 16011.4 | 0 | 0 | 835.609 | 39850.8
1008 | 0 | 9698.27 | 0 | 11290.3 | 0 | 0 | 0 | 30294.1 | 0 | 19369.8 | 30294.1 | 0 | 0 | 24884.4 | 12928.1 | 0 | 0 | 976.828 | 38925.8
1009 | 0 | 4620.12 | 0 | 17931 | 0 | 0 | 0 | 23756.6 | 0 | 15378.5 | 23756.6 | 10533.9 | 0 | 9693.39 | 13046.5 | 0 | 0 | 2525.45 | 36664.4
1010 | 0 | 4985.98 | 0 | 17244.5 | 0 | 0 | 0 | 40053.4 | 0 | 12731.6 | 40053.4 | 8620.95 | 0 | 228.915 | 9011.39 | 0 | 1026.42 | 2238.11 | 35899.6
1011 | 0 | 8605.18 | 0 | 15598.7 | 0 | 0 | 0 | 40027.7 | 0 | 14176.7 | 40027.7 | 31117.1 | 0 | 0 | 7824.71 | 0 | 2988.37 | 1065.49 | 38640.5
1012 | 0 | 10021.3 | 0 | 19609.2 | 0 | 0 | 0 | 40053.4 | 0 | 34641.6 | 40053.4 | 10692.2 | 0 | 0 | 12904.7 | 0 | 4363.44 | 1916.61 | 39630.5
1013 | 0 | 13632.8 | 0 | 19987.8 | 0 | 0 | 0 | 39423.4 | 0 | 20510 | 39423.4 | 20413.2 | 0 | 0 | 17560.4 | 0 | 3277.7 | 2788.01 | 39525.4
1014 | 0 | 13326.1 | 0 | 18321.4 | 0 | 0 | 0 | 38351.2 | 0 | 35693.4 | 38351.2 | 38370.4 | 0 | 924.278 | 20957.6 | 0 | 2429.85 | 3899.52 | 39410.6
1015 | 0 | 13817.5 | 0 | 16610 | 0 | 0 | 0 | 27436.4 | 0 | 27238.6 | 27436.4 | 40053.4 | 0 | 2711.99 | 22002.6 | 0 | 16850.8 | 3877.55 | 39808.4
1016 | 0.53592 | 13525.2 | 0.025308 | 18322.7 | 1.014 | 0 | 0.081974 | 39476.2 | 0.16787 | 17544.2 | 39476.2 | 40053.4 | 0.15642 | 2034.09 | 25959.3 | 0 | 18049 | 7162.87 | 39793.1
1017 | 1.8572 | 22542.5 | 0.11749 | 34284.3 | 2.2922 | 0 | 1.1364 | 39059.6 | 1.3929 | 16867.8 | 39059.6 | 40053.4 | 1.3481 | 1732.97 | 14297.5 | 0.22865 | 17887.3 | 12182.2 | 36039.3
1018 | 2.9853 | 12288.8 | 1.493 | 35994.3 | 3.2691 | 0 | 1.5899 | 27696.2 | 2.466 | 5005.07 | 27696.2 | 28608.1 | 2.3994 | 3105.96 | 8044.94 | 0.59637 | 15094.8 | 12829.7 | 33284
1019 | 3.7682 | 26706.2 | 0.86324 | 34993.8 | 3.8986 | 0 | 1.4756 | 37798.1 | 3.2264 | 53.0446 | 37798.1 | 24917.7 | 3.1279 | 7960.3 | 2367.32 | 0.7624 | 16994.7 | 6856.33 | 37632.6
1020 | 4.2036 | 22214.3 | 1.4564 | 36187.1 | 4.1901 | 0 | 2.0392 | 36859.1 | 3.676 | 2005.8 | 36859.1 | 14481 | 3.5574 | 9211.9 | 1188.86 | 1.0676 | 21442.2 | 6379.22 | 39511.8
1021 | 4.2927 | 21352.1 | 0.43323 | 35107 | 4.1513 | 0 | 2.3989 | 27527.9 | 3.8137 | 2477.28 | 27527.9 | 22781.8 | 2.7346 | 17686.4 | 1408.32 | 3.8124 | 35937.5 | 4261.63 | 38901.6
1022 | 4.0301 | 18372.4 | 0.17569 | 31350.8 | 3.7774 | 0 | 2.1789 | 21744.7 | 3.6735 | 4066.89 | 21744.7 | 21176.3 | 3.543 | 31012 | 2049.92 | 3.6349 | 38452.7 | 6190.4 | 38332.1
1023 | 3.4138 | 10975.6 | 0.18949 | 26682.8 | 3.0619 | 192.543 | 1.6185 | 14014.8 | 3.2226 | 1231.18 | 14014.8 | 26099 | 2.4439 | 33129 | 3860.25 | 3.1088 | 39200.9 | 11486.7 | 36630.2
1024 | 2.4734 | 7949.66 | 0.2783 | 19537.6 | 2.0196 | 1956.8 | 0.83282 | 6995.62 | 2.4878 | 0 | 6995.62 | 15112.6 | 2.3625 | 33297.4 | 3756.02 | 2.2136 | 39373.5 | 12611.3 | 34085.5
1025 | 1.2354 | 1652.38 | 0.44722 | 12319.5 | 0.7399 | 2682.38 | 0.39461 | 5281.67 | 1.4359 | 0 | 5281.67 | 5861.47 | 0.89182 | 32217.9 | 4883.53 | 1.0517 | 38565 | 8505.01 | 36202.2
1026 | 0 | 5951.47 | 0.0736 | 9254.15 | 0 | 3374.96 | 0.018896 | 4231.62 | 0.22981 | 0 | 4231.62 | 3890.66 | 0.14612 | 31769.4 | 15521.4 | 0 | 37386.8 | 5069.8 | 37196.6
1027 | 0 | 13133.3 | 0 | 7331.9 | 0 | 1828.85 | 0 | 2083.2 | 0 | 0 | 2083.2 | 4847.66 | 0 | 35965.3 | 21902.9 | 0 | 37304.2 | 5563.27 | 39445.9
1028 | 0 | 19562.7 | 0 | 4942.76 | 0 | 0 | 0 | 559.344 | 0 | 0 | 559.344 | 0 | 0 | 33709.6 | 19818.9 | 0 | 39771.6 | 5369.28 | 39737.9
1029 | 0 | 32607.5 | 0 | 10943.1 | 0 | 0 | 0 | 5015.16 | 0 | 0 | 5015.16 | 0 | 0 | 30794 | 17733.7 | 0 | 39444.8 | 8637.73 | 39579.3
1030 | 0 | 33608.4 | 0 | 10598.1 | 0 | 0 | 0 | 187.988 | 0 | 0 | 187.988 | 6570.28 | 0 | 33775.4 | 15278.3 | 0 | 39490.9 | 24983.7 | 40053.4
1031 | 0 | 32478.7 | 0 | 14848.7 | 0 | 0 | 0 | 0 | 0 | 3923.59 | 0 | 9214.43 | 0 | 36663.6 | 23062.7 | 0 | 39874.5 | 38426.5 | 40053.4
1032 | 0 | 36553.2 | 0 | 21230.9 | 0 | 0 | 0 | 794.696 | 0 | 3439.5 | 794.696 | 0 | 0 | 36229.5 | 27085.8 | 0 | 39926 | 36795.3 | 40053.4
1033 | 0 | 34292.6 | 0 | 17390.2 | 0 | 0 | 0 | 978.738 | 0 | 3446.81 | 978.738 | 0 | 0 | 33576.1 | 24453.3 | 0 | 39737 | 29793.3 | 40053.4
1034 | 0 | 36045.1 | 0 | 17438.9 | 0 | 0 | 0 | 786.725 | 0 | 0 | 786.725 | 0 | 0 | 37847.3 | 19303.6 | 0 | 39761.1 | 28214.6 | 40053.4
1035 | 0 | 37748.8 | 0 | 27152.2 | 0 | 0 | 0 | 0 | 0 | 0 | 0 | 151.543 | 0 | 34786 | 24803 | 0 | 40053.4 | 31439.3 | 40053.4
1036 | 0 | 38449 | 0 | 30209.8 | 0 | 0 | 0 | 0 | 0 | 819.027 | 0 | 951.899 | 0 | 34941.8 | 18559.3 | 0 | 40053.4 | 28918.2 | 40053.4
1037 | 0 | 40053.4 | 0 | 33064.9 | 0 | 0 | 0 | 0 | 0 | 94.4416 | 0 | 0 | 0 | 32289.8 | 18696.7 | 0 | 40053.4 | 31198.5 | 40053.4
1038 | 0 | 39898.1 | 0 | 29329.1 | 0 | 0 | 0 | 0 | 0 | 0 | 0 | 0 | 0 | 28232.7 | 19721.3 | 0 | 40053.4 | 33317.2 | 40053.4
1039 | 0 | 39411.3 | 0 | 25569.7 | 0 | 0 | 0 | 0 | 0 | 0 | 0 | 0 | 0 | 30878.5 | 17732.4 | 0 | 40053.4 | 32909 | 40053.4
1040 | 0.5598 | 37453.8 | 0.1279 | 28611 | 0.41198 | 0 | 0.09612 | 0 | 0.16457 | 0 | 0 | 0 | 0.076386 | 25208 | 10453.1 | 0 | 40053.4 | 24081.9 | 40053.4
1041 | 1.8752 | 33216.5 | 0.28938 | 9502.24 | 2.3141 | 0 | 1.2623 | 0 | 0.95917 | 0 | 0 | 0 | 0.51958 | 18557.9 | 9844.01 | 0.95204 | 40053.4 | 9346.47 | 40053.4
1042 | 2.9806 | 13291.2 | 0.31361 | 6105.81 | 2.8537 | 0 | 2.3294 | 0 | 1.3527 | 0 | 0 | 0 | 1.7465 | 11016.9 | 6068.03 | 2.0842 | 40053.4 | 1122.55 | 39642
1043 | 3.7551 | 21537.3 | 1.5529 | 12182.1 | 3.2363 | 0 | 3.2215 | 0 | 2.0614 | 0 | 0 | 0 | 2.3263 | 9644.27 | 1446.07 | 2.9964 | 40053.4 | 619.664 | 37536.3
1044 | 4.1616 | 17363 | 1.7087 | 9605.83 | 3.728 | 0 | 3.5732 | 0 | 2.4761 | 0 | 0 | 0 | 2.2057 | 7829.32 | 0 | 3.5359 | 40053.4 | 0 | 35669
1045 | 4.2315 | 23898.4 | 2.9236 | 7320.03 | 3.6901 | 0 | 3.4735 | 0 | 2.4824 | 0 | 0 | 0 | 1.3093 | 12684.2 | 0 | 3.7202 | 40053.4 | 0 | 27166
1046 | 3.9574 | 23365.2 | 2.7134 | 10175.7 | 3.0988 | 0 | 2.8541 | 0 | 1.8039 | 0 | 0 | 243.128 | 2.2352 | 12187.6 | 0 | 3.5395 | 40053.4 | 0 | 25394
1047 | 3.3521 | 19176.3 | 2.2154 | 8058.46 | 2.0056 | 0 | 2.0515 | 0 | 1.7782 | 0 | 0 | 0 | 0.36766 | 13191.6 | 0 | 3.0163 | 40053.4 | 650.938 | 29249.6
1048 | 2.4136 | 23793.2 | 2.4961 | 4555.83 | 1.1757 | 0 | 2.2532 | 642.653 | 0.82359 | 0 | 642.653 | 0 | 0.058762 | 14476.3 | 0 | 2.1706 | 40053.4 | 4238.25 | 27616.7
1049 | 0.41075 | 21854.9 | 1.3207 | 3053.35 | 0.25542 | 997.792 | 1.298 | 1410 | 0.32501 | 0 | 1410 | 0 | 0.43505 | 16108.1 | 0 | 1.0576 | 40053.4 | 11167.7 | 22907.5
1050 | 0 | 25181.2 | 0.13986 | 4903.1 | 0 | 6589.34 | 0.077246 | 889.343 | 0.046165 | 0 | 889.343 | 349.129 | 0.036391 | 19223.6 | 0 | 0 | 40053.4 | 22119.1 | 17745
1051 | 0 | 29372.8 | 0 | 6836.07 | 0 | 0 | 0 | 0 | 0 | 910.216 | 0 | 0 | 0 | 21664.3 | 0 | 0 | 40053.4 | 13219.6 | 11393
1052 | 0 | 29535.4 | 0 | 25539.8 | 0 | 0 | 0 | 0 | 0 | 5011.06 | 0 | 0 | 0 | 18970.7 | 0 | 0 | 40053.4 | 17075.4 | 17273.3
1053 | 0 | 39171.9 | 0 | 25000.1 | 0 | 0 | 0 | 1176.08 | 0 | 6882.91 | 1176.08 | 0 | 0 | 16652.8 | 0 | 0 | 40053.4 | 13416.2 | 15273.6
1054 | 0 | 39437.5 | 0 | 29138.6 | 0 | 0 | 0 | 1236.56 | 0 | 9635.95 | 1236.56 | 13660.5 | 0 | 14318.5 | 2346.61 | 0 | 40053.4 | 18685.3 | 10271.3
1055 | 0 | 39503 | 0 | 31678 | 0 | 0 | 0 | 2036.89 | 0 | 31552.6 | 2036.89 | 38433.7 | 0 | 14580.5 | 4652.87 | 0 | 40053.4 | 25004.3 | 7619.32
1056 | 0 | 39747.7 | 0 | 25866.3 | 0 | 0 | 0 | 1200.36 | 0 | 30888.9 | 1200.36 | 35603.1 | 0 | 13134.7 | 8800.13 | 0 | 40053.4 | 33537.2 | 6710.08
1057 | 0 | 39482.2 | 0 | 25501 | 0 | 0 | 0 | 7282.37 | 0 | 23622.1 | 7282.37 | 33465.8 | 0 | 11401.7 | 17059.2 | 0 | 40053.4 | 37543.9 | 8068.19
1058 | 0 | 39779.8 | 0 | 16026.7 | 0 | 0 | 0 | 2014.49 | 0 | 35004.2 | 2014.49 | 29372 | 0 | 9869.91 | 19755.1 | 0 | 40053.4 | 37963.6 | 10261.1
1059 | 0 | 39854.6 | 0 | 17719.9 | 0 | 0 | 0 | 0 | 0 | 36923.3 | 0 | 11104.9 | 0 | 7318.77 | 16467.7 | 0 | 40053.4 | 39250.2 | 7456.19
1060 | 0 | 39467 | 0 | 16110.5 | 0 | 0 | 0 | 1014.49 | 0 | 36811.2 | 1014.49 | 7868.52 | 0 | 5679.91 | 11584 | 0 | 40053.4 | 39675.7 | 9884.54
1061 | 0 | 38164.8 | 0 | 17505.7 | 0 | 0 | 0 | 302.006 | 0 | 24822.5 | 302.006 | 0 | 0 | 5186.74 | 9297.28 | 0 | 40053.4 | 39910.1 | 12698.5
1062 | 0 | 36419.3 | 0 | 11459 | 0 | 0 | 0 | 4903.2 | 0 | 15250.9 | 4903.2 | 0 | 0 | 4736.12 | 9158.43 | 0 | 40053.4 | 40053.4 | 16759.5
1063 | 0 | 32890.3 | 0 | 6688.66 | 0 | 0 | 0 | 1958.06 | 0 | 21522.4 | 1958.06 | 0 | 0 | 4517.56 | 13716.7 | 0 | 40053.4 | 39310.1 | 9636.93
1064 | 0.55583 | 33009.4 | 0.18663 | 6296.51 | 1.0146 | 0 | 0.21014 | 1953.64 | 0.047657 | 21870.9 | 1953.64 | 8826.5 | 0 | 6294.68 | 17195.8 | 0 | 40053.4 | 35041 | 9966.31
1065 | 1.8868 | 28503 | 1.1142 | 1228.36 | 2.2787 | 306.454 | 1.5535 | 3845.91 | 0.21291 | 3006.25 | 3845.91 | 1927.78 | 0.09138 | 8623.58 | 16590.4 | 0.11916 | 40053.4 | 28333.3 | 12993
1066 | 3.0027 | 7202.42 | 1.3738 | 0 | 1.5766 | 223.327 | 2.7341 | 3483.71 | 0.41972 | 0 | 3483.71 | 4644.9 | 0.27079 | 7659.02 | 12292.5 | 0.67678 | 39879.3 | 24678.4 | 0
1067 | 3.8085 | 0 | 2.0919 | 0 | 3.4312 | 6355.85 | 3.5231 | 1011.2 | 0.4334 | 1590.64 | 1011.2 | 0 | 0.82444 | 6684.82 | 10822.8 | 1.5126 | 39865.7 | 19386.9 | 30.1118
1068 | 4.2476 | 0 | 3.0227 | 1136.8 | 3.7431 | 7792.85 | 3.943 | 1920.07 | 0.55364 | 0 | 1920.07 | 0 | 0.64018 | 3925.39 | 8952.95 | 2.8887 | 39576 | 13277.9 | 0
1069 | 0.17811 | 0 | 2.9329 | 2456.62 | 2.469 | 15498.8 | 4.0393 | 939.946 | 1.1057 | 0 | 939.946 | 0 | 1.0785 | 2558.81 | 13847.8 | 1.8312 | 39333.1 | 15630.6 | 0
1070 | 4.095 | 0 | 3.9299 | 2584.14 | 3.6752 | 9418.52 | 3.8599 | 2639.58 | 0.86181 | 0 | 2639.58 | 0 | 0.36355 | 2714.35 | 20491.2 | 1.7853 | 38204.7 | 20832.8 | 0
1071 | 0.26943 | 0 | 1.647 | 8005.52 | 2.558 | 11622.4 | 3.3553 | 4931.7 | 0.6584 | 0 | 4931.7 | 0 | 0.56211 | 1907.16 | 17292.2 | 2.0036 | 36309.2 | 23361.5 | 0
1072 | 0.22397 | 0 | 0.058623 | 13921.5 | 1.6734 | 9956.46 | 2.5252 | 4961.57 | 0.68475 | 0 | 4961.57 | 660.475 | 0.37079 | 1628.09 | 19716.2 | 1.018 | 27518.6 | 28207.2 | 0
1073 | 1.31 | 0 | 0.14624 | 12094 | 0.3576 | 7450.44 | 1.3264 | 6720.38 | 0.18506 | 0 | 6720.38 | 2835.3 | 0.035912 | 1221.66 | 16061.4 | 0.86042 | 11317.6 | 33453.4 | 0
1074 | 0 | 0 | 0.065099 | 12915.8 | 0 | 8885.81 | 0.06232 | 13303.2 | 0.026098 | 0 | 13303.2 | 1543.72 | 0 | 881.125 | 23634.8 | 0 | 2190.39 | 36921.7 | 0
1075 | 0 | 0 | 0 | 13406.9 | 0 | 16649.1 | 0 | 20717.2 | 0 | 0 | 20717.2 | 3941.14 | 0 | 1070.81 | 27976.5 | 0 | 1012.55 | 36314.7 | 1929.1
1076 | 0 | 256.946 | 0 | 22882.8 | 0 | 13116.1 | 0 | 10575.9 | 0 | 0 | 10575.9 | 5765.05 | 0 | 0 | 19831.4 | 0 | 0 | 37723 | 5628.87
1077 | 0 | 0 | 0 | 24744.1 | 0 | 11532.3 | 0 | 15763.2 | 0 | 590.62 | 15763.2 | 3520.91 | 0 | 0 | 26062 | 0 | 0 | 38147.6 | 7809.81
1078 | 0 | 8000.65 | 0 | 39215.9 | 0 | 9968.43 | 0 | 24548.2 | 0 | 409.014 | 24548.2 | 0 | 0 | 0 | 22264 | 0 | 0 | 38539.3 | 6078.73
1079 | 0 | 21370.9 | 0 | 40053.4 | 0 | 6113 | 0 | 30649 | 0 | 616.084 | 30649 | 0 | 0 | 0 | 18447.2 | 0 | 0 | 37732.3 | 10909.1
1080 | 0 | 30048.3 | 0 | 39502.6 | 0 | 4157.04 | 0 | 31522.2 | 0 | 0 | 31522.2 | 0 | 0 | 0 | 16909.5 | 0 | 0 | 36451.7 | 2893.29
1081 | 0 | 23675.6 | 0 | 36942.4 | 0 | 1583.97 | 0 | 30225 | 0 | 1183.9 | 30225 | 0 | 0 | 0 | 16943.7 | 0 | 36.9016 | 35870.3 | 0
1082 | 0 | 9965.8 | 0 | 32172.6 | 0 | 1033.81 | 0 | 24944.6 | 0 | 0 | 24944.6 | 0 | 0 | 0 | 16017.5 | 0 | 39892.5 | 32702.8 | 0
1083 | 0 | 3525.85 | 0 | 24427.2 | 0 | 2752.54 | 0 | 16323.5 | 0 | 968.692 | 16323.5 | 0 | 0 | 0 | 13136.9 | 0 | 38881.3 | 21078.7 | 0
1084 | 0 | 1879.34 | 0 | 27762.8 | 0 | 3263.53 | 0 | 11947.5 | 0 | 4586.2 | 11947.5 | 0 | 0 | 0 | 12279.9 | 0 | 35485.5 | 9264.19 | 0
1085 | 0 | 4269.27 | 0 | 28339.2 | 0 | 0 | 0 | 5022.49 | 0 | 1466.73 | 5022.49 | 0 | 0 | 0 | 12769 | 0 | 32635.2 | 2942.98 | 0
1086 | 0 | 2437.5 | 0 | 15421.2 | 0 | 0 | 0 | 5633.4 | 0 | 1519.61 | 5633.4 | 0 | 0 | 0 | 12533.7 | 0 | 29211.3 | 0 | 0
1087 | 0 | 1084.57 | 0 | 6372.73 | 0 | 0 | 0 | 8626.45 | 0 | 0 | 8626.45 | 0 | 0 | 0 | 12524.8 | 0 | 33873.2 | 448.743 | 1748.35
1088 | 0.6161 | 11125.1 | 0.59211 | 15363.8 | 1.0175 | 0 | 0.03523 | 12794.2 | 0.031909 | 0 | 12794.2 | 0 | 0.1633 | 0 | 15748.9 | 0 | 29344.7 | 3077.77 | 5895.33
1089 | 1.9749 | 12877.8 | 1.9368 | 9000.42 | 2.2706 | 0 | 0.41454 | 20750.5 | 0.55902 | 0 | 20750.5 | 0 | 0.65008 | 0 | 18338.3 | 0.67368 | 24913.5 | 2557.93 | 5325.74
1090 | 3.0829 | 11293.4 | 3.0427 | 11508.9 | 3.1918 | 0 | 0.82168 | 3886.74 | 1.3877 | 0 | 3886.74 | 0 | 2.0036 | 0 | 9340.7 | 2.4486 | 22752.4 | 0 | 595.751
1091 | 3.7977 | 4939.78 | 3.8076 | 11632 | 3.7853 | 0 | 0.48164 | 3832.58 | 2.1997 | 0 | 3832.58 | 0 | 2.6285 | 0 | 5554.06 | 3.337 | 16937.5 | 0 | 0
1092 | 4.149 | 7825.13 | 4.2007 | 12452.8 | 4.1038 | 1990.49 | 0.63516 | 5834.26 | 3.0222 | 0 | 5834.26 | 0 | 3.465 | 0 | 6361.11 | 3.2597 | 13505.3 | 0 | 0
1093 | 4.2018 | 19968.4 | 4.2869 | 14291.3 | 4.0954 | 0 | 0.53594 | 7516.09 | 3.074 | 0 | 7516.09 | 0 | 2.8434 | 0 | 7033.96 | 3.2079 | 14354.9 | 0 | 0
1094 | 3.9702 | 15877.7 | 4.0627 | 28707.7 | 3.7373 | 349.105 | 0.42817 | 6744.33 | 2.9871 | 0 | 6744.33 | 0 | 2.7165 | 0 | 7840.05 | 2.7572 | 16478.6 | 0 | 1051.49
1095 | 3.3985 | 15006.4 | 3.4967 | 20835.7 | 3.0419 | 0 | 0.43218 | 6102.63 | 2.5871 | 0 | 6102.63 | 18727.3 | 2.3563 | 6093.13 | 6513.36 | 2.795 | 12712.1 | 0 | 2050.66
1096 | 2.506 | 15408.7 | 2.6139 | 20893.3 | 2.0215 | 0 | 0.38226 | 4265.66 | 2.114 | 0 | 4265.66 | 5789.39 | 1.8587 | 8055.5 | 5121.6 | 2.2098 | 13689.7 | 1020.69 | 1797.94
1097 | 1.2734 | 12082.8 | 1.4358 | 14691.6 | 0.74959 | 0 | 0.17146 | 1620.55 | 0.87427 | 463.316 | 1620.55 | 4645.98 | 0.32294 | 7169.73 | 7781.43 | 1.0718 | 9388.14 | 0 | 2557.03
1098 | 0 | 11760.1 | 0.12558 | 11007.4 | 0 | 0 | 0.0077731 | 2170.23 | 0.16242 | 1552.33 | 2170.23 | 14158.8 | 0.035941 | 7578.4 | 9185.73 | 0.03973 | 6078.52 | 0 | 3574.36
1099 | 0 | 11172.4 | 0 | 8144.04 | 0 | 0 | 0 | 9085.53 | 0 | 10201.8 | 9085.53 | 16097.2 | 0 | 11004.3 | 19784.2 | 0 | 2874.78 | 0 | 5479.34
1100 | 0 | 2005.58 | 0 | 6905.28 | 0 | 0 | 0 | 5044.25 | 0 | 12474.2 | 5044.25 | 9315.68 | 0 | 10138.4 | 22878.8 | 0 | 1599.52 | 5889.74 | 4651.26
1101 | 0 | 0 | 0 | 19457.5 | 0 | 0 | 0 | 7854.13 | 0 | 14728.9 | 7854.13 | 0 | 0 | 9379.15 | 16096.5 | 0 | 2907.85 | 7287.36 | 20927.8
1102 | 0 | 1128.73 | 0 | 27311.7 | 0 | 0 | 0 | 23761.9 | 0 | 20655 | 23761.9 | 2334.52 | 0 | 24966.6 | 10924.7 | 0 | 2551.05 | 7780.21 | 11453.7
1103 | 0 | 20718 | 0 | 23174.1 | 0 | 0 | 0 | 20168.6 | 0 | 23745.2 | 20168.6 | 10563.9 | 0 | 12737.2 | 7506.72 | 0 | 47.3439 | 5749.54 | 26076.1
1104 | 0 | 37803.7 | 0 | 32221.1 | 0 | 0 | 0 | 1996.03 | 0 | 38707.8 | 1996.03 | 9240.91 | 0 | 8705.76 | 5975.53 | 0 | 0 | 2675.76 | 20459.7
1105 | 0 | 39733.3 | 0 | 34214.4 | 0 | 0 | 0 | 0 | 0 | 7152.74 | 0 | 3148.46 | 0 | 14487.4 | 2626.46 | 0 | 0 | 2565.56 | 8789.03
1106 | 0 | 39717.6 | 0 | 37432.3 | 0 | 0 | 0 | 0 | 0 | 16580.7 | 0 | 983.009 | 0 | 19355.4 | 1705.41 | 0 | 0 | 2416.09 | 10130.8
1107 | 0 | 39885.8 | 0 | 34625.4 | 0 | 0 | 0 | 952.869 | 0 | 11854.3 | 952.869 | 0 | 0 | 17207.7 | 2585.64 | 0 | 0 | 5048.98 | 17018.7
1108 | 0 | 39869.5 | 0 | 30065.7 | 0 | 0 | 0 | 976.01 | 0 | 15535.1 | 976.01 | 0 | 0 | 15924.7 | 1048.98 | 0 | 0 | 14645.2 | 19554.1
1109 | 0 | 39627.9 | 0 | 27819.8 | 0 | 0 | 0 | 1534.68 | 0 | 11838.3 | 1534.68 | 1527.63 | 0 | 14226.2 | 0 | 0 | 0 | 9126.52 | 10195.1
1110 | 0 | 37787.4 | 0 | 22245.6 | 0 | 0 | 0 | 5367.1 | 0 | 16525.4 | 5367.1 | 6205.96 | 0 | 9682.58 | 0 | 0 | 0 | 5069.34 | 4997.12
1111 | 0 | 30187.7 | 0 | 16398.4 | 0 | 0 | 0 | 2592.25 | 0 | 5874.69 | 2592.25 | 4080.85 | 0 | 7905.08 | 0 | 0 | 0 | 368.872 | 1719.87
1112 | 0.061666 | 25207.6 | 0.14978 | 26269.6 | 0.15196 | 0 | 0.009882 | 295.227 | 0.22961 | 14553.5 | 295.227 | 3853.32 | 0.20523 | 6617.03 | 0 | 0.013789 | 0 | 0 | 583.474
1113 | 1.9044 | 20349.9 | 1.326 | 35122.5 | 0.37461 | 0 | 0.10402 | 1353.31 | 0.27517 | 8466.29 | 1353.31 | 4617.83 | 0.36484 | 6081.48 | 0 | 0.34274 | 0 | 0 | 0
1114 | 2.9726 | 20113.8 | 1.772 | 36801.2 | 0.72213 | 0 | 0.33208 | 761.176 | 0.57461 | 4163.43 | 761.176 | 4374.78 | 1.6343 | 0 | 0 | 1.3299 | 0 | 464.876 | 0
1115 | 3.7181 | 11019.5 | 2.3253 | 35078 | 2.7227 | 0 | 0.59185 | 0 | 0.76508 | 5226.84 | 0 | 5686.08 | 2.0025 | 0 | 0 | 1.5292 | 1131.3 | 0 | 0
1116 | 2.5909 | 8389.46 | 2.8702 | 37916.8 | 3.5477 | 0 | 0.40172 | 234.136 | 2.3039 | 3353.16 | 234.136 | 2862.69 | 2.3033 | 0 | 0 | 2.1683 | 0 | 858.205 | 0
1117 | 3.4651 | 7387.85 | 3.3713 | 38475 | 3.4294 | 0 | 0.4057 | 862.179 | 0.90813 | 1561.38 | 862.179 | 1613.14 | 0.93315 | 107.393 | 0 | 2.5377 | 0 | 5727.98 | 0
1118 | 1.3629 | 7923.68 | 2.9679 | 38655.7 | 3.6195 | 1957.75 | 0.27612 | 1538.01 | 1.8876 | 1108.32 | 1538.01 | 1878.46 | 0.36657 | 735.82 | 0 | 1.3021 | 0 | 16027 | 0
1119 | 0.64106 | 8550.88 | 2.0691 | 39554.6 | 2.1303 | 8293.59 | 1.0563 | 1865.31 | 1.1355 | 1042.9 | 1865.31 | 4832.49 | 0.47703 | 0 | 0 | 1.6218 | 0 | 22439.9 | 0
1120 | 1.1038 | 10587 | 1.8405 | 39235.3 | 1.3061 | 11945.3 | 0.74262 | 869.487 | 1.3292 | 4079.38 | 869.487 | 19801.4 | 1.5616 | 1694.65 | 0 | 0.99988 | 0 | 22153 | 0
1121 | 0.097338 | 9746.44 | 0.35596 | 38278.4 | 0.40773 | 9342.85 | 1.1319 | 1385.03 | 1.1281 | 0 | 1385.03 | 25823.2 | 1.043 | 4881.4 | 0 | 0.71957 | 1868.95 | 27607.3 | 8231.22
1122 | 0.0067836 | 5321.54 | 0.032771 | 37011.1 | 0 | 382.226 | 0.060071 | 5360.09 | 0.19245 | 863.031 | 5360.09 | 24791.2 | 0.14307 | 9638.8 | 1752.9 | 0.030853 | 11231.5 | 31963.2 | 36799.2
1123 | 0 | 2030.65 | 0 | 34684.7 | 0 | 1839.93 | 0 | 2664.72 | 0 | 6443.45 | 2664.72 | 16696.7 | 0 | 19598.8 | 5473.19 | 0 | 9616.56 | 37868.9 | 25668.1
1124 | 0 | 2097.26 | 0 | 37766.9 | 0 | 123.602 | 0 | 10373 | 0 | 8438.21 | 10373 | 16660.4 | 0 | 23223.9 | 6192.31 | 0 | 7163.97 | 37751 | 32693.1
1125 | 0 | 0 | 0 | 38561.3 | 0 | 0 | 0 | 12286.7 | 0 | 23951.4 | 12286.7 | 29250.3 | 0 | 26730.8 | 7713.54 | 0 | 1889.38 | 38787.4 | 31359.1
1126 | 0 | 0 | 0 | 38337.7 | 0 | 0 | 0 | 6576.81 | 0 | 31527.1 | 6576.81 | 27939.7 | 0 | 28446.1 | 16897.4 | 0 | 1394.86 | 40053.4 | 28318
1127 | 0 | 1052.67 | 0 | 32689.7 | 0 | 0 | 0 | 7362.36 | 0 | 27626.6 | 7362.36 | 22825.9 | 0 | 27166.4 | 18156.2 | 0 | 100.02 | 40053.4 | 28781.4
1128 | 0 | 4037.91 | 0 | 27847.1 | 0 | 0 | 0 | 12432.6 | 0 | 16878.7 | 12432.6 | 25840.7 | 0 | 27944.4 | 20497.2 | 0 | 0 | 40053.4 | 31445
1129 | 0 | 5672.01 | 0 | 12522.4 | 0 | 0 | 0 | 13966.8 | 0 | 20415.8 | 13966.8 | 22164.1 | 0 | 25845.9 | 25164.8 | 0 | 0 | 40053.4 | 37536.8
1130 | 0 | 11750.5 | 0 | 20835 | 0 | 0 | 0 | 9515.19 | 0 | 16555.1 | 9515.19 | 37914.2 | 0 | 28827.3 | 24241.1 | 0 | 0 | 40053.4 | 39418.3
1131 | 0 | 22541.5 | 0 | 31814.2 | 0 | 8369.15 | 0 | 12847.6 | 0 | 24726.3 | 12847.6 | 26864.2 | 0 | 37451 | 24972.3 | 0 | 0 | 40053.4 | 37700.6
1132 | 0 | 29327.4 | 0 | 34968.4 | 0 | 23038.6 | 0 | 12634.1 | 0 | 26901.2 | 12634.1 | 13901.5 | 0 | 39196.7 | 26972.5 | 0 | 97.2044 | 31908.8 | 36460.6
1133 | 0 | 34853.3 | 0 | 34397.3 | 0 | 12067.6 | 0 | 14725.4 | 0 | 36176.1 | 14725.4 | 34281.3 | 0 | 39304 | 28709 | 0 | 8520.43 | 19845.4 | 37798.9
1134 | 0 | 17183.7 | 0 | 26950.8 | 0 | 7326.03 | 0 | 13774.4 | 0 | 26908.1 | 13774.4 | 36117.6 | 0 | 39136.8 | 27637.8 | 0 | 28533.2 | 9387.51 | 38459.4
1135 | 0 | 4459.55 | 0 | 17554.8 | 0 | 5766.23 | 0 | 15689.8 | 0 | 27216.3 | 15689.8 | 32235.5 | 0 | 39348.7 | 30209.7 | 0 | 16877.3 | 5447.93 | 39325.8
1136 | 0.63388 | 3179.81 | 0.22127 | 14411.7 | 0.98774 | 7174.42 | 0.030753 | 19234.9 | 0.17196 | 37268.9 | 19234.9 | 0 | 0.027758 | 37781.3 | 31212.6 | 0.10362 | 0 | 3692.78 | 39965.3
1137 | 1.9821 | 3235.5 | 0.10365 | 11848.7 | 2.2731 | 9394.32 | 0.22909 | 30352.9 | 0.84091 | 11812.2 | 30352.9 | 16586.8 | 0.93935 | 34114.7 | 31345 | 1.3508 | 694.932 | 6646.42 | 39876.6
1138 | 3.0821 | 1155.44 | 0.33163 | 8419.62 | 3.2886 | 16770.3 | 0.31706 | 25036.5 | 1.3871 | 37116.7 | 25036.5 | 30374.9 | 2.2249 | 34577 | 22322.9 | 2.6277 | 5628.8 | 7868.36 | 38724.4
1139 | 3.8471 | 2713.62 | 0.45326 | 4378.99 | 3.9432 | 14676.2 | 0.37207 | 27976.9 | 1.6322 | 31063.6 | 27976.9 | 34283 | 2.1757 | 32673 | 20796 | 3.5964 | 8458.51 | 5197.7 | 33858.4
1140 | 4.2273 | 4976.99 | 1.2934 | 3555.63 | 4.2397 | 11626.1 | 0.86471 | 23384.5 | 2.3312 | 31717.8 | 23384.5 | 39305.4 | 2.7234 | 26951 | 20920.3 | 4.1704 | 4118.62 | 6955.59 | 24896.2
1141 | 4.2769 | 5202.67 | 0.51924 | 1604.22 | 4.2007 | 6939.34 | 0.69557 | 30902.8 | 2.5315 | 21971.8 | 30902.8 | 38371 | 3.8061 | 24805.7 | 27273.9 | 4.3696 | 555.16 | 11094.3 | 23675
1142 | 3.999 | 19179 | 0.96079 | 6039.67 | 3.2885 | 10762.9 | 2.0116 | 37522 | 3.7252 | 27605.8 | 37522 | 31966.7 | 3.698 | 17737.2 | 26980.3 | 4.1773 | 0 | 15440.3 | 20284.8
1143 | 3.4352 | 25905.2 | 1.1851 | 3688.54 | 3.0813 | 17373 | 1.2878 | 38293.1 | 3.3548 | 20523.3 | 38293.1 | 33440.3 | 3.29 | 11535.9 | 31018 | 3.6043 | 0 | 22009.1 | 11943.8
1144 | 2.4907 | 22067.4 | 0.20736 | 5868.86 | 1.4961 | 14331.4 | 1.1436 | 38091.2 | 2.6119 | 25931.4 | 38091.2 | 37218.1 | 2.5363 | 11291.3 | 33893.6 | 2.6546 | 0 | 35766.2 | 7224.51
1145 | 1.2639 | 21380.2 | 0.59236 | 5525.72 | 0.50463 | 11716.7 | 1.1867 | 39115.5 | 1.2866 | 27606.4 | 39115.5 | 39651.4 | 1.4556 | 22890.3 | 37669.5 | 1.0987 | 0 | 37156.2 | 5769.84
1146 | 0.065888 | 21456.4 | 0.12019 | 4182.43 | 0 | 7748 | 0.071431 | 39855.6 | 0.35143 | 5217.35 | 39855.6 | 34173.2 | 0.23069 | 37220.7 | 37383 | 0.12381 | 0 | 38154.6 | 4542.39
1147 | 0 | 21406.3 | 0 | 2937.5 | 0 | 10228.4 | 0 | 32835.8 | 0 | 13489.1 | 32835.8 | 19204.5 | 0 | 39646.7 | 37376.5 | 0 | 0 | 37604.5 | 20369.4
1148 | 0 | 28057.1 | 0 | 19188.2 | 0 | 2317.56 | 0 | 13703.8 | 0 | 1053.28 | 13703.8 | 546.038 | 0 | 40053.4 | 36949.2 | 0 | 0 | 36899.5 | 38177.9
1149 | 0 | 36984.2 | 0 | 20933.7 | 0 | 5624.12 | 0 | 0 | 0 | 7871.3 | 0 | 1563.29 | 0 | 40053.4 | 35941.3 | 0 | 1111.04 | 40053.4 | 39405.1
1150 | 0 | 38003.6 | 0 | 16197.8 | 0 | 2813.31 | 0 | 0 | 0 | 5088.63 | 0 | 2240.36 | 0 | 40053.4 | 37183.5 | 0 | 580.518 | 40053.4 | 39335.9
1151 | 0 | 38468.6 | 0 | 26612.4 | 0 | 495.587 | 0 | 0 | 0 | 2517.77 | 0 | 8689.52 | 0 | 40053.4 | 37964.3 | 0 | 1179.66 | 40053.4 | 39705.3
1152 | 0 | 36897.7 | 0 | 36557.4 | 0 | 0 | 0 | 0 | 0 | 2448.7 | 0 | 2845.6 | 0 | 40053.4 | 37557.8 | 0 | 10459.7 | 40053.4 | 40053.4
1153 | 0 | 36795.1 | 0 | 6063.25 | 0 | 0 | 0 | 0 | 0 | 1899.86 | 0 | 2963.56 | 0 | 40053.4 | 36879.3 | 0 | 20689.9 | 40053.4 | 40053.4
1154 | 0 | 32722 | 0 | 1162.11 | 0 | 0 | 0 | 27967.6 | 0 | 0 | 27967.6 | 0 | 0 | 40053.4 | 29400.7 | 0 | 25944.6 | 39619.2 | 40053.4
1155 | 0 | 33749.4 | 0 | 4790.31 | 0 | 0 | 0 | 15510.7 | 0 | 314.324 | 15510.7 | 0 | 0 | 40053.4 | 26278.7 | 0 | 25598.7 | 39450.7 | 40053.4
1156 | 0 | 34931.2 | 0 | 15719.3 | 0 | 0 | 0 | 15772.7 | 0 | 0 | 15772.7 | 0 | 0 | 40053.4 | 28050 | 0 | 19128.6 | 39640.1 | 40053.4
1157 | 0 | 38544.9 | 0 | 26415.2 | 0 | 0 | 0 | 15012.1 | 0 | 0 | 15012.1 | 0 | 0 | 40053.4 | 17524 | 0 | 16874.8 | 39788.9 | 40053.4
1158 | 0 | 39676.6 | 0 | 9897.45 | 0 | 0 | 0 | 9916.44 | 0 | 0 | 9916.44 | 0 | 0 | 40053.4 | 16261.6 | 0 | 15020.1 | 39914.7 | 40053.4
1159 | 0 | 40053.4 | 0 | 1773.56 | 0 | 952.592 | 0 | 8068.71 | 0 | 0 | 8068.71 | 0 | 0 | 40053.4 | 10155.3 | 0 | 11668.4 | 39607 | 40053.4
1160 | 0.08801 | 40053.4 | 0.6171 | 0 | 0.052524 | 3316.47 | 0.30053 | 5536 | 0.34514 | 0 | 5536 | 0 | 0.32628 | 40053.4 | 2391.17 | 0.063041 | 10741 | 39782.7 | 39330.8
1161 | 0.10876 | 38801 | 0.4533 | 3914.39 | 1.8031 | 2949.16 | 1.6084 | 5213.28 | 1.587 | 0 | 5213.28 | 0 | 1.5427 | 40053.4 | 10184.9 | 1.3264 | 6839.19 | 38687.6 | 24837.4
1162 | 0.19076 | 24999.2 | 1.413 | 7009.07 | 2.1208 | 0 | 2.7443 | 0 | 2.7092 | 0 | 0 | 0 | 2.6167 | 39857.6 | 23532.3 | 2.5321 | 6043.64 | 37272.9 | 17666.3
1163 | 2.1756 | 13083.4 | 3.678 | 10509.5 | 0.93014 | 0 | 3.5234 | 0 | 3.484 | 0 | 0 | 0 | 3.3936 | 39856.4 | 23553.7 | 3.4226 | 0 | 37815.8 | 9060
1164 | 0.34726 | 5825.99 | 4.1057 | 9333.12 | 1.3895 | 3457.79 | 3.9608 | 0 | 3.9348 | 0 | 0 | 0 | 3.8174 | 39905.2 | 30912.8 | 3.9287 | 0 | 38192.5 | 7921.17
1165 | 2.8342 | 1541.76 | 4.2385 | 1124.05 | 3.2495 | 1433.33 | 4.0784 | 268.472 | 4.0722 | 0 | 268.472 | 0 | 3.948 | 39515.4 | 32638 | 4.0891 | 0 | 38261.7 | 9072.73
1166 | 1.2173 | 590.751 | 4.0288 | 839.358 | 1.9904 | 2707.77 | 3.8752 | 178.398 | 3.8822 | 908.268 | 178.398 | 0 | 3.8113 | 37196.9 | 35486.8 | 3.9224 | 0 | 36032.3 | 6210.42
1167 | 3.4245 | 5321.05 | 3.4841 | 1381.13 | 0.51726 | 5629.31 | 3.3615 | 333.313 | 3.4141 | 1847.46 | 333.313 | 8822.5 | 3.3539 | 26769 | 37573.5 | 3.3788 | 0 | 35262.8 | 4070.76
1168 | 2.5092 | 4768.79 | 2.6147 | 3719.67 | 1.9423 | 6724.97 | 2.5326 | 1592.77 | 2.637 | 2839.94 | 1592.77 | 10719.4 | 2.5902 | 15594.7 | 38320.6 | 2.4842 | 1056 | 36975.9 | 1549.31
1169 | 1.2707 | 2533.08 | 1.4248 | 26214.6 | 0.63967 | 11278 | 1.3889 | 2124.57 | 1.5329 | 6807.65 | 2124.57 | 13962.3 | 1.4924 | 10014.3 | 32039.4 | 1.305 | 5115.55 | 39160.4 | 933.332
1170 | 0.10241 | 12055.5 | 0.19887 | 30624.4 | 0 | 0 | 0.15533 | 2628.62 | 0.34306 | 5095.23 | 2628.62 | 11281 | 0.27202 | 7652.12 | 38318.3 | 0.11768 | 12166.3 | 39886.1 | 337.084
1171 | 0 | 28948.2 | 0 | 34968.7 | 0 | 4614.51 | 0 | 3827.73 | 0 | 17023.9 | 3827.73 | 24785.8 | 0 | 8318.92 | 38235.3 | 0 | 19032 | 39931.7 | 0
1172 | 0 | 24296.6 | 0 | 22616.5 | 0 | 26388.8 | 0 | 16646.3 | 0 | 27850.6 | 16646.3 | 23198.4 | 0 | 3797.52 | 38192.6 | 0 | 15160.9 | 39927.4 | 9029.55
1173 | 0 | 14486.4 | 0 | 28546.2 | 0 | 11138.5 | 0 | 18028.8 | 0 | 33897.6 | 18028.8 | 8398.38 | 0 | 1119.37 | 38825.8 | 0 | 8390.76 | 40053.4 | 9438.96
1174 | 0 | 11834.9 | 0 | 21766 | 0 | 3210.48 | 0 | 15130.9 | 0 | 29687 | 15130.9 | 10261.1 | 0 | 1454.36 | 38596.4 | 0 | 3647.34 | 40053.4 | 3919.19
1175 | 0 | 8674.49 | 0 | 14796.8 | 0 | 4379.88 | 0 | 11200.8 | 0 | 36882.8 | 11200.8 | 12898.6 | 0 | 1270.86 | 38016.1 | 0 | 1807.64 | 40053.4 | 37226.1
1176 | 0 | 20937.3 | 0 | 12260.8 | 0 | 13082.6 | 0 | 6503.41 | 0 | 36383.1 | 6503.41 | 4683.81 | 0 | 0 | 37830.2 | 0 | 699.17 | 40053.4 | 22113.4
1177 | 0 | 29973.6 | 0 | 7021.94 | 0 | 19791.1 | 0 | 10577.9 | 0 | 28702.4 | 10577.9 | 10617.3 | 0 | 0 | 38581.9 | 0 | 209.83 | 40053.4 | 17162.4
1178 | 0 | 35470.1 | 0 | 6287.41 | 0 | 21195.8 | 0 | 11165 | 0 | 23076.7 | 11165 | 13908.6 | 0 | 0 | 39031.3 | 0 | 0 | 40053.4 | 24749.9
1179 | 0 | 38931.8 | 0 | 8073.84 | 0 | 24947.6 | 0 | 6625.78 | 0 | 30840.5 | 6625.78 | 22877 | 0 | 0 | 39056.4 | 0 | 0 | 40053.4 | 30894.3
1180 | 0 | 40053.4 | 0 | 9689.61 | 0 | 19302 | 0 | 5908.96 | 0 | 36419.1 | 5908.96 | 13035.5 | 0 | 0 | 39298.3 | 0 | 0 | 40053.4 | 34730.1
1181 | 0 | 40053.4 | 0 | 12684.2 | 0 | 13075.1 | 0 | 11356.7 | 0 | 31980.5 | 11356.7 | 10022 | 0 | 660.497 | 38806.3 | 0 | 0 | 40053.4 | 32832.9
1182 | 0 | 40053.4 | 0 | 5168.96 | 0 | 17938.4 | 0 | 10844.4 | 0 | 30602.8 | 10844.4 | 4544.43 | 0 | 2071.26 | 37899.6 | 0 | 0 | 40053.4 | 31677.2
1183 | 0 | 40053.4 | 0 | 1038.3 | 0 | 18077.9 | 0 | 8229.41 | 0 | 12554.8 | 8229.41 | 2137.78 | 0 | 3461.29 | 38247.8 | 0 | 0 | 40034.9 | 32098
1184 | 0.61514 | 39322.8 | 0.33468 | 3206.41 | 1.1401 | 11417.9 | 0.038426 | 16158.6 | 0.32923 | 21352.8 | 16158.6 | 4763.52 | 0.35199 | 2921.26 | 36958.1 | 0.067844 | 0 | 39006.2 | 35836.1
1185 | 1.9066 | 39600.9 | 1.1959 | 0.205 | 0.95267 | 10765.4 | 0.24448 | 20599 | 1.5083 | 20097.9 | 20599 | 0 | 1.5754 | 2414.95 | 37983.3 | 1.2927 | 0 | 28307.2 | 16228.7
1186 | 2.9917 | 39917.7 | 2.2996 | 0 | 3.0108 | 13335.6 | 0.52727 | 13481 | 2.5567 | 18125.7 | 13481 | 0 | 2.6581 | 757.701 | 37396.9 | 2.4602 | 0 | 6186.78 | 5822.91
1187 | 3.7541 | 39898 | 3.7324 | 0 | 3.6205 | 24119.3 | 0.85876 | 14578 | 3.275 | 12080 | 14578 | 0 | 3.3796 | 732.683 | 35176.6 | 3.3276 | 0 | 0 | 4937.01
1188 | 4.2027 | 40053.4 | 4.1406 | 0 | 3.4599 | 34729.2 | 2.093 | 18536.8 | 3.6909 | 24007.5 | 18536.8 | 8443.38 | 3.795 | 1025.9 | 33431.5 | 3.8263 | 0 | 0 | 1297.59
1189 | 1.876 | 40053.4 | 4.2097 | 0 | 4.2367 | 30818.8 | 3.4704 | 12665 | 3.8305 | 24702.8 | 12665 | 17658.2 | 3.9104 | 86.2252 | 33149.3 | 2.5158 | 0 | 1127.27 | 1618.51
1190 | 4.0708 | 40053.4 | 2.9827 | 652.337 | 3.862 | 30464.8 | 3.3129 | 19274.5 | 3.6811 | 25629.1 | 19274.5 | 22070.9 | 3.7424 | 2169.71 | 34969.7 | 3.7496 | 0 | 3363.08 | 3901.73
1191 | 3.4947 | 40053.4 | 2.3712 | 2729.79 | 3.1731 | 26669.6 | 2.9388 | 19047.8 | 3.2341 | 36862.9 | 19047.8 | 21202.6 | 3.2908 | 7680.88 | 32974 | 3.2025 | 3165.3 | 3519.71 | 7865.43
1192 | 2.5505 | 40053.4 | 0.72862 | 2582.6 | 2.1379 | 28095.7 | 2.1365 | 26251.1 | 1.314 | 35996.7 | 26251.1 | 37155 | 2.5539 | 13971.4 | 33582.9 | 2.297 | 7144.36 | 5991.09 | 16546.6
1193 | 1.3087 | 40053.4 | 0.063345 | 1132.1 | 0.84858 | 27694.5 | 1.0764 | 34175.9 | 1.4805 | 27156.2 | 34175.9 | 20884 | 1.4909 | 16117.2 | 31366.5 | 1.1544 | 12807.3 | 11001.7 | 29837.4
1194 | 0.11579 | 40053.4 | 0.11682 | 276.527 | 0 | 32142.7 | 0.070704 | 24692 | 0.33721 | 14582.9 | 24692 | 10215.1 | 0.2888 | 17239.6 | 24256.5 | 0.081725 | 20679.6 | 17897.2 | 37869.1
1195 | 0 | 40053.4 | 0 | 0 | 0 | 16254 | 0 | 35511.1 | 0 | 30544.1 | 35511.1 | 0 | 0 | 14378.2 | 28130.8 | 0 | 29305 | 27674.1 | 39283.1
1196 | 0 | 40053.4 | 0 | 5586.98 | 0 | 31408 | 0 | 40053.4 | 0 | 37367.6 | 40053.4 | 5765.22 | 0 | 13263.4 | 23655.4 | 0 | 26474.8 | 28419.7 | 40053.4
1197 | 0 | 39757.8 | 0 | 16829.7 | 0 | 16033.2 | 0 | 40053.4 | 0 | 18187.4 | 40053.4 | 975.558 | 0 | 11853.4 | 27762.3 | 0 | 14524.4 | 26725.2 | 38422.6
1198 | 0 | 39208.1 | 0 | 23494.6 | 0 | 12623.4 | 0 | 7236.04 | 0 | 34040.7 | 7236.04 | 249.431 | 0 | 3840.88 | 28235.5 | 0 | 14282.3 | 21665 | 39357.5
1199 | 0 | 39600.5 | 0 | 20855.1 | 0 | 1533.57 | 0 | 31941.1 | 0 | 20897 | 31941.1 | 787.324 | 0 | 5181.52 | 25520.5 | 0 | 23973.2 | 15285.8 | 38369.2
1200 | 0 | 40016.7 | 0 | 12038.2 | 0 | 0 | 0 | 28263.3 | 0 | 39820.9 | 28263.3 | 8215.33 | 0 | 9449.9 | 21323.9 | 0 | 10783.5 | 18268.4 | 31102.3
1201 | 0 | 39521.6 | 0 | 8543.81 | 0 | 0 | 0 | 37475 | 0 | 32627.8 | 37475 | 1393.03 | 0 | 11839 | 20601.4 | 0 | 3215.08 | 24172.4 | 32180.2
1202 | 0 | 38119.5 | 0 | 5215.62 | 0 | 1135.92 | 0 | 0 | 0 | 32026.7 | 0 | 4613.14 | 0 | 17034.8 | 17242.8 | 0 | 849.37 | 25642.8 | 38449.5
1203 | 0 | 38446.2 | 0 | 4728.57 | 0 | 0 | 0 | 35174.7 | 0 | 5588.5 | 35174.7 | 0 | 0 | 15347.5 | 11790.1 | 0 | 0 | 32442.7 | 40053.4
1204 | 0 | 37272.9 | 0 | 845.571 | 0 | 0 | 0 | 15274.5 | 0 | 27218.7 | 15274.5 | 1788.42 | 0 | 14864.6 | 7967.81 | 0 | 0 | 37137.1 | 40053.4
1205 | 0 | 35465.1 | 0 | 0 | 0 | 0 | 0 | 25392.8 | 0 | 38222.1 | 25392.8 | 3918.71 | 0 | 20139.3 | 5741.92 | 0 | 0 | 26641 | 39932.8
1206 | 0 | 31813.4 | 0 | 0 | 0 | 260.869 | 0 | 3642.85 | 0 | 35369.1 | 3642.85 | 2583.75 | 0 | 23982.6 | 8832.81 | 0 | 0 | 12387.4 | 39390.7
1207 | 0 | 26763.5 | 0 | 0 | 0 | 0 | 0 | 37095.4 | 0 | 32895.6 | 37095.4 | 724.14 | 0 | 25308 | 9251.19 | 0 | 0 | 4404.29 | 39768.2
1208 | 0.068503 | 20368 | 0.72167 | 0 | 1.1659 | 1894.45 | 0.3263 | 39686.6 | 0.030387 | 12337.4 | 39686.6 | 3691.31 | 0.20308 | 15822.7 | 12491.8 | 0.066652 | 0 | 2057.09 | 39019.2
1209 | 0.62011 | 27538.5 | 2.0866 | 0 | 2.4358 | 789.334 | 1.5019 | 39363.7 | 0.071853 | 590.94 | 39363.7 | 35943.6 | 0.27186 | 8780.79 | 2149.36 | 1.1399 | 0 | 2580.98 | 38099.1
1210 | 1.1964 | 32438 | 3.2302 | 0 | 3.3992 | 6395.77 | 2.5456 | 39066.1 | 0.6399 | 0 | 39066.1 | 17926.5 | 0.36531 | 6860.93 | 752.185 | 2.2895 | 3991.74 | 127.331 | 39292.9
1211 | 3.7961 | 34701.3 | 4.0325 | 1792.99 | 3.6274 | 14264.1 | 3.267 | 40053.4 | 0.98419 | 0 | 40053.4 | 13660.8 | 1.2044 | 14439.4 | 0 | 2.1255 | 6780.08 | 0 | 36884.6
1212 | 4.2071 | 29531.7 | 4.4809 | 2356.46 | 3.654 | 12173.2 | 3.6613 | 40053.4 | 0.94594 | 1196.75 | 40053.4 | 5519.67 | 2.3265 | 26737.5 | 0 | 1.9116 | 7680.55 | 0 | 37475.9
1213 | 4.2632 | 22344.8 | 4.5725 | 4972.48 | 3.7714 | 15976 | 3.7737 | 40053.4 | 1.9926 | 1264.43 | 40053.4 | 329.694 | 1.4414 | 29990.6 | 0 | 2.2223 | 4756.37 | 0 | 37758.9
1214 | 4.0118 | 15181 | 4.3025 | 19039 | 3.2881 | 25799.8 | 3.5879 | 40053.4 | 1.6321 | 3466.09 | 40053.4 | 2395.59 | 0.76841 | 36851 | 0 | 1.2664 | 9103.32 | 0 | 37803
1215 | 3.413 | 14794.9 | 3.6974 | 18735.4 | 2.5458 | 18484.1 | 3.1121 | 40053.4 | 1.6538 | 4437.34 | 40053.4 | 2809.48 | 0.79282 | 39580 | 0 | 1.4304 | 11001.9 | 0 | 39323.3
1216 | 2.4888 | 10964.1 | 2.757 | 23142.5 | 1.1523 | 17769 | 2.3299 | 39946 | 0.49909 | 4827.28 | 39946 | 7853.09 | 0.36315 | 40053.4 | 0 | 0.53086 | 20322.4 | 0 | 39466.3
1217 | 1.3001 | 6632.38 | 1.5248 | 19379.2 | 0.44104 | 24312.7 | 1.2668 | 40053.4 | 0.45064 | 2376.46 | 40053.4 | 6283.72 | 0.23673 | 40053.4 | 0 | 0.27699 | 28510.3 | 0 | 38790.8
1218 | 0.092913 | 10082.6 | 0.23186 | 24859.5 | 0 | 32863.8 | 0.14221 | 39660.3 | 0.040735 | 2417.5 | 39660.3 | 6624.06 | 0.038545 | 40053.4 | 1931.66 | 0.026589 | 35067.2 | 0 | 37679.7
1219 | 0 | 15121.1 | 0 | 29703 | 0 | 39290.4 | 0 | 36793.9 | 0 | 4577.45 | 36793.9 | 9129.71 | 0 | 40053.4 | 11222.4 | 0 | 35417.5 | 0 | 37840.1
1220 | 0 | 6034.6 | 0 | 28556.1 | 0 | 37642.4 | 0 | 38746.8 | 0 | 6732.89 | 38746.8 | 24190 | 0 | 40053.4 | 17316.8 | 0 | 34689.4 | 0 | 38291.7
1221 | 0 | 1755.67 | 0 | 32119.1 | 0 | 28314.1 | 0 | 35493.8 | 0 | 23666.9 | 35493.8 | 24825.2 | 0 | 40053.4 | 19152.9 | 0 | 33661.8 | 5428.49 | 37229.2
1222 | 0 | 463.751 | 0 | 24756.1 | 0 | 21203.6 | 0 | 39038.4 | 0 | 18762.1 | 39038.4 | 8329.57 | 0 | 40053.4 | 13381.7 | 0 | 31969.1 | 18673.7 | 38051.7
1223 | 0 | 3901.15 | 0 | 31242.7 | 0 | 7787.55 | 0 | 40052.4 | 0 | 4176.16 | 40052.4 | 7560.76 | 0 | 40053.4 | 11468.8 | 0 | 35382.5 | 37655.6 | 38278.8
1224 | 0 | 4985.3 | 0 | 35712.4 | 0 | 13275.5 | 0 | 39554.2 | 0 | 8798.4 | 39554.2 | 6903.11 | 0 | 40053.4 | 10778.1 | 0 | 35690.7 | 39059 | 36936.8
1225 | 0 | 13924.4 | 0 | 24162.4 | 0 | 1178.78 | 0 | 37288.9 | 0 | 8939.05 | 37288.9 | 22313.8 | 0 | 40053.4 | 18208.6 | 0 | 33070.8 | 39431.7 | 36819.1
1226 | 0 | 23706 | 0 | 10359.2 | 0 | 11945.5 | 0 | 26311 | 0 | 21922.9 | 26311 | 24194.9 | 0 | 39822.1 | 19756.3 | 0 | 31766.7 | 38991.2 | 34893
1227 | 0 | 17901.9 | 0 | 7732.24 | 0 | 7551.53 | 0 | 19518.7 | 0 | 18543.6 | 19518.7 | 28466.1 | 0 | 37109.9 | 20332.7 | 0 | 32175.6 | 39064.2 | 20893.3
1228 | 0 | 20336.3 | 0 | 3199.38 | 0 | 9222.21 | 0 | 19987 | 0 | 21062.6 | 19987 | 21270.9 | 0 | 35316.5 | 19061.1 | 0 | 35157.2 | 39522.4 | 17186
1229 | 0 | 19512.8 | 0 | 740.255 | 0 | 3990.03 | 0 | 15097.7 | 0 | 16297.9 | 15097.7 | 17424.1 | 0 | 17430 | 16923.4 | 0 | 33287.5 | 39301.9 | 6879.27
1230 | 0 | 11677.4 | 0 | 2578.6 | 0 | 15274.3 | 0 | 30326.8 | 0 | 14432.4 | 30326.8 | 17783.3 | 0 | 19386.5 | 16176.7 | 0 | 31137.5 | 39096.2 | 1641.69
1231 | 0 | 6152.37 | 0 | 5600.76 | 0 | 5235.88 | 0 | 33532.1 | 0 | 12548.8 | 33532.1 | 13250.9 | 0 | 27501.1 | 19010.2 | 0 | 29815.9 | 39127.7 | 0
1232 | 0.50505 | 15322.9 | 0.71937 | 3198.57 | 0.045025 | 8754.23 | 0.071388 | 26515.5 | 0.033507 | 10929.5 | 26515.5 | 1391.95 | 0.16239 | 26376 | 29073.1 | 0.051418 | 22669.8 | 39460.6 | 3121.9
1233 | 1.2053 | 4488.99 | 2.0494 | 34.3451 | 0.11214 | 6402.88 | 0.37115 | 24834.5 | 0.18781 | 2121.84 | 24834.5 | 0 | 0.3924 | 25979.8 | 18838.2 | 0.73025 | 21746.3 | 38990.7 | 3914.04
1234 | 2.5692 | 1153.86 | 3.1509 | 0 | 0.46476 | 4689.83 | 0.57326 | 32638.6 | 0.33297 | 0 | 32638.6 | 0 | 0.42035 | 18081 | 3031.43 | 1.3073 | 22020 | 36701.3 | 0
1235 | 3.8592 | 0 | 3.9211 | 0 | 0.99768 | 9961.3 | 1.6219 | 34548.6 | 0.54487 | 0 | 34548.6 | 0 | 2.29 | 22829.1 | 950.88 | 2.1521 | 28544.7 | 30964.6 | 0
1236 | 4.2794 | 0 | 4.3246 | 253.614 | 0.62223 | 9418.17 | 3.0043 | 37302.2 | 0.43964 | 0 | 37302.2 | 0 | 1.8825 | 17900.2 | 1347.63 | 2.1664 | 27662 | 32152.8 | 0
1237 | 4.3719 | 0 | 4.391 | 3303.86 | 0.4643 | 9653.82 | 3.5318 | 28049 | 1.1698 | 0 | 28049 | 0 | 1.2374 | 28602.2 | 1992.9 | 1.8528 | 32841.6 | 29970.2 | 0
1238 | 0.96293 | 0 | 4.1192 | 1517.83 | 1.7433 | 8025.63 | 3.406 | 25084.3 | 0.73924 | 0 | 25084.3 | 0 | 1.9354 | 16968.7 | 2540.54 | 1.7877 | 38101 | 24028.8 | 0
1239 | 3.524 | 0 | 3.5498 | 2954.05 | 1.3977 | 8104.19 | 2.9458 | 24470.6 | 0.80111 | 0 | 24470.6 | 0 | 2.2821 | 8160.97 | 3796.93 | 0.96696 | 39477.8 | 23490.4 | 0
1240 | 2.599 | 0 | 2.6482 | 9974.39 | 1.6451 | 5788.73 | 2.1922 | 28426.9 | 0.59349 | 0 | 28426.9 | 565.118 | 1.2224 | 8934.45 | 3532.14 | 0.40069 | 40053.4 | 22978.8 | 0
1241 | 1.3475 | 0 | 1.4678 | 9338.47 | 0.70926 | 8267.46 | 1.155 | 15526.2 | 0.30206 | 0 | 15526.2 | 7193.27 | 0.38449 | 10504.5 | 3581.8 | 0.33988 | 39782.6 | 20541.4 | 0
1242 | 0.10801 | 1352.8 | 0.23549 | 3866.62 | 0 | 7310.57 | 0.12335 | 16668.7 | 0.25183 | 746.816 | 16668.7 | 4500.65 | 0.069013 | 16089.6 | 14583.4 | 0.029354 | 39386.3 | 18683.6 | 0
1243 | 0 | 4254.13 | 0 | 969.274 | 0 | 3961.78 | 0 | 4965.38 | 0 | 1945.89 | 4965.38 | 2116.07 | 0 | 20375.4 | 21476.7 | 0 | 39097.6 | 30201.8 | 488.01
1244 | 0 | 6155.32 | 0 | 1817.36 | 0 | 9571.86 | 0 | 0 | 0 | 5060.85 | 0 | 5802.92 | 0 | 23450.6 | 14260.7 | 0 | 38165.4 | 34347.2 | 0
1245 | 0 | 12092.6 | 0 | 3162.23 | 0 | 12487.8 | 0 | 0 | 0 | 10432.1 | 0 | 0 | 0 | 26314.1 | 12896.9 | 0 | 35739 | 34897.4 | 0
1246 | 0 | 23619.7 | 0 | 22910.5 | 0 | 11654.3 | 0 | 10608.5 | 0 | 8168.53 | 10608.5 | 0 | 0 | 18587.4 | 7592.49 | 0 | 29611.7 | 27890.9 | 0
1247 | 0 | 27860 | 0 | 27760 | 0 | 1644.58 | 0 | 10502 | 0 | 14511.2 | 10502 | 0 | 0 | 28475.8 | 6202.47 | 0 | 28566.2 | 30812.8 | 0
1248 | 0 | 37921.3 | 0 | 30437.1 | 0 | 546.143 | 0 | 11383 | 0 | 8248.8 | 11383 | 0 | 0 | 25327.7 | 5845.23 | 0 | 23864.5 | 31341.5 | 0
1249 | 0 | 16419.5 | 0 | 30008.1 | 0 | 0 | 0 | 7211.8 | 0 | 7909.37 | 7211.8 | 0 | 0 | 26646.5 | 8418.97 | 0 | 24698.9 | 28944.4 | 0
1250 | 0 | 3198.63 | 0 | 36358 | 0 | 0 | 0 | 7952.49 | 0 | 13003.5 | 7952.49 | 0 | 0 | 14636.2 | 8518.98 | 0 | 29392.2 | 25890.7 | 0
1251 | 0 | 3336.05 | 0 | 37496.7 | 0 | 0 | 0 | 1081.42 | 0 | 11489 | 1081.42 | 799.876 | 0 | 15686.7 | 7240.4 | 0 | 31954.3 | 29051.1 | 0
1252 | 0 | 4263.25 | 0 | 35105.6 | 0 | 1025.91 | 0 | 3424.76 | 0 | 8937.77 | 3424.76 | 0 | 0 | 25007.7 | 5698.64 | 0 | 31227.7 | 23697.7 | 1395.53
1253 | 0 | 7211.08 | 0 | 30371.1 | 0 | 7683.7 | 0 | 863.849 | 0 | 4049.88 | 863.849 | 39.2743 | 0 | 22917.2 | 5527.15 | 0 | 28338 | 24669 | 5229.96
1254 | 0 | 4449.53 | 0 | 29717.8 | 0 | 2065.49 | 0 | 0 | 0 | 4141.64 | 0 | 0 | 0 | 14775.1 | 7788.7 | 0 | 25431.5 | 26172.4 | 11161.4
1255 | 0 | 2259.17 | 0 | 29025.3 | 0 | 18376.2 | 0 | 0 | 0 | 2713.51 | 0 | 0 | 0 | 14580.5 | 8020.38 | 0 | 20855.9 | 18858.1 | 36762.1
1256 | 0.13855 | 6145.58 | 0.72907 | 29591.6 | 1.1394 | 2937.91 | 0.36427 | 0 | 0.33173 | 1439.35 | 0 | 0 | 0.35622 | 10056 | 6324.83 | 0.013188 | 19047.4 | 11680.8 | 24405.3
1257 | 1.0138 | 1432.93 | 2.0087 | 30357.6 | 2.3824 | 2522.54 | 1.5233 | 0 | 1.4197 | 2305.81 | 0 | 0 | 0.21038 | 6550.98 | 4156.49 | 0.19084 | 20261.9 | 9823.38 | 10913.8
1258 | 2.9611 | 0 | 3.0667 | 33755.9 | 0.067246 | 0 | 2.5451 | 0 | 1.9904 | 2533.79 | 0 | 0 | 0.64287 | 4377.61 | 2292.18 | 1.3597 | 22464.1 | 3970.23 | 3359.81
1259 | 3.7053 | 0 | 3.3046 | 37374.9 | 3.9414 | 0 | 3.2313 | 6803.77 | 3.1569 | 1043 | 6803.77 | 796.533 | 0.68495 | 7859.72 | 1730.1 | 2.08 | 25730.6 | 3589.87 | 1152.59
1260 | 2.6904 | 0 | 4.218 | 39120.8 | 4.225 | 0 | 3.6271 | 14080.7 | 3.5477 | 1568.87 | 14080.7 | 5162.5 | 1.083 | 7779.86 | 1622.62 | 2.1452 | 19300.3 | 1310.04 | 2759.01
1261 | 3.1359 | 0 | 4.305 | 38021.1 | 4.1768 | 0 | 3.7289 | 15867.1 | 1.968 | 0 | 15867.1 | 3824.52 | 2.0008 | 7566.79 | 1328.22 | 1.9078 | 19343.8 | 373.153 | 1629.73
1262 | 2.4669 | 0 | 4.0782 | 37728.1 | 1.3078 | 4652.17 | 3.5471 | 20030 | 2.1555 | 0 | 20030 | 7425.13 | 1.4338 | 3741.92 | 1273.54 | 2.1893 | 27186.3 | 0 | 2024.62
1263 | 2.0844 | 0 | 3.5059 | 39451.2 | 2.5178 | 4727.68 | 3.0849 | 16048 | 3.0895 | 716.794 | 16048 | 13029.7 | 2.4501 | 171.285 | 2230.34 | 0.84314 | 34481.1 | 0 | 1864
1264 | 1.1833 | 1380.53 | 2.6446 | 39617.5 | 1.0365 | 3160.22 | 2.3408 | 13244.9 | 2.4007 | 0 | 13244.9 | 7493.17 | 2.3977 | 0 | 1628.93 | 0.47051 | 37005.8 | 0 | 137.893
1265 | 0.99084 | 2675.39 | 0.48096 | 40053.4 | 0.81075 | 6266.11 | 1.3005 | 12457.7 | 1.4276 | 0 | 12457.7 | 11262 | 1.4053 | 1267.98 | 733.343 | 0.072615 | 38102 | 0 | 0
1266 | 0.085254 | 3477.72 | 0.26466 | 39359.1 | 0 | 3694.29 | 0.16663 | 10971.2 | 0.35101 | 2738.3 | 10971.2 | 5506.86 | 0.30724 | 8766.4 | 0 | 0.0074621 | 38918.9 | 0 | 0
1267 | 0 | 4285.55 | 0 | 37994.6 | 0 | 1482.59 | 0 | 9191.74 | 0 | 1805.21 | 9191.74 | 5445.13 | 0 | 0 | 174.388 | 0 | 38292.9 | 0 | 338.59
1268 | 0 | 17406.1 | 0 | 40053.4 | 0 | 2573.64 | 0 | 11528.8 | 0 | 1634.65 | 11528.8 | 4141.52 | 0 | 0 | 1233.27 | 0 | 36781.7 | 25.2362 | 1185.93
1269 | 0 | 14516.7 | 0 | 38703.1 | 0 | 1260.94 | 0 | 3660.63 | 0 | 1972.75 | 3660.63 | 3024.59 | 0 | 0 | 3027.62 | 0 | 33819.2 | 699.311 | 8515.5
1270 | 0 | 15879.1 | 0 | 28994.6 | 0 | 1739.73 | 0 | 3246.72 | 0 | 3525.52 | 3246.72 | 4665.86 | 0 | 770.13 | 3357.03 | 0 | 31012.6 | 2007.99 | 30578.1
1271 | 0 | 18016.4 | 0 | 21251.9 | 0 | 12182.8 | 0 | 1820.39 | 0 | 2747.5 | 1820.39 | 3930.28 | 0 | 0 | 10385.7 | 0 | 27398.4 | 4485.31 | 28359.9
1272 | 0 | 18722.7 | 0 | 25824.8 | 0 | 6856.74 | 0 | 1212.82 | 0 | 1654.14 | 1212.82 | 4226.74 | 0 | 1261.97 | 10799.9 | 0 | 16623.1 | 12636.4 | 27745
1273 | 0 | 16917.8 | 0 | 29168.2 | 0 | 3083.95 | 0 | 653.302 | 0 | 2472.67 | 653.302 | 5694.29 | 0 | 38357.6 | 8156.65 | 0 | 16565.1 | 33130 | 18835.9
1274 | 0 | 13925.6 | 0 | 33605.2 | 0 | 4738.43 | 0 | 1842.52 | 0 | 3029.21 | 1842.52 | 4001.68 | 0 | 37654.5 | 4311.35 | 0 | 23264.9 | 39025 | 20832
1275 | 0 | 9441.69 | 0 | 37051.7 | 0 | 17887.2 | 0 | 1694.34 | 0 | 986.115 | 1694.34 | 0 | 0 | 34934.8 | 0 | 0 | 24944.5 | 39365.9 | 32238.6
1276 | 0 | 6889.22 | 0 | 37589.2 | 0 | 4580.51 | 0 | 2626.41 | 0 | 4400.81 | 2626.41 | 0 | 0 | 23982.7 | 3.1983 | 0 | 21161.6 | 38864.5 | 39548.7
1277 | 0 | 8091.5 | 0 | 36269.1 | 0 | 38426 | 0 | 3784.89 | 0 | 5591.32 | 3784.89 | 0 | 0 | 23454.7 | 0 | 0 | 23718.2 | 36790.5 | 40029.5
1278 | 0 | 12903 | 0 | 31770.9 | 0 | 40051.6 | 0 | 4516.12 | 0 | 3679.91 | 4516.12 | 0 | 0 | 13603.2 | 0 | 0 | 26113.6 | 31798.6 | 40053.4
1279 | 0 | 19872.1 | 0 | 27042.6 | 0 | 35412 | 0 | 3905.86 | 0 | 0 | 3905.86 | 0 | 0 | 9747.95 | 0 | 0 | 21883.3 | 36090.1 | 40053.4
1280 | 0.15628 | 13478.5 | 0.74688 | 31996.8 | 0.31442 | 39130.5 | 0.13667 | 3483.43 | 0.14925 | 2535.5 | 3483.43 | 0 | 0.39178 | 20058.6 | 0 | 0.057826 | 25240.9 | 39218.7 | 40053.4
1281 | 0.78523 | 9925.53 | 2.0202 | 32162.2 | 1.1664 | 40053.4 | 0.68274 | 2164.48 | 1.4852 | 950.583 | 2164.48 | 0 | 1.5359 | 31257.3 | 0 | 1.393 | 30725.2 | 34020.6 | 40053.4
1282 | 1.5741 | 13200.7 | 3.0748 | 24909.1 | 1.472 | 39391.2 | 1.2453 | 2416.25 | 2.5179 | 0 | 2416.25 | 0 | 2.5421 | 28250.9 | 0 | 1.2931 | 26186.5 | 30741.6 | 40050.6
1283 | 2.9514 | 21447.2 | 3.8164 | 15635.2 | 2.4336 | 40053.4 | 0.32495 | 2890.59 | 3.2317 | 63.5072 | 2890.59 | 0 | 3.233 | 25155.5 | 0 | 1.9963 | 28025.5 | 28207.9 | 40053.4
1284 | 3.3324 | 29374.6 | 4.1892 | 15428 | 2.8396 | 40053.4 | 0.55466 | 3109.17 | 3.6468 | 0 | 3109.17 | 0 | 3.6219 | 36655.7 | 0 | 2.4121 | 31757 | 33337.3 | 39572.7
1285 | 3.273 | 32135.3 | 4.2528 | 11644.9 | 2.7278 | 37354.8 | 0.24694 | 1674.37 | 3.7721 | 0 | 1674.37 | 0 | 3.7012 | 35399.2 | 0 | 2.5053 | 35827.8 | 36589 | 39603.6
1286 | 3.2069 | 34032 | 4.0001 | 3455.11 | 1.5996 | 37604.7 | 0.40088 | 1065.36 | 3.6279 | 0 | 1065.36 | 0 | 3.5305 | 31824.6 | 0 | 2.7651 | 36987.2 | 36752.9 | 39445.8
1287 | 2.5576 | 31147.9 | 2.6803 | 4225.45 | 1.4018 | 39027.7 | 0.31404 | 741.011 | 3.2021 | 0 | 741.011 | 0 | 3.1113 | 28047.6 | 0 | 3.3277 | 37472.4 | 29109.9 | 39367.8
1288 | 1.5042 | 34861 | 1.7265 | 3283.4 | 1.4363 | 39496.4 | 0.21193 | 530.097 | 2.4821 | 0 | 530.097 | 0 | 2.3945 | 21477.6 | 0 | 2.474 | 36535.1 | 27745 | 39823.1
1289 | 0.57829 | 36684.9 | 0.9145 | 2569.6 | 0.45984 | 37228.1 | 1.0979 | 1582.46 | 1.4936 | 0 | 1582.46 | 0 | 1.3929 | 25034 | 0 | 1.3506 | 37568.4 | 32314.1 | 40053.4
1290 | 0.06902 | 34432.2 | 0.14901 | 4978.96 | 0 | 19534.8 | 0.1166 | 3018.94 | 0.37775 | 0 | 3018.94 | 0 | 0.29991 | 28180.2 | 788.311 | 0.17296 | 38360.4 | 35852.3 | 40053.4
1291 | 0 | 31659.9 | 0 | 7891.83 | 0 | 33009.6 | 0 | 3305.09 | 0 | 0 | 3305.09 | 0 | 0 | 26709.2 | 1644.47 | 0 | 37935.7 | 35481.1 | 40053.4
1292 | 0 | 27203.5 | 0 | 3509.83 | 0 | 11547.9 | 0 | 1569.28 | 0 | 0 | 1569.28 | 0 | 0 | 32481.5 | 788.203 | 0 | 34464.1 | 35637.8 | 40053.4
1293 | 0 | 29187.8 | 0 | 12586.8 | 0 | 13575.4 | 0 | 799.496 | 0 | 0 | 799.496 | 0 | 0 | 36609.5 | 328.723 | 0 | 29878.8 | 38663.4 | 40053.4
1294 | 0 | 29464.7 | 0 | 14640.9 | 0 | 38283.6 | 0 | 0 | 0 | 0 | 0 | 0 | 0 | 36679.8 | 0 | 0 | 27953.7 | 39583.9 | 40053.4
1295 | 0 | 31665 | 0 | 16962 | 0 | 38381 | 0 | 1237.93 | 0 | 0 | 1237.93 | 0 | 0 | 30288.3 | 0 | 0 | 29841.8 | 39427.5 | 40053.4
1296 | 0 | 31076.2 | 0 | 18416.1 | 0 | 13293 | 0 | 6057.14 | 0 | 0 | 6057.14 | 1770.83 | 0 | 25236.3 | 0 | 0 | 29086.4 | 39437.2 | 40053.4
1297 | 0 | 35258.9 | 0 | 8728.13 | 0 | 38311.3 | 0 | 0 | 0 | 553.439 | 0 | 928.894 | 0 | 26032.2 | 0 | 0 | 27531 | 39201.6 | 40053.4
1298 | 0 | 36550.8 | 0 | 11552.9 | 0 | 32662.1 | 0 | 0 | 0 | 620.688 | 0 | 1459.65 | 0 | 26674.2 | 0 | 0 | 25834 | 37019.7 | 40053.4
1299 | 0 | 35744.7 | 0 | 17814.5 | 0 | 34861.6 | 0 | 1804.02 | 0 | 1699.59 | 1804.02 | 3968.78 | 0 | 31134.2 | 0 | 0 | 29037.7 | 35716.4 | 40053.4
1300 | 0 | 32627.1 | 0 | 18362.9 | 0 | 30766.5 | 0 | 2380.4 | 0 | 2082.88 | 2380.4 | 7091.84 | 0 | 32275.7 | 0 | 0 | 28876.1 | 37962.4 | 40053.4
1301 | 0 | 33376.2 | 0 | 15727.8 | 0 | 19039 | 0 | 12562.1 | 0 | 2506.23 | 12562.1 | 4197.25 | 0 | 32297.8 | 0 | 0 | 28925.3 | 39133.6 | 40053.4
1302 | 0 | 28627.2 | 0 | 3028.09 | 0 | 22568.9 | 0 | 9629.27 | 0 | 8694.27 | 9629.27 | 1545.64 | 0 | 29414.7 | 0 | 0 | 28971.5 | 39592 | 40053.4
1303 | 0 | 24128.6 | 0 | 0 | 0.075218 | 21795.5 | 0 | 8541.89 | 0 | 6307.3 | 8541.89 | 539.606 | 0 | 29396.3 | 0 | 0 | 16498 | 39931 | 40053.4
1304 | 0.49978 | 22988.3 | 0.80515 | 978.77 | 1.1505 | 10358 | 0.02398 | 4734.78 | 0.013438 | 2758.74 | 4734.78 | 1633.08 | 0.017112 | 28376.3 | 0 | 0.0050669 | 11115.5 | 40003.9 | 40053.4
1305 | 1.5435 | 18308.7 | 2.1358 | 7329.97 | 2.3381 | 15155.7 | 0.10425 | 0 | 0.11149 | 1677.6 | 0 | 800.852 | 0.064752 | 27241 | 0 | 0.02659 | 7592.52 | 39581.7 | 40053.4
1306 | 3.1927 | 16144.2 | 3.2023 | 20294.7 | 3.2613 | 17100.8 | 0.18402 | 8089.21 | 0.067224 | 0 | 8089.21 | 6297.73 | 0.091628 | 32640.2 | 0 | 0.27153 | 3964.67 | 38029 | 40053.4
1307 | 4.0036 | 28622.4 | 3.9485 | 22781.4 | 3.8753 | 19068.8 | 0.36814 | 10806.9 | 0.15982 | 0 | 10806.9 | 11018.4 | 0.13426 | 33206.4 | 0 | 0.81131 | 4757.25 | 29838.1 | 40053.4
1308 | 4.4294 | 30551.2 | 4.3391 | 27970.7 | 4.1602 | 28939 | 0.29217 | 9899.89 | 0.18257 | 0 | 9899.89 | 15843.2 | 0.30122 | 33699.5 | 0 | 0.48932 | 4886.05 | 23467.7 | 40053.4
1309 | 4.5156 | 35248.1 | 4.408 | 36725 | 4.1122 | 31235.4 | 0.10889 | 14189 | 0.64111 | 703.321 | 14189 | 24634.5 | 0.2807 | 34759 | 0 | 0.47727 | 2832.35 | 11925.4 | 40053.4
1310 | 4.2528 | 37066.5 | 4.1475 | 38949.1 | 1.8189 | 36697.2 | 0.10055 | 25429.9 | 0.72447 | 1044.72 | 25429.9 | 30096.5 | 0.30129 | 30389.2 | 0 | 0.23968 | 5096.85 | 12636 | 40053.4
1311 | 3.6433 | 34723.3 | 3.587 | 39479.6 | 3.0721 | 38021.9 | 0.9911 | 34353.2 | 0.7376 | 1769.63 | 34353.2 | 20630.1 | 0.45578 | 27598.1 | 0 | 0.21601 | 7357.56 | 21184.4 | 40053.4
1312 | 2.6914 | 28256.7 | 2.7191 | 40053.4 | 2.0842 | 25500.9 | 0.028549 | 36050.9 | 0.15379 | 4333.36 | 36050.9 | 15829.3 | 0.23634 | 21900.4 | 40.4218 | 0.18017 | 7491.1 | 21394.4 | 40053.4
1313 | 1.437 | 29007.9 | 1.5571 | 40053.4 | 0.8659 | 16525 | 0.013819 | 34839.3 | 1.382 | 3233.95 | 34839.3 | 18018.8 | 1.2646 | 19115 | 545.193 | 0.12674 | 4561.32 | 9351.74 | 40053.4
1314 | 0.14938 | 33163.8 | 0.29757 | 40053.4 | 0 | 20587.1 | 0 | 23729.9 | 0.34097 | 6650.96 | 23729.9 | 21230.3 | 0.25163 | 15937.4 | 1176.12 | 0.012921 | 2296.26 | 2546.64 | 40053.4
1315 | 0 | 36605.8 | 0 | 40053.4 | 0 | 20557.8 | 0 | 17602.9 | 0 | 21235.1 | 17602.9 | 4524.3 | 0 | 14080.1 | 2439.8 | 0 | 2788.17 | 5530.15 | 40053.4
1316 | 0 | 38553.2 | 0 | 40053.4 | 0 | 15391.4 | 0 | 33558.4 | 0 | 27052.3 | 33558.4 | 22461.2 | 0 | 14538.7 | 1855.85 | 0 | 1991.14 | 12466.2 | 39718.3
1317 | 0 | 36739.9 | 0 | 40053.4 | 0 | 2356.24 | 0 | 34950.1 | 0 | 33834.9 | 34950.1 | 31708.1 | 0 | 14737 | 2841.27 | 0 | 949.277 | 8336.8 | 39830.6
1318 | 0 | 31740.5 | 0 | 38879.4 | 0 | 0 | 0 | 25524.2 | 0 | 34779.3 | 25524.2 | 22755.6 | 0 | 11001.7 | 2002.45 | 0 | 0 | 4540.26 | 39802.9
1319 | 0 | 28990 | 0 | 40053.4 | 0 | 0 | 0 | 1045.23 | 0 | 7388.13 | 1045.23 | 14042.1 | 0 | 6443.62 | 1941.85 | 0 | 0 | 5667.91 | 39894.1
1320 | 0 | 30649.5 | 0 | 40053.4 | 0 | 0 | 0 | 0 | 0 | 18609.2 | 0 | 2163.95 | 0 | 3852.47 | 1321.87 | 0 | 0 | 16935.9 | 39463.8
1321 | 0 | 33709.9 | 0 | 40053.4 | 0 | 0 | 0 | 0 | 0 | 17244.9 | 0 | 1057.88 | 0 | 2792.25 | 1338.13 | 0 | 0 | 19573.8 | 40043.7
1322 | 0 | 31520.7 | 0 | 40053.4 | 0 | 0 | 0 | 897.755 | 0 | 14705.7 | 897.755 | 1081.8 | 0 | 1459.15 | 1401.77 | 0 | 0 | 32846.6 | 40053.4
1323 | 0 | 27860.4 | 0 | 40053.4 | 0 | 0 | 0 | 4241.07 | 0 | 22771.9 | 4241.07 | 17339.2 | 0 | 349.227 | 925.66 | 0 | 0 | 38947.1 | 40053.4
1324 | 0 | 24775.6 | 0 | 40053.4 | 0 | 0 | 0 | 14362 | 0 | 22126.3 | 14362 | 0 | 0 | 365.732 | 763.52 | 0 | 1203.27 | 40032.4 | 40053.4
1325 | 0 | 19910.4 | 0 | 40053.4 | 0 | 0 | 0 | 10020.6 | 0 | 24419.7 | 10020.6 | 3953.83 | 0 | 0 | 561.497 | 0 | 2582.49 | 40038.5 | 40053.4
1326 | 0 | 14504.7 | 0 | 40053.4 | 0 | 0 | 0 | 11116.7 | 0 | 27868.5 | 11116.7 | 2944.45 | 0 | 0 | 520.658 | 0 | 4706.63 | 39994.6 | 40053.4
1327 | 0 | 9784.92 | 0 | 39827 | 0.033919 | 0 | 0 | 15757.5 | 0 | 19705.4 | 15757.5 | 1642.44 | 0 | 0 | 656.933 | 0 | 16819.5 | 40053.4 | 40053.4
1328 | 0.76581 | 1809.18 | 0.79275 | 40053.4 | 0.61976 | 0 | 0.19809 | 20409 | 0.34564 | 9653.76 | 20409 | 0 | 0.37764 | 0 | 567.417 | 0.21624 | 22605.1 | 40053.4 | 38684.8
1329 | 2.0885 | 2664.53 | 2.1036 | 40053.4 | 2.3696 | 0 | 0.84789 | 0 | 1.5145 | 7334.24 | 0 | 0 | 1.448 | 0 | 863.801 | 1.4952 | 26004.4 | 40038.8 | 35470.2
1330 | 3.1783 | 3173.34 | 3.1743 | 40053.4 | 3.3159 | 81.9703 | 0.19888 | 0 | 2.3661 | 6466.44 | 0 | 0 | 1.2949 | 0 | 0 | 2.679 | 26063.8 | 39386.7 | 17455.3
1331 | 3.9255 | 612.981 | 3.913 | 40053.4 | 3.9325 | 1363.34 | 0.52585 | 0 | 2.0461 | 2306.69 | 0 | 0 | 0.39806 | 0 | 0 | 3.5303 | 31295 | 34766.2 | 4977.22
1332 | 4.3505 | 929.719 | 4.2981 | 40053.4 | 4.2188 | 2052.35 | 0.11377 | 0 | 1.5894 | 1875.39 | 0 | 0 | 0.77238 | 0 | 0 | 4.0324 | 37372.3 | 28906 | 3339.38
1333 | 4.4218 | 0 | 4.3592 | 40053.4 | 2.105 | 6637.59 | 0.066905 | 0 | 1.0988 | 1792.69 | 0 | 0 | 1.1142 | 0 | 0 | 4.1621 | 39461.7 | 27908.2 | 455.235
1334 | 4.1574 | 0 | 4.0951 | 40053.4 | 1.9045 | 7729.56 | 0.05164 | 0 | 2.6136 | 1222.79 | 0 | 0 | 1.1462 | 0 | 0 | 3.9691 | 39748.2 | 28876 | 0
1335 | 3.597 | 0 | 3.5277 | 40053.4 | 2.1006 | 9019.96 | 0.27988 | 163.63 | 3.3186 | 2125.83 | 163.63 | 0 | 1.2721 | 660.841 | 321.827 | 3.4234 | 39632.1 | 17531.9 | 0
1336 | 2.6497 | 0 | 2.652 | 40053.4 | 0.017849 | 9639.35 | 0.31235 | 0 | 2.5929 | 1557.8 | 0 | 0 | 0.92424 | 5019.19 | 0 | 2.5556 | 39548.4 | 16725.7 | 0
1337 | 1.4122 | 1858.18 | 1.4973 | 40053.4 | 0.052637 | 31947.4 | 0.16523 | 0 | 1.5693 | 1706.65 | 0 | 0 | 1.4731 | 8525.45 | 0 | 1.3862 | 38806.1 | 16666.4 | 0
1338 | 0.19832 | 4602.37 | 0.28119 | 39741.2 | 0 | 32778.1 | 0.023107 | 0 | 0.41951 | 3744.14 | 0 | 429.29 | 0.35109 | 9856.27 | 1900.21 | 0.1863 | 37158.9 | 16233.7 | 0
1339 | 0 | 8369.96 | 0 | 39101.6 | 0 | 30777.5 | 0 | 0 | 0 | 10024.9 | 0 | 1364.69 | 0 | 9465.88 | 3460.83 | 0 | 37800.2 | 23242.4 | 2455.31
1340 | 0 | 9980.02 | 0 | 38221.4 | 0 | 5786 | 0 | 0 | 0 | 18972.4 | 0 | 3731.27 | 0 | 7528.82 | 3312.94 | 0 | 36714.7 | 32748.4 | 17523.3
1341 | 0 | 11591.2 | 0 | 34044.4 | 0 | 2528.12 | 0 | 0 | 0 | 17318.6 | 0 | 2002.49 | 0 | 5480.42 | 1608.97 | 0 | 37514.6 | 34386.8 | 33060.3
1342 | 0 | 4753.39 | 0 | 37539.6 | 0 | 0 | 0 | 0 | 0 | 19359.1 | 0 | 950.955 | 0 | 5941.33 | 1048.08 | 0 | 38107.8 | 36605.7 | 33092.6
1343 | 0 | 6037.65 | 0 | 36934.8 | 0 | 2029.26 | 0 | 0 | 0 | 17341.7 | 0 | 1658.25 | 0 | 3309.13 | 432.621 | 0 | 38184.9 | 37528.7 | 32310.9
1344 | 0 | 11165.1 | 0 | 35598.5 | 0 | 11436.5 | 0 | 0 | 0 | 19297.6 | 0 | 4098.83 | 0 | 3102.98 | 0 | 0 | 39584.2 | 37614.5 | 34488.2
1345 | 0 | 18971.5 | 0 | 35309.7 | 0 | 2718.56 | 0 | 0 | 0 | 18567.6 | 0 | 1896.24 | 0 | 4858.94 | 0 | 0 | 40053.4 | 37507.9 | 14905.8
1346 | 0 | 27672.9 | 0 | 36635.8 | 0 | 1202.44 | 0 | 680.579 | 0 | 18040.3 | 680.579 | 1568.93 | 0 | 6615.46 | 0 | 0 | 40053.4 | 37721.5 | 3137.81
1347 | 0 | 32654.8 | 0 | 38343.7 | 0 | 5564.13 | 0 | 1998.22 | 0 | 11684.3 | 1998.22 | 14058.1 | 0 | 8593.69 | 0 | 0 | 40053.4 | 38549.9 | 626.19
1348 | 0 | 20595.7 | 0 | 39396.3 | 0 | 8124.3 | 0 | 4541.63 | 0 | 10965.8 | 4541.63 | 10177 | 0 | 7753.34 | 0 | 0 | 40053.4 | 39319.1 | 56.8003
1349 | 0 | 18920.8 | 0 | 39579.6 | 0 | 5333.2 | 0 | 7378.92 | 0 | 13138.4 | 7378.92 | 11203.6 | 0 | 5112.41 | 0 | 0 | 40053.4 | 39657.3 | 1447.4
1350 | 0 | 4873.49 | 0 | 37549.2 | 0 | 30696.6 | 0 | 6382.12 | 0 | 18440.7 | 6382.12 | 8108.36 | 0 | 4766.51 | 0 | 0 | 40053.4 | 39998.3 | 3518.03
1351 | 0 | 0 | 0 | 30431.3 | 0.083131 | 29499.6 | 0 | 6250.97 | 0 | 15734 | 6250.97 | 10326.2 | 0 | 11938.4 | 0 | 0 | 40053.4 | 39695.4 | 12934.5
1352 | 0.073589 | 0 | 0.79863 | 36556.5 | 1.1801 | 13771.8 | 0.44476 | 8033.95 | 0.44425 | 25291.3 | 8033.95 | 13148.1 | 0.45662 | 11816.2 | 0 | 0.044243 | 40053.4 | 39605.2 | 28849.5
1353 | 0.077027 | 0 | 2.0903 | 25582.8 | 2.4109 | 9849.38 | 0.3993 | 6640.14 | 1.6325 | 13625.3 | 6640.14 | 9293.13 | 1.6192 | 12066.4 | 1253.5 | 1.067 | 40053.4 | 39373 | 22482
1354 | 1.5584 | 0 | 3.1364 | 8103.16 | 2.3853 | 11578.7 | 1.6177 | 8426.81 | 2.6725 | 22448.8 | 8426.81 | 11096.4 | 2.6077 | 18498.8 | 1623.21 | 1.176 | 40053.4 | 37048.9 | 5652.24
1355 | 2.6784 | 0 | 3.8583 | 912.127 | 3.9495 | 6586.6 | 3.1963 | 18835.4 | 3.3866 | 29950.6 | 18835.4 | 8787.9 | 3.2809 | 24668.9 | 1040.4 | 0.8735 | 40053.4 | 31287 | 18131.9
1356 | 3.5072 | 0 | 4.2646 | 9900.96 | 4.2289 | 10862.9 | 3.9354 | 30110.7 | 3.7626 | 26230.4 | 30110.7 | 12079.8 | 3.6574 | 27831.6 | 0 | 1.7863 | 40053.4 | 21240.1 | 11085.4
1357 | 2.5591 | 0 | 4.3322 | 14752.3 | 3.289 | 9310.12 | 4.0423 | 32809.7 | 3.8843 | 2111.46 | 32809.7 | 920.261 | 3.7395 | 34181.6 | 0 | 2.5911 | 40053.4 | 14784.9 | 7233.6
1358 | 1.3787 | 946.318 | 4.0677 | 16156.4 | 3.7849 | 9867.78 | 3.8609 | 33962.5 | 3.7472 | 36970.8 | 33962.5 | 8669.35 | 1.6315 | 37457.3 | 0 | 1.3812 | 40053.4 | 18323.7 | 6124.38
1359 | 2.9778 | 2108.32 | 3.4984 | 25023.7 | 3.0801 | 9730.14 | 3.3536 | 35012.8 | 3.2993 | 10324.8 | 35012.8 | 34213.1 | 3.18 | 37373.9 | 394.049 | 1.3991 | 40053.4 | 17303.2 | 3277.39
1360 | 0.48339 | 4271.39 | 2.619 | 28165.8 | 2.0428 | 11761.8 | 2.5286 | 27010.3 | 2.5815 | 24170.4 | 27010.3 | 9997.42 | 2.4409 | 38325.8 | 2038 | 2.0817 | 40053.4 | 14306.4 | 4017.67
1361 | 0.19144 | 7404.13 | 1.4726 | 39012 | 0.2457 | 9650.07 | 1.4067 | 31636.7 | 1.5716 | 34558.1 | 31636.7 | 39473.7 | 1.3973 | 36445.3 | 3369.21 | 0.99611 | 40053.4 | 11711.8 | 0
1362 | 0.027644 | 15288.4 | 0.28869 | 39866.3 | 0 | 6600.37 | 0.24024 | 29067.5 | 0.42374 | 24307.8 | 29067.5 | 37202.8 | 0.33276 | 30619.9 | 9257.06 | 0.13354 | 40053.4 | 9524.3 | 0
1363 | 0 | 26269.9 | 0 | 40053.4 | 0 | 4544.86 | 0 | 28296.2 | 0 | 3788.14 | 28296.2 | 0 | 0 | 21487.1 | 22695.2 | 0 | 40053.4 | 6143.6 | 1342.85
1364 | 0 | 31474 | 0 | 40053.4 | 0 | 3921.34 | 0 | 32625.2 | 0 | 9016 | 32625.2 | 0 | 0 | 24896.3 | 30910.6 | 0 | 40053.4 | 10529 | 32293.6
1365 | 0 | 33991.6 | 0 | 40053.4 | 0 | 1540.91 | 0 | 32164.6 | 0 | 16912.9 | 32164.6 | 0 | 0 | 27391.5 | 25860.3 | 0 | 40053.4 | 11060.7 | 26439.6
1366 | 0 | 31701.8 | 0 | 40053.4 | 0 | 1727.83 | 0 | 19144.5 | 0 | 9511.24 | 19144.5 | 0 | 0 | 36097 | 24142.2 | 0 | 40053.4 | 17420.6 | 23227.5
1367 | 0 | 12031 | 0 | 40053.4 | 0 | 1207.58 | 0 | 7549.31 | 0 | 12642.7 | 7549.31 | 0 | 0 | 39213.1 | 22687.1 | 0 | 40053.4 | 16798.3 | 28123.1
1368 | 0 | 3398.81 | 0 | 40053.4 | 0 | 1146.94 | 0 | 5896.25 | 0 | 14540.8 | 5896.25 | 1857.65 | 0 | 39524 | 27359.3 | 0 | 40053.4 | 15233.1 | 14683.4
1369 | 0 | 16649.2 | 0 | 40053.4 | 0 | 0 | 0 | 2913.44 | 0 | 17123.3 | 2913.44 | 0 | 0 | 39468.1 | 24449.1 | 0 | 40053.4 | 25921.3 | 14806.6
1370 | 0 | 38032.4 | 0 | 40053.4 | 0 | 0 | 0 | 5674.06 | 0 | 14213.7 | 5674.06 | 0 | 0 | 39472 | 18379.8 | 0 | 40053.4 | 29619.3 | 15883.8
1371 | 0 | 40053.4 | 0 | 39805 | 0 | 0 | 0 | 8124.19 | 0 | 15334.7 | 8124.19 | 0 | 0 | 38915.1 | 15587.8 | 0 | 39243.6 | 30001.4 | 28154.2
1372 | 0 | 39778.6 | 0 | 39215 | 0 | 0 | 0 | 4610.06 | 0 | 16356.5 | 4610.06 | 0 | 0 | 37212.1 | 13082.5 | 0 | 27973.5 | 36780.9 | 32769.5
1373 | 0 | 39655 | 0 | 37181.5 | 0 | 0 | 0 | 1283.33 | 0 | 11748.4 | 1283.33 | 15401.4 | 0 | 29641.2 | 13163.4 | 0 | 27211.3 | 38542.8 | 36820.2
1374 | 0 | 39810.6 | 0 | 25965.2 | 0 | 0 | 0 | 0 | 0 | 16295.2 | 0 | 10926.5 | 0 | 39617.8 | 18282.1 | 0 | 25739.4 | 39521.6 | 38483.1
1375 | 0 | 39951.1 | 0 | 11159.2 | 0.026887 | 0 | 0 | 0 | 0 | 16902.2 | 0 | 25764.6 | 0 | 36871.4 | 22748.8 | 0 | 13966.7 | 39821.1 | 38992.7
1376 | 0.049872 | 40053.4 | 0.78131 | 17479.6 | 0.33897 | 0 | 0.46731 | 0 | 0.14938 | 7122.21 | 0 | 23439.3 | 0.37698 | 37396.5 | 28357.2 | 0.06753 | 6554.11 | 39675.5 | 40053.4
1377 | 0.12962 | 37911.3 | 2.0902 | 24835.2 | 0.55709 | 0 | 1.6359 | 0 | 0.57565 | 1984.46 | 0 | 787.372 | 1.359 | 37657.9 | 16804.8 | 0.45857 | 0 | 39877.6 | 39928.5
1378 | 0.24819 | 36109.7 | 3.1346 | 26974.5 | 1.1489 | 0 | 2.0644 | 0 | 1.1334 | 1556.82 | 0 | 6280.63 | 1.9609 | 39498.7 | 6921.44 | 1.5897 | 5536.86 | 38727.3 | 39742.3
1379 | 0.84195 | 36775.8 | 3.8495 | 27052 | 2.7124 | 0 | 0.70327 | 0 | 1.8401 | 1516.8 | 0 | 26568.4 | 2.4282 | 34603.5 | 3846.07 | 3.1812 | 4870.24 | 36488.6 | 39699.7
1380 | 1.553 | 13651.4 | 4.2209 | 29787.5 | 2.761 | 0 | 1.9147 | 1156.65 | 1.9584 | 3529.46 | 1156.65 | 13895 | 2.536 | 30978.8 | 4639.01 | 2.2884 | 2550.61 | 22328.8 | 38402.4
1381 | 0.79346 | 0 | 4.2833 | 36784.1 | 3.9826 | 0 | 1.6551 | 3721.33 | 1.8625 | 4626.98 | 3721.33 | 10181.6 | 2.771 | 38915.9 | 5432.69 | 3.8628 | 588.483 | 20557.5 | 36731.4
1382 | 0.60331 | 0 | 4.0324 | 36212.3 | 2.1709 | 0 | 2.4199 | 4692.19 | 1.4952 | 4626.9 | 4692.19 | 4977.57 | 2.6011 | 33327.6 | 8374.28 | 3.6734 | 0 | 14446.4 | 31809.7
1383 | 0.81783 | 1734.77 | 3.4878 | 36729.9 | 2.9739 | 0 | 3.1461 | 3261.57 | 0.88738 | 7063.62 | 3261.57 | 6909.15 | 2.1081 | 15705.9 | 12058.8 | 3.1668 | 0 | 10738.6 | 25360.8
1384 | 0.59975 | 8251.66 | 2.6233 | 35103.9 | 2.0137 | 0 | 2.3345 | 8653.13 | 0.45959 | 7829.13 | 8653.13 | 7245.4 | 1.2825 | 39700.7 | 15843.9 | 2.3493 | 0 | 11982.9 | 37388.7
1385 | 0.27427 | 15768 | 1.4504 | 31739.7 | 0.67333 | 137.377 | 1.2834 | 5800.16 | 0.22359 | 5982.12 | 5800.16 | 1422.56 | 0.41006 | 40053.4 | 14146.7 | 1.2083 | 0 | 5648.76 | 38363.8
1386 | 0.20225 | 24739.4 | 0.15293 | 29353 | 0 | 0 | 0.23267 | 4406.63 | 0.038821 | 7561.62 | 4406.63 | 6075.17 | 0.079291 | 40053.4 | 22062.4 | 0.19146 | 0 | 1706.81 | 39199.7
1387 | 0 | 32691.7 | 0 | 27113.9 | 0 | 0 | 0 | 4681.99 | 0 | 18259.6 | 4681.99 | 23907.1 | 0 | 40053.4 | 34652.2 | 0 | 0 | 1822.18 | 39725.6
1388 | 0 | 34997.5 | 0 | 26347 | 0 | 0 | 0 | 6927.71 | 0 | 35645.8 | 6927.71 | 14752.7 | 0 | 40053.4 | 30488.1 | 0 | 0 | 2839.27 | 40053.4
1389 | 0 | 39005 | 0 | 36632.8 | 0 | 0 | 0 | 9832.02 | 0 | 36092.7 | 9832.02 | 12067 | 0 | 40053.4 | 35239 | 0 | 0 | 4592.55 | 40053.4
1390 | 0 | 39779.9 | 0 | 9829.8 | 0 | 0 | 0 | 16514.2 | 0 | 38023.8 | 16514.2 | 9612.17 | 0 | 40053.4 | 34853.6 | 0 | 240.729 | 8553.32 | 39651.9
1391 | 0 | 38434.1 | 0 | 388.365 | 0 | 0 | 0 | 8454.34 | 0 | 38601.4 | 8454.34 | 9488.7 | 0 | 40053.4 | 31370.6 | 0 | 5561.8 | 5409.15 | 39629.9
1392 | 0 | 35127 | 0 | 2828.79 | 0 | 0 | 0 | 2810.65 | 0 | 37795.4 | 2810.65 | 8607.18 | 0 | 40053.4 | 31457.7 | 0 | 19543.9 | 3785.75 | 39391.3
1393 | 0 | 31416.1 | 0 | 1819.3 | 0 | 0 | 0 | 3882.23 | 0 | 39859.6 | 3882.23 | 1029.64 | 0 | 40053.4 | 29451.3 | 0 | 35012.8 | 3749.56 | 39396.7
1394 | 0 | 33994.3 | 0 | 0 | 0 | 0 | 0 | 8221.29 | 0 | 35898.8 | 8221.29 | 22947.7 | 0 | 40053.4 | 24516.1 | 0 | 37192.5 | 5710.08 | 39818.8
1395 | 0 | 25280.3 | 0 | 635.894 | 0 | 0 | 0 | 5848.96 | 0 | 25519.6 | 5848.96 | 23332.1 | 0 | 40053.4 | 17731 | 0 | 35235.2 | 10212.4 | 40053.4
1396 | 0 | 23578 | 0 | 10572.8 | 0 | 0 | 0 | 8538.16 | 0 | 24165.1 | 8538.16 | 36745.7 | 0 | 40053.4 | 15204.3 | 0 | 37243.8 | 13162.4 | 40053.4
1397 | 0 | 24176.8 | 0 | 23842.1 | 0 | 0 | 0 | 4424.56 | 0 | 19304.2 | 4424.56 | 11429 | 0 | 39445.1 | 16611.1 | 0 | 36862.9 | 13203.6 | 40053.4
1398 | 0 | 20376.2 | 0 | 19097.3 | 0 | 0 | 0 | 5843.14 | 0 | 16772.7 | 5843.14 | 38235.6 | 0 | 38791.2 | 14235.5 | 0 | 35842 | 13460.7 | 40053.4
1399 | 0 | 16185.7 | 0 | 15241 | 0.090666 | 0 | 0 | 7053.26 | 0 | 12066.2 | 7053.26 | 34627.8 | 0 | 38122.4 | 14344.1 | 0 | 27760.3 | 15169.6 | 40053.4
1400 | 0.63215 | 7485.69 | 0.79616 | 7617.48 | 1.2098 | 0 | 0.4307 | 12130.4 | 0.44277 | 6363 | 12130.4 | 26731.4 | 0.013903 | 35295.9 | 14718.4 | 0.25011 | 10918.1 | 12559.2 | 40053.4
1401 | 0.41193 | 0 | 2.1101 | 3500.17 | 2.3891 | 0 | 1.5456 | 8498.19 | 1.5868 | 514.63 | 8498.19 | 14610 | 0.50922 | 29555.1 | 11760.9 | 1.3417 | 13543.6 | 4382.26 | 40053.4
1402 | 2.7575 | 0 | 3.189 | 2893.73 | 3.2927 | 0 | 2.5359 | 3551.19 | 2.6238 | 0 | 3551.19 | 28111.6 | 0.53618 | 24243.8 | 4238.79 | 2.4355 | 8829.7 | 3517.32 | 40053.4
1403 | 1.5557 | 0 | 3.966 | 532.628 | 3.8782 | 0 | 3.2369 | 5562.39 | 3.3604 | 2311.03 | 5562.39 | 34681.4 | 0.78202 | 12880.6 | 1923.15 | 2.5181 | 7262.42 | 8013.26 | 40053.4
1404 | 1.9914 | 1946.51 | 4.4097 | 4931.72 | 4.1412 | 0 | 3.6459 | 3366.25 | 3.7878 | 7141.9 | 3366.25 | 23148.4 | 0.24157 | 5916.07 | 1139.37 | 2.4842 | 5464.12 | 18457.4 | 39556.1
1405 | 3.4771 | 8387.24 | 4.5078 | 9189.66 | 4.0693 | 245.268 | 3.7545 | 3619.63 | 0.57199 | 7921.33 | 3619.63 | 29961.2 | 1.1748 | 2548.68 | 880.504 | 3.8499 | 6303.36 | 31860.2 | 38092.2
1406 | 2.2243 | 11678.3 | 4.2637 | 13687.7 | 3.682 | 1219.07 | 3.6083 | 2952.79 | 0.50663 | 23402.4 | 2952.79 | 28425.2 | 1.2034 | 1075.73 | 1124.41 | 2.6986 | 6339.31 | 32545.1 | 37161.1
1407 | 1.7035 | 8005.51 | 2.4744 | 23871.5 | 3.0075 | 887.439 | 3.1518 | 3553.7 | 3.3185 | 26718.4 | 3553.7 | 27962.4 | 3.3656 | 573.056 | 1609.57 | 2.6713 | 10789.3 | 31436.6 | 32658.6
1408 | 0.74885 | 983.606 | 2.797 | 22689 | 1.5829 | 2133.31 | 2.3902 | 4271.67 | 2.5551 | 22314 | 4271.67 | 30961.4 | 2.5965 | 1583.77 | 2033.28 | 1.4489 | 6589.92 | 23809.3 | 15092.5
1409 | 1.0432 | 27020.1 | 1.566 | 40053.4 | 0.33361 | 975.861 | 1.3588 | 3424.75 | 1.4796 | 23178.5 | 3424.75 | 32055.8 | 1.5122 | 7783.81 | 2924.45 | 0.12065 | 2818.81 | 16813.7 | 4090.57
1410 | 0.22557 | 29035.7 | 0.32435 | 40053.4 | 0 | 5611.42 | 0.26848 | 1610.71 | 0.39228 | 23822.2 | 1610.71 | 18305.1 | 0.3689 | 18115.5 | 3759.32 | 0.021475 | 539.115 | 10462.5 | 0
1411 | 0 | 32382.7 | 0 | 39638.6 | 0 | 992.463 | 0 | 2037.01 | 0 | 16228.1 | 2037.01 | 18038.8 | 0 | 0 | 13833.3 | 0 | 0 | 6015.46 | 3775.7
1412 | 0 | 34554.8 | 0 | 39700.2 | 0 | 0 | 0 | 680.086 | 0 | 33166.2 | 680.086 | 26386.5 | 0 | 666.357 | 16861.8 | 0 | 0 | 3686.38 | 4371.97
1413 | 0 | 29176.6 | 0 | 39573.3 | 0 | 6673.7 | 0 | 963.787 | 0 | 36539.4 | 963.787 | 12362.4 | 0 | 4043.32 | 18415 | 0 | 0 | 7994.76 | 8989.19
1414 | 0 | 30224.8 | 0 | 39583.4 | 0 | 5419.92 | 0 | 30421.9 | 0 | 36136.1 | 30421.9 | 2428.57 | 0 | 5621.34 | 13507.2 | 0 | 0 | 6508.82 | 9621.77
1415 | 0 | 31794 | 0 | 38915.2 | 0 | 2802.02 | 0 | 22463.1 | 0 | 31531.5 | 22463.1 | 8943.45 | 0 | 16179 | 19106.6 | 0 | 0 | 13148.5 | 14562.8
1416 | 0 | 31135.6 | 0 | 38832.4 | 0 | 62.4012 | 0 | 29563.9 | 0 | 26545.1 | 29563.9 | 13150.6 | 0 | 23245.7 | 13203.5 | 0 | 572.109 | 21589.3 | 27508.4
1417 | 0 | 32513.5 | 0 | 37911.4 | 0 | 0 | 0 | 26059.6 | 0 | 23863.9 | 26059.6 | 39323.9 | 0 | 24101.7 | 13263.6 | 0 | 1867.37 | 30464.5 | 24533.9
1418 | 0 | 32914.9 | 0 | 38533.2 | 0 | 0 | 0 | 22329.7 | 0 | 29955.5 | 22329.7 | 0 | 0 | 28270.8 | 18601.7 | 0 | 5861.46 | 31819.7 | 14185.3
1419 | 0 | 33751.2 | 0 | 37908.9 | 0 | 0 | 0 | 16229.1 | 0 | 28392.1 | 16229.1 | 3211.17 | 0 | 24534 | 15460.5 | 0 | 17250.7 | 28288.8 | 20088.4
1420 | 0 | 30721 | 0 | 37866.9 | 0 | 0 | 0 | 15493.8 | 0 | 28591.9 | 15493.8 | 37845.1 | 0 | 16885.9 | 8066.78 | 0 | 27490.8 | 33790.5 | 16192.9
1421 | 0 | 22889.3 | 0 | 37751.8 | 0 | 0 | 0 | 7360.24 | 0 | 26844.6 | 7360.24 | 29434.1 | 0 | 17615.7 | 7207.54 | 0 | 33372.8 | 31601.3 | 13013
1422 | 0 | 16091.3 | 0 | 37806.8 | 0 | 0 | 0 | 13846 | 0 | 19241.6 | 13846 | 4531.03 | 0 | 25121.7 | 5366.11 | 0 | 37213.2 | 29151.2 | 9931.08
1423 | 0 | 10514.9 | 0 | 37464.1 | 0.072718 | 0 | 0 | 25895.3 | 0 | 23179.9 | 25895.3 | 2035.83 | 0 | 27001.2 | 7406.1 | 0 | 39435.2 | 33145.5 | 38430.4
1424 | 0.59397 | 15947.1 | 0.69491 | 30522.8 | 0.79523 | 0 | 0.53546 | 30348.4 | 0.13945 | 22430.5 | 30348.4 | 8078.02 | 0.2636 | 28577.3 | 4671.33 | 0.26725 | 40053.4 | 27340.4 | 39827.2
1425 | 2.1599 | 28495.7 | 0.57549 | 34230.4 | 1.5192 | 0 | 1.7465 | 15131.6 | 1.1242 | 2461.86 | 15131.6 | 0 | 1.6497 | 30577.2 | 2155.48 | 1.2103 | 40053.4 | 23154 | 40053.4
1426 | 3.2291 | 37748 | 3.0878 | 35122.7 | 2.1958 | 0 | 2.7936 | 14942.2 | 1.1654 | 2924.23 | 14942.2 | 21152.6 | 2.5951 | 27400.2 | 1495.96 | 2.157 | 40053.4 | 16876.9 | 40053.4
1427 | 3.9603 | 39364.2 | 3.8274 | 35291.7 | 2.9286 | 0 | 3.5143 | 8569.06 | 1.8073 | 4929.01 | 8569.06 | 19193 | 2.8146 | 23887.4 | 658.281 | 3.4465 | 40053.4 | 4031.84 | 39385.4
1428 | 4.338 | 39382.2 | 4.2497 | 32741 | 4.2097 | 0 | 3.9239 | 16400.1 | 2.8751 | 2865.65 | 16400.1 | 24125.9 | 3.0212 | 20558.5 | 66.5941 | 3.931 | 40053.4 | 598.648 | 38204.9
1429 | 4.3892 | 38998.8 | 4.3284 | 26077.6 | 2.7679 | 0 | 3.0908 | 16608.7 | 2.895 | 2099.12 | 16608.7 | 22624.2 | 3.1771 | 25019.8 | 1088.07 | 3.7159 | 40053.4 | 0 | 36835.3
1430 | 3.2458 | 38732.1 | 4.0941 | 15989.6 | 1.5492 | 0 | 3.8336 | 14038 | 2.2687 | 3520.38 | 14038 | 26227.5 | 3.5039 | 31350.5 | 1992.5 | 3.4718 | 40053.4 | 0 | 33430.3
1431 | 2.4479 | 39368.6 | 3.5606 | 15980.6 | 0.81498 | 0 | 3.3444 | 13018.5 | 1.945 | 5675.94 | 13018.5 | 25475.3 | 2.7878 | 37238.9 | 927.537 | 2.8267 | 40053.4 | 0 | 28571.9
1432 | 1.9055 | 38987.7 | 2.6959 | 11551.8 | 1.0904 | 0 | 2.5688 | 12366.8 | 0.33659 | 6500.48 | 12366.8 | 24950.4 | 2.1977 | 36862.5 | 725.297 | 1.6927 | 39282.3 | 0 | 35750.3
1433 | 0.57622 | 37340.6 | 1.2591 | 7975.53 | 0.51344 | 0 | 1.4845 | 13100.4 | 0.16811 | 8524.08 | 13100.4 | 27273.5 | 1.3964 | 33532.1 | 1165.5 | 0.90754 | 39336 | 0 | 38530.5
1434 | 0.067561 | 39067.1 | 0.18787 | 3578.16 | 0 | 0 | 0.31835 | 8947.09 | 0.39808 | 6000.95 | 8947.09 | 25632.3 | 0.35208 | 29109.2 | 1565.18 | 0.1912 | 39410.9 | 0 | 39675.5
1435 | 0 | 39670.6 | 0 | 871.666 | 0 | 0 | 0 | 13483.7 | 0 | 7918.39 | 13483.7 | 16947.6 | 0 | 28147.2 | 1321.14 | 0 | 38322.4 | 0 | 34296.1
1436 | 0 | 40053.4 | 0 | 4383.41 | 0 | 776.797 | 0 | 22012.8 | 0 | 13851.6 | 22012.8 | 22248.7 | 0 | 23202.7 | 1146.77 | 0 | 38511.3 | 0 | 23183.7
1437 | 0 | 40053.4 | 0 | 11617.6 | 0 | 0 | 0 | 15553.8 | 0 | 11266.6 | 15553.8 | 9212.6 | 0 | 16904.7 | 1146.36 | 0 | 37683.6 | 1817.47 | 8060.09
1438 | 0 | 40053.4 | 0 | 19570.5 | 0 | 0 | 0 | 28247.6 | 0 | 11972.8 | 28247.6 | 6463.66 | 0 | 38072.4 | 476.096 | 0 | 29251.1 | 15813.3 | 0
1439 | 0 | 40053.4 | 0 | 38632 | 0 | 0 | 0 | 30477.6 | 0 | 23941.4 | 30477.6 | 8917.61 | 0 | 39394.9 | 1067.83 | 0 | 30376 | 30188.7 | 28891.8
1440 | 0 | 39785.1 | 0 | 38626.4 | 0 | 0 | 0 | 17262.5 | 0 | 27079.7 | 17262.5 | 7754.23 | 0 | 39864.5 | 1287.95 | 0 | 30640.8 | 37515.9 | 28884.7
1441 | 0 | 39258.8 | 0 | 39030 | 0 | 0 | 0 | 7886.16 | 0 | 27617.2 | 7886.16 | 4963.3 | 0 | 40053.4 | 1191.47 | 0 | 28860.2 | 38658.3 | 23555.3
1442 | 0 | 37209.1 | 0 | 39293.6 | 0 | 1487.53 | 0 | 7295.97 | 0 | 16106.2 | 7295.97 | 5741.42 | 0 | 40053.4 | 265.095 | 0 | 33620 | 38780.9 | 19163.8
1443 | 0 | 39325.4 | 0 | 35781.1 | 0 | 4940.35 | 0 | 4238.71 | 0 | 20740 | 4238.71 | 3354.96 | 0 | 40053.4 | 0 | 0 | 27224.9 | 39401.1 | 13971.3
1444 | 0 | 39938.6 | 0 | 32889.7 | 0 | 0 | 0 | 5366.17 | 0 | 23340.6 | 5366.17 | 2699.84 | 0 | 40053.4 | 0 | 0 | 30358.4 | 39991.6 | 13465.4
1445 | 0 | 40053.4 | 0 | 29255.7 | 0 | 328.596 | 0 | 0 | 0 | 19418.9 | 0 | 4607.57 | 0 | 40053.4 | 753.485 | 0 | 33030.2 | 40053.4 | 25497.1
1446 | 0 | 40053.4 | 0 | 30752.3 | 0 | 3817.12 | 0 | 0 | 0 | 19342.5 | 0 | 9704.57 | 0 | 40053.4 | 1665.28 | 0 | 35440.2 | 40053.4 | 35430.4
1447 | 0 | 40053.4 | 0 | 31272.9 | 0.12411 | 3470.21 | 0 | 0 | 0 | 15774.6 | 0 | 6053.3 | 0 | 40053.4 | 1609.92 | 0 | 33885.2 | 40053.4 | 38742.5
1448 | 0.47098 | 40053.4 | 0.86046 | 37123.6 | 1.2753 | 4028.66 | 0.013969 | 0 | 0.41931 | 3021.64 | 0 | 6715.76 | 0.25179 | 40012.8 | 1630.36 | 0.36315 | 24246.1 | 39074.4 | 39823.2
1449 | 1.6774 | 40053.4 | 2.135 | 38333 | 2.4446 | 0 | 0.025769 | 1689.66 | 0.33627 | 0 | 1689.66 | 2355.55 | 1.4469 | 39615.2 | 0 | 1.574 | 10437.7 | 34108.9 | 40053.4
1450 | 2.9963 | 40053.4 | 3.1767 | 36863.3 | 3.3455 | 0 | 0.23695 | 7688.02 | 0.39432 | 0 | 7688.02 | 6557.78 | 1.9358 | 39552.4 | 0 | 2.7441 | 5990.09 | 26008.6 | 40053.4
1451 | 3.6458 | 40053.4 | 3.9132 | 36862.2 | 3.9002 | 0 | 0.40249 | 10789.6 | 0.26493 | 0 | 10789.6 | 3621.34 | 0.51581 | 38397.2 | 0 | 3.6238 | 14415.5 | 22022.8 | 40053.4
1452 | 4.0508 | 40053.4 | 4.3075 | 36939.9 | 3.7397 | 13503.8 | 0.25308 | 9305.61 | 0.69699 | 710.748 | 9305.61 | 4874.24 | 0.55841 | 38199.9 | 0 | 4.1043 | 18415.8 | 30824.3 | 40053.4
1453 | 4.1185 | 40053.4 | 4.3715 | 36840.2 | 3.1799 | 18558.3 | 0.11768 | 7710.84 | 1.6082 | 1441.92 | 7710.84 | 4083.74 | 0.62293 | 39166 | 0 | 4.2741 | 32236.8 | 30921.7 | 40053.4
1454 | 3.917 | 40053.4 | 4.1228 | 34050.2 | 1.7456 | 14566.2 | 0.15743 | 9048.73 | 0.82567 | 2516.75 | 9048.73 | 5177.5 | 2.3344 | 39854.5 | 0 | 4.0849 | 39230.6 | 26117.2 | 40053.4
1455 | 2.2806 | 40053.4 | 3.5765 | 33495.1 | 1.6711 | 17050.6 | 0.34787 | 11167 | 0.63166 | 2982.03 | 11167 | 10236.6 | 2.0016 | 39960.7 | 0 | 3.5517 | 37791.6 | 30757.1 | 40053.4
1456 | 1.6967 | 40053.4 | 2.7075 | 33417.8 | 1.0399 | 19820 | 0.33533 | 12492.3 | 0.34372 | 3162.4 | 12492.3 | 21043 | 1.0577 | 39735.6 | 0 | 2.6842 | 35827.4 | 30689.2 | 40053.4
1457 | 0.19631 | 40053.4 | 1.5491 | 25991.2 | 0.19322 | 24192.1 | 0.096572 | 11487.7 | 0.034523 | 2427.67 | 11487.7 | 29849.2 | 1.3444 | 39895.7 | 0 | 1.5434 | 35511.4 | 36259.1 | 40053.4
1458 | 0.034975 | 40053.4 | 0.32971 | 34435.5 | 0 | 14737.5 | 0.016538 | 13390.5 | 0.37324 | 3602.11 | 13390.5 | 32185.2 | 0.35067 | 39650.7 | 0 | 0.34804 | 36312.4 | 38345.1 | 40053.4
1459 | 0 | 40053.4 | 0 | 38342.2 | 0 | 37231.6 | 0 | 1494.33 | 0 | 20220.3 | 1494.33 | 29152.1 | 0 | 39273.9 | 433.127 | 0 | 34682.9 | 37620.3 | 40053.4
1460 | 0 | 40053.4 | 0 | 39464.3 | 0 | 34765.8 | 0 | 8506.88 | 0 | 5636.75 | 8506.88 | 9255.88 | 0 | 37434.9 | 856.635 | 0 | 32207.3 | 37084.1 | 40053.4
1461 | 0 | 40053.4 | 0 | 39419.7 | 0 | 27712.9 | 0 | 4077.41 | 0 | 25251 | 4077.41 | 7793.15 | 0 | 32841.2 | 1356.41 | 0 | 24027.3 | 34101.6 | 40053.4
1462 | 0 | 40053.4 | 0 | 37855.6 | 0 | 24246.7 | 0 | 6352.79 | 0 | 37367.8 | 6352.79 | 7551.46 | 0 | 30245.1 | 2296.54 | 0 | 24170.3 | 37286.7 | 40053.4
1463 | 0 | 40053.4 | 0 | 38591.4 | 0 | 17034.3 | 0 | 6373.13 | 0 | 34463.1 | 6373.13 | 2707.98 | 0 | 26957.2 | 2564.59 | 0 | 15997.3 | 33005.2 | 40053.4
1464 | 0 | 40053.4 | 0 | 32216.5 | 0 | 24909.2 | 0 | 4149.4 | 0 | 32630.2 | 4149.4 | 2242.7 | 0 | 12414.5 | 2642.48 | 0 | 4882.39 | 34148.3 | 40053.4
1465 | 0 | 40053.4 | 0 | 33516.6 | 0 | 8065.1 | 0 | 0 | 0 | 32670.5 | 0 | 2987.85 | 0 | 38094.2 | 4269.71 | 0 | 8578.22 | 34130.3 | 40053.4
1466 | 0 | 40053.4 | 0 | 27935.5 | 0 | 5084.43 | 0 | 0 | 0 | 30076.5 | 0 | 4092.93 | 0 | 29017.9 | 5664.86 | 0 | 12540 | 32955.8 | 40053.4
1467 | 0 | 40053.4 | 0 | 19612.6 | 0 | 12780.9 | 0 | 2867.35 | 0 | 27275.3 | 2867.35 | 24394.4 | 0 | 18656.1 | 6449.99 | 0 | 6411.16 | 33539.7 | 39940.1
1468 | 0 | 40053.4 | 0 | 1953.35 | 0 | 22318.4 | 0 | 4235.5 | 0 | 25082.8 | 4235.5 | 6170.55 | 0 | 22024.7 | 8854.32 | 0 | 4735.14 | 35897.6 | 40045.5
1469 | 0 | 40053.4 | 0 | 2905.31 | 0 | 20396.9 | 0 | 11434.6 | 0 | 22733.6 | 11434.6 | 2099.82 | 0 | 35902.2 | 10359.6 | 0 | 6266.39 | 39091.9 | 39376.4
1470 | 0 | 40053.4 | 0 | 11997.1 | 0 | 16233.3 | 0 | 7468.6 | 0 | 23391.8 | 7468.6 | 2736.69 | 0 | 39169.9 | 11969.4 | 0 | 7926.59 | 39974.2 | 37596.6
1471 | 0 | 40053.4 | 0 | 27871.2 | 0.1546 | 4563.65 | 0 | 7408.84 | 0 | 25227.6 | 7408.84 | 8671.24 | 0 | 38812.6 | 14667 | 0 | 9408.22 | 39668.7 | 37348.4
1472 | 0.58019 | 40053.4 | 0.89799 | 15845.1 | 0.605 | 1022.55 | 0.5722 | 4402.32 | 0.13954 | 20536.6 | 4402.32 | 36020.3 | 0.26214 | 38373.6 | 16140.2 | 0.34643 | 9126.09 | 35662.6 | 30132.5
1473 | 2.1099 | 40053.4 | 2.1851 | 12318 | 1.6441 | 703.666 | 0.46089 | 9668.16 | 0.46738 | 9514.62 | 9668.16 | 32854.7 | 0.55408 | 38001 | 10126.1 | 1.394 | 8963.21 | 34631.8 | 10082.4
1474 | 3.1496 | 40053.4 | 3.2382 | 11706.4 | 1.8773 | 2883.86 | 1.7542 | 9831.52 | 2.4907 | 7857.43 | 9831.52 | 32155.2 | 2.2426 | 36805.6 | 3414.08 | 2.3362 | 12024.6 | 28225.9 | 5040.54
1475 | 3.8743 | 38546.8 | 3.9577 | 6994.69 | 3.8141 | 0 | 1.8024 | 8775.75 | 3.1315 | 7420.99 | 8775.75 | 30455.8 | 3.1581 | 38340.4 | 5037.05 | 3.1373 | 9211.38 | 25119 | 0
1476 | 4.2507 | 38651.3 | 4.3477 | 1038.3 | 4.1033 | 0 | 2.4327 | 10553.8 | 3.4883 | 6638.43 | 10553.8 | 30519.7 | 3.5376 | 39098.3 | 8332.3 | 3.6138 | 4068.63 | 20828.2 | 0
1477 | 4.3145 | 39099 | 4.4127 | 98.4452 | 4.0613 | 0 | 2.1689 | 15006.7 | 3.5963 | 5655.32 | 15006.7 | 29115.6 | 3.6413 | 38382.2 | 10130.8 | 4.0948 | 4872.41 | 27634.1 | 331.347
1478 | 4.0696 | 35960.6 | 4.1604 | 0 | 3.697 | 376.952 | 3.0336 | 20534.3 | 3.0183 | 4308.23 | 20534.3 | 27507.5 | 3.1637 | 36547.7 | 12366.5 | 3.8965 | 37017.2 | 31151.7 | 0
1479 | 2.4091 | 35754.3 | 3.5934 | 0 | 2.1197 | 0 | 2.5592 | 25482.4 | 3.047 | 5431.8 | 25482.4 | 27775.2 | 2.5968 | 35797.2 | 13032.7 | 3.368 | 32459.9 | 28708.4 | 1128.08
1480 | 1.8104 | 32346 | 2.7236 | 1488.97 | 1.3698 | 0 | 1.7355 | 26973.6 | 2.3241 | 5042.07 | 26973.6 | 27229 | 1.7526 | 35215.8 | 13479.8 | 2.5298 | 16647.8 | 28077.3 | 2887.57
1481 | 1.0954 | 20620.7 | 1.5696 | 2672.77 | 0.49573 | 0 | 1.4867 | 26953 | 0.87609 | 7437.13 | 26953 | 32898.9 | 1.1519 | 24113.2 | 15108.5 | 1.4058 | 11777.4 | 34974.3 | 966.577
1482 | 0.25849 | 4154.06 | 0.33986 | 9090.54 | 0 | 9416.81 | 0.32445 | 19210.3 | 0.37315 | 3390.1 | 19210.3 | 25775.4 | 0.30406 | 19170.5 | 13528.2 | 0.2988 | 8515.34 | 38178.6 | 0
1483 | 0 | 0 | 0 | 21707.2 | 0 | 2479.8 | 0 | 10083.4 | 0 | 2890.63 | 10083.4 | 16717.4 | 0 | 31294.2 | 22694.8 | 0 | 10972 | 39101.6 | 0
1484 | 0 | 0 | 0 | 20767.8 | 0 | 1368.49 | 0 | 13959.8 | 0 | 34023.7 | 13959.8 | 6857.54 | 0 | 30433.2 | 27218.6 | 0 | 7541.01 | 38288 | 0
1485 | 0 | 15259.1 | 0 | 20045.6 | 0 | 4301.27 | 0 | 26954.8 | 0 | 36360.1 | 26954.8 | 8697.9 | 0 | 30466.8 | 28152.4 | 0 | 4502.2 | 38435.6 | 3745.83
1486 | 0 | 25957 | 0 | 19443 | 0 | 0 | 0 | 18194.9 | 0 | 37172.4 | 18194.9 | 25090.8 | 0 | 37147.6 | 29185.9 | 0 | 2419.57 | 39717.4 | 23424.4
1487 | 0 | 38159.5 | 0 | 5179.05 | 0 | 3100.93 | 0 | 18249.4 | 0 | 37509.9 | 18249.4 | 39443.3 | 0 | 23247.7 | 30543.5 | 0 | 1995.67 | 39708.7 | 25261.5
1488 | 0 | 39314.4 | 0 | 16253.9 | 0 | 0 | 0 | 22504.5 | 0 | 17099.8 | 22504.5 | 22626.4 | 0 | 12225.3 | 28832.2 | 0 | 3992.65 | 39853.7 | 31232.6
1489 | 0 | 39799.5 | 0 | 10739.4 | 0 | 0 | 0 | 20715 | 0 | 28479 | 20715 | 29551.9 | 0 | 11277.2 | 28216 | 0 | 4874.83 | 39628.4 | 37174.2
1490 | 0 | 40053.4 | 0 | 6372.17 | 0 | 0 | 0 | 22485.7 | 0 | 27873.5 | 22485.7 | 12690.6 | 0 | 10811.5 | 26047.2 | 0 | 5611.55 | 39595.9 | 38921.1
1491 | 0 | 40053.4 | 0 | 12641.1 | 0 | 0 | 0 | 16016 | 0 | 21589 | 16016 | 13533.3 | 0 | 12441.2 | 26303.4 | 0 | 3630.32 | 39505.8 | 39435
1492 | 0 | 40053.4 | 0 | 10615.8 | 0 | 4636.98 | 0 | 14850.8 | 0 | 19673 | 14850.8 | 0 | 0 | 10672.8 | 26845.2 | 0 | 1193 | 40025.7 | 39583.9
1493 | 0 | 40053.4 | 0 | 8136.81 | 0 | 0 | 0 | 12894.9 | 0 | 28665.2 | 12894.9 | 38977.6 | 0 | 13946 | 26999.6 | 0 | 0 | 40053.4 | 39422.7
1494 | 0 | 39467.5 | 0 | 4791.73 | 0 | 1313.51 | 0 | 14956.7 | 0 | 32460.5 | 14956.7 | 4224.64 | 0 | 15934.4 | 28158.5 | 0 | 0 | 40053.4 | 39255.7
1495 | 0 | 37060.1 | 0 | 2246.33 | 0.012649 | 224.648 | 0 | 5704.39 | 0 | 24434.5 | 5704.39 | 0 | 0 | 19877.2 | 27416.2 | 0 | 0 | 40053.4 | 37856.1
1496 | 0.044531 | 35070.9 | 0.88783 | 1084.81 | 0.025461 | 1733.14 | 0.60087 | 2079.59 | 0.2181 | 9584.14 | 2079.59 | 0 | 0.33877 | 14836.6 | 26771 | 0.37644 | 321.092 | 39905.4 | 36845.6
1497 | 2.1167 | 31770.8 | 1.6911 | 716.302 | 0.81559 | 4827.87 | 0.34132 | 4880.3 | 0.29627 | 9024 | 4880.3 | 33103.7 | 0.86722 | 9864.96 | 27688 | 1.4987 | 2102.64 | 39871.9 | 34200.7
1498 | 3.2418 | 31499.2 | 3.0116 | 2910.13 | 3.4141 | 2137.24 | 1.5516 | 11952.5 | 0.73416 | 9312.34 | 11952.5 | 35821.5 | 2.1497 | 10728.8 | 23669.9 | 2.593 | 1087.16 | 38647.5 | 32879.5
1499 | 3.9645 | 18441.8 | 2.7232 | 38910.9 | 0.74053 | 3381.31 | 1.247 | 23729 | 3.1572 | 9777.48 | 23729 | 19419.7 | 2.8104 | 5706.65 | 25776 | 3.4089 | 650.126 | 37787.9 | 28908.3
1500 | 3.7433 | 8495.46 | 3.3028 | 40053.4 | 1.5776 | 2028.79 | 2.6973 | 26949.4 | 3.549 | 6751.31 | 26949.4 | 14266.5 | 2.5616 | 3359.4 | 23528.5 | 3.5424 | 526.249 | 36353 | 36430.5
1501 | 3.4294 | 2396.06 | 3.3035 | 39106.4 | 1.9418 | 2279.13 | 4.087 | 35083.5 | 3.6435 | 8762.19 | 35083.5 | 25112.2 | 2.7808 | 3292.52 | 23976.1 | 4.0266 | 0 | 35388.3 | 33283.8
1502 | 3.0558 | 19.7163 | 3.4733 | 30375.8 | 3.0812 | 1342.14 | 3.865 | 22248.3 | 3.2039 | 5626.28 | 22248.3 | 11254.8 | 2.1153 | 270.668 | 26898.1 | 3.5686 | 227.344 | 36853.6 | 37944.6
1503 | 2.6121 | 0 | 2.7579 | 13561.8 | 0.64059 | 1252.12 | 3.3679 | 27645.4 | 2.7195 | 4681.98 | 27645.4 | 17184.4 | 0.63324 | 0 | 24806.4 | 3.036 | 1110.86 | 37411.2 | 36925.1
1504 | 1.8767 | 789.707 | 1.9069 | 14297.9 | 2.153 | 0 | 2.5602 | 39397.3 | 2.31 | 5086.25 | 39397.3 | 11511.2 | 1.2606 | 0 | 21342.4 | 2.1981 | 912.903 | 33880.2 | 23699
1505 | 0.83162 | 2882.91 | 1.1478 | 35879 | 0.92676 | 0 | 1.4742 | 38318.3 | 1.3488 | 8473.47 | 38318.3 | 7114.04 | 0.4124 | 0 | 17099.8 | 1.1825 | 349.929 | 27073.2 | 10255.9
1506 | 0.163 | 9029.1 | 0.1136 | 39842.3 | 0 | 0 | 0.33265 | 22410.4 | 0.33366 | 2868.93 | 22410.4 | 540.621 | 0.17434 | 0 | 9589.69 | 0.26995 | 0 | 18998.4 | 2741.24
1507 | 0 | 20039.4 | 0 | 40053.4 | 0 | 0 | 0 | 12504.8 | 0 | 5444.88 | 12504.8 | 9206.4 | 0 | 189.221 | 12159.5 | 0 | 0 | 27403.4 | 3817.37
1508 | 0 | 23116.9 | 0 | 40053.4 | 0 | 0 | 0 | 37568 | 0 | 3784.95 | 37568 | 1349.85 | 0 | 608.213 | 12017.8 | 0 | 0 | 37657.2 | 3368.09
1509 | 0 | 18771.4 | 0 | 40053.4 | 0 | 0 | 0 | 17438.9 | 0 | 11966.1 | 17438.9 | 0 | 0 | 876.155 | 7685.71 | 0 | 242.718 | 37390.7 | 799.343
1510 | 0 | 15562.1 | 0 | 40053.4 | 0 | 5861.52 | 0 | 17565.3 | 0 | 7191.47 | 17565.3 | 0 | 0 | 4478.94 | 8772.38 | 0 | 0 | 34649.1 | 1116.32
1511 | 0 | 21944.4 | 0 | 39993.2 | 0 | 5878.65 | 0 | 14201.7 | 0 | 3957.78 | 14201.7 | 0 | 0 | 4003.36 | 12750.4 | 0 | 0 | 37783.6 | 5194.45
1512 | 0 | 31845.8 | 0 | 39962.2 | 0 | 0 | 0 | 16139.5 | 0 | 9267.76 | 16139.5 | 0 | 0 | 6546.65 | 8094.51 | 0 | 0 | 39434 | 17643.4
1513 | 0 | 33866.6 | 0 | 39654.9 | 0 | 882.492 | 0 | 15678.7 | 0 | 14279.5 | 15678.7 | 0 | 0 | 3800.66 | 11245.8 | 0 | 0 | 40020 | 27586.8
1514 | 0 | 37185.5 | 0 | 39662.4 | 0 | 1042.79 | 0 | 2477.55 | 0 | 11070.8 | 2477.55 | 1976.49 | 0 | 1512.23 | 10679.2 | 0 | 0 | 40053.4 | 29080.5
1515 | 0 | 38002.1 | 0 | 39514.6 | 0 | 1694.41 | 0 | 786.13 | 0 | 6040.24 | 786.13 | 1691.82 | 0 | 1581.42 | 14852.9 | 0 | 1459.65 | 40053.4 | 27654.7
1516 | 0 | 35229.1 | 0 | 38981.1 | 0 | 22000.7 | 0 | 0 | 0 | 773.364 | 0 | 0 | 0 | 7656.71 | 14708 | 0 | 5223.15 | 40053.4 | 34682
1517 | 0 | 36955.3 | 0 | 39044.2 | 0 | 17200.4 | 0 | 0 | 0 | 0 | 0 | 0 | 0 | 10972.2 | 9996.16 | 0 | 7644.81 | 40053.4 | 24533.3
1518 | 0 | 31663.9 | 0 | 38269.6 | 0 | 7735.22 | 0 | 0 | 0 | 0 | 0 | 0 | 0 | 7926.9 | 10174.9 | 0 | 10541.8 | 40053.4 | 14571.3
1519 | 0 | 23430.2 | 0 | 37280.2 | 0.12873 | 20556.6 | 0 | 239.203 | 0 | 0 | 239.203 | 0 | 0 | 7479.94 | 7924.1 | 0 | 19751.8 | 39701.3 | 26267.5
1520 | 0.65058 | 25416.2 | 0.90391 | 39064.6 | 0.65421 | 11563.1 | 0.62659 | 1168.95 | 0.32148 | 0 | 1168.95 | 0 | 0.18352 | 12930.3 | 6401.7 | 0.3455 | 35858 | 38839.1 | 33617.7
1521 | 2.1962 | 25949.3 | 2.2047 | 39820 | 1.827 | 0 | 1.8455 | 1818.76 | 0.69852 | 0 | 1818.76 | 0 | 0.67379 | 20510.8 | 7863.83 | 1.3909 | 37323.1 | 36096.9 | 9514.02
1522 | 3.2243 | 10241.1 | 3.2575 | 39518.9 | 2.8297 | 8710.57 | 2.8763 | 0 | 1.9722 | 0 | 0 | 0 | 2.0071 | 18153 | 6783.78 | 1.1466 | 32330.9 | 29380.6 | 2001.85
1523 | 3.9337 | 1435.31 | 3.9844 | 36841.6 | 3.3081 | 8495.61 | 3.5975 | 0 | 2.3569 | 0 | 0 | 0 | 2.1793 | 14975.9 | 6266 | 1.5804 | 29440 | 17358.6 | 2037.16
1524 | 4.2915 | 183.247 | 4.3826 | 36679 | 1.7856 | 9460.42 | 3.9839 | 0 | 2.4585 | 0 | 0 | 0 | 1.2401 | 13719.2 | 5721.59 | 3.2161 | 35445.6 | 10080.7 | 0
1525 | 4.3288 | 0 | 4.436 | 37454.2 | 3.4431 | 23146.6 | 4.0594 | 0 | 2.4343 | 0 | 0 | 0 | 0.083007 | 21658.4 | 5699.1 | 3.9061 | 37368.4 | 6554.02 | 1336.17
1526 | 4.069 | 0 | 4.1817 | 39507.3 | 3.0156 | 32424.3 | 3.8624 | 0 | 2.6048 | 0 | 0 | 1294.12 | 2.683 | 31487.4 | 5954.25 | 3.7194 | 39126 | 5417.61 | 2325.83
1527 | 3.5054 | 0 | 3.6115 | 40053.4 | 2.475 | 31073.5 | 3.3569 | 0 | 2.1453 | 0 | 0 | 3064.3 | 2.2402 | 33454 | 7007.38 | 3.2118 | 39708.4 | 2493.35 | 3854.64
1528 | 2.6276 | 1868.99 | 2.7246 | 40053.4 | 1.4505 | 32956.3 | 2.5706 | 0 | 1.2126 | 0 | 0 | 3573.39 | 0.27249 | 37939 | 4674.16 | 2.424 | 39920.9 | 1924.52 | 11900.5
1529 | 1.4809 | 3545.46 | 1.5746 | 40053.4 | 0.59677 | 18464.5 | 1.2792 | 1135.25 | 0.87255 | 0 | 1135.25 | 2138.59 | 0.86137 | 38134 | 5370.22 | 1.3765 | 39370.9 | 3768.27 | 22072.8
1530 | 0.28761 | 3540.62 | 0.35693 | 40009.8 | 0 | 26574.7 | 0.29512 | 1974.95 | 0.13976 | 537.983 | 1974.95 | 2289.18 | 0.28456 | 39283.2 | 4877.3 | 0.32748 | 38022.7 | 6188.07 | 32294
1531 | 0 | 3900.43 | 0 | 39908.7 | 0 | 36653.7 | 0 | 9046.2 | 0 | 3033.07 | 9046.2 | 0 | 0 | 40053.4 | 6733.51 | 0 | 37184.8 | 11488.3 | 38463.3
1532 | 0 | 4900.12 | 0 | 38374.8 | 0 | 33373.6 | 0 | 13797.3 | 0 | 6337.11 | 13797.3 | 0 | 0 | 40030.3 | 7936.29 | 0 | 35935.8 | 12406.6 | 37802.6
1533 | 0 | 9633.88 | 0 | 36772.9 | 0 | 22389.1 | 0 | 10201 | 0 | 15899.7 | 10201 | 3160.57 | 0 | 39841.8 | 13771.4 | 0 | 27750.1 | 13122.8 | 33924.4
1534 | 0 | 19698.3 | 0 | 31801.9 | 0 | 31241.5 | 0 | 10140.9 | 0 | 13204.1 | 10140.9 | 0 | 0 | 40053.4 | 20282.6 | 0 | 17792.5 | 7450.2 | 32219.4
1535 | 0 | 10243.8 | 0 | 33620.7 | 0 | 25642.5 | 0 | 9959.61 | 0 | 33052.9 | 9959.61 | 293.717 | 0 | 40053.4 | 11954.4 | 0 | 9280.72 | 7060.26 | 31493.1
1536 | 0 | 7971.14 | 0 | 27146.4 | 0 | 29920.7 | 0 | 9615.3 | 0 | 2499.55 | 9615.3 | 3417.25 | 0 | 40053.4 | 13584.7 | 0 | 9876.24 | 4379.11 | 34751.4
1537 | 0 | 8755.42 | 0 | 22760.6 | 0 | 38679.5 | 0 | 8490.54 | 0 | 8.5837 | 8490.54 | 0 | 0 | 40053.4 | 13565.7 | 0 | 4282.83 | 4636.84 | 32766.8
1538 | 0 | 8650.01 | 0 | 25649.2 | 0 | 15127.5 | 0 | 13179.7 | 0 | 0 | 13179.7 | 0 | 0 | 40053.4 | 10302.8 | 0 | 491.032 | 6463.06 | 25305
1539 | 0 | 6929.26 | 0 | 33082.6 | 0 | 9181.68 | 0 | 15069.3 | 0 | 164.184 | 15069.3 | 289.464 | 0 | 40053.4 | 10865.7 | 0 | 0 | 10717.2 | 23780.1
1540 | 0 | 8451.26 | 0 | 36690.2 | 0 | 8904.57 | 0 | 12934.1 | 0 | 27502.2 | 12934.1 | 5509.65 | 0 | 39925.3 | 10160.6 | 0 | 0 | 20887.2 | 17826.5
1541 | 0 | 19266.9 | 0 | 38955.7 | 0 | 5612 | 0 | 6483.59 | 0 | 21759.5 | 6483.59 | 1707.4 | 0 | 39799.5 | 9758.14 | 0 | 0 | 15567.8 | 15226.7
1542 | 0 | 13998.5 | 0 | 38878.8 | 0 | 26148.4 | 0 | 5961.63 | 0 | 39049.8 | 5961.63 | 9841.2 | 0 | 40053.4 | 9592.23 | 0 | 0 | 11409.9 | 12471.3
1543 | 0 | 9717.17 | 0 | 38875.3 | 0.088927 | 36855.4 | 0 | 15782.1 | 0 | 30073 | 15782.1 | 7548.26 | 0 | 40053.4 | 8305.64 | 0 | 0 | 10719.1 | 6096.56
1544 | 0.68572 | 20799.2 | 0.32032 | 39430.5 | 0.31003 | 3026.25 | 0.1899 | 20720.2 | 0.13303 | 38719.7 | 20720.2 | 21965.6 | 0.0096629 | 40053.4 | 6261.84 | 0.052779 | 0 | 8624.62 | 4428.68
1545 | 1.6598 | 28052.3 | 1.8861 | 40033 | 1.0579 | 8903.26 | 1.2621 | 20046.1 | 1.3746 | 38839.5 | 20046.1 | 27306.6 | 0.19426 | 40053.4 | 842.521 | 0.20517 | 0 | 6676.48 | 3655.01
1546 | 2.6001 | 22429.9 | 3.0407 | 39232.2 | 1.5557 | 34014.5 | 2.2284 | 15116.3 | 0.10712 | 39124.4 | 15116.3 | 34352.9 | 0.060206 | 40053.4 | 0 | 0.3555 | 478.663 | 1559.77 | 1574.77
1547 | 3.1376 | 31996.5 | 3.6665 | 39111.1 | 3.169 | 39368.1 | 2.9819 | 23985.9 | 0.12792 | 39051.8 | 23985.9 | 37786.7 | 0.13029 | 40053.4 | 0 | 0.41808 | 0 | 0 | 1006.34
1548 | 3.5011 | 19535.2 | 4.3463 | 37456.3 | 3.6155 | 40053.4 | 2.9266 | 31947.4 | 0.19778 | 39126.1 | 31947.4 | 31555.6 | 0.69364 | 39691.2 | 386.673 | 0.26806 | 0 | 0 | 0
1549 | 3.4885 | 16457 | 3.8528 | 35680.1 | 3.2414 | 40053.4 | 3.3833 | 32701 | 0.46786 | 39323.6 | 32701 | 34323.7 | 0.46976 | 38312.7 | 429.428 | 0.19523 | 0 | 0 | 0
1550 | 3.1964 | 11756.5 | 3.5206 | 37292.6 | 1.9224 | 40053.4 | 2.8474 | 33636.2 | 0.68497 | 39627.4 | 33636.2 | 34197.1 | 2.686 | 37618.6 | 0 | 0.10957 | 0 | 0 | 0
1551 | 2.6627 | 11970.1 | 3.5812 | 38253.2 | 0.08303 | 40053.4 | 2.3063 | 30799.6 | 1.8478 | 40053.4 | 30799.6 | 37674.4 | 3.0921 | 35852.1 | 0 | 0.4516 | 0 | 870.178 | 712.621
1552 | 1.7597 | 16405.4 | 2.7322 | 39390.5 | 0.9783 | 40053.4 | 1.6126 | 18026.3 | 2.5425 | 39242.9 | 18026.3 | 30402 | 1.3833 | 38208.7 | 0 | 0.71226 | 0 | 6296.27 | 461.093
1553 | 0.64202 | 14887 | 1.3169 | 39324.4 | 0.42174 | 39911.2 | 0.92291 | 18765.8 | 0.59084 | 39614.7 | 18765.8 | 31794.8 | 1.4688 | 40053.4 | 0 | 0.39404 | 0 | 2816.78 | 894.293
1554 | 0.084243 | 8532.59 | 0.36736 | 38184 | 0 | 39807.6 | 0.19402 | 30057.3 | 0.15678 | 27903.7 | 30057.3 | 25280.2 | 0.40882 | 40053.4 | 0 | 0.090178 | 0 | 642.473 | 1188.04
1555 | 0 | 3945.94 | 0 | 36299.1 | 0 | 38806.1 | 0 | 30850.1 | 0 | 32185.3 | 30850.1 | 27768.5 | 0 | 39754.6 | 0 | 0 | 764.026 | 3414.21 | 0
1556 | 0 | 736.066 | 0 | 38930.5 | 0 | 0 | 0 | 22526.1 | 0 | 35660.7 | 22526.1 | 31107.6 | 0 | 36898 | 0 | 0 | 1532.05 | 4414.15 | 0
1557 | 0 | 0 | 0 | 39665 | 0 | 0 | 0 | 17780.7 | 0 | 34272.5 | 17780.7 | 11061.7 | 0 | 23654.5 | 0 | 0 | 5221.54 | 3882.13 | 1375.75
1558 | 0 | 2355.19 | 0 | 39743.6 | 0 | 6724.05 | 0 | 9107.03 | 0 | 33400.8 | 9107.03 | 27815.9 | 0 | 14507.6 | 0 | 0 | 9322.59 | 8649.02 | 16080.1
1559 | 0 | 4016.98 | 0 | 39836 | 0 | 5278.87 | 0 | 8273.7 | 0 | 36285.6 | 8273.7 | 12672.8 | 0 | 8209.05 | 0 | 0 | 5154.8 | 13159.1 | 6962.74
1560 | 0 | 5460.56 | 0 | 39602.4 | 0 | 616.907 | 0 | 12908 | 0 | 26456.4 | 12908 | 2435.69 | 0 | 23727.5 | 0 | 0 | 7423.77 | 14819.2 | 7894.13
1561 | 0 | 5232.38 | 0 | 38472.5 | 0 | 0 | 0 | 9660.45 | 0 | 35986.4 | 9660.45 | 17196.8 | 0 | 31081 | 0 | 0 | 8528.09 | 5714.63 | 12656.4
1562 | 0 | 5864.63 | 0 | 35884.4 | 0 | 0 | 0 | 11704.8 | 0 | 32782.6 | 11704.8 | 8777.95 | 0 | 29311.5 | 917.64 | 0 | 4950.77 | 1867.38 | 3406.34
1563 | 0 | 10290.6 | 0 | 30922.5 | 0 | 1200.74 | 0 | 7062.35 | 0 | 36555 | 7062.35 | 494.857 | 0 | 35921.7 | 1356.83 | 0 | 4997.52 | 984.484 | 4077.3
1564 | 0 | 19563 | 0 | 29351.4 | 0 | 4316.33 | 0 | 7930.01 | 0 | 36326.6 | 7930.01 | 10575.6 | 0 | 39221 | 2392.93 | 0 | 5922.82 | 2219.26 | 1449.89
1565 | 0 | 22243 | 0 | 35058 | 0 | 13318.2 | 0 | 4859.56 | 0 | 31841.8 | 4859.56 | 32028.5 | 0 | 39547 | 6038.73 | 0 | 4599.79 | 6937.23 | 1956.39
1566 | 0 | 9648.43 | 0 | 32883.2 | 0 | 9997.11 | 0 | 6544.43 | 0 | 34523.9 | 6544.43 | 32867.8 | 0 | 39456.9 | 9276.77 | 0 | 3484.12 | 14730.7 | 2553.41
1567 | 0 | 2651.11 | 0 | 31330 | 0.23125 | 6449.52 | 0 | 12473.5 | 0 | 24185.2 | 12473.5 | 26273.5 | 0 | 38801.6 | 18164.2 | 0 | 3492.27 | 11237.4 | 8183.61
1568 | 0.94753 | 4696.98 | 0.080049 | 29692.4 | 1.4124 | 4575.7 | 0.66004 | 7979.61 | 0.25373 | 23861.8 | 7979.61 | 35324 | 0.60331 | 35622.3 | 23201.3 | 0.34767 | 7155.42 | 6476.66 | 4344.17
1569 | 2.2186 | 868.816 | 0.67709 | 32416 | 1.0715 | 3134.82 | 1.8619 | 1845.87 | 1.6695 | 5155.27 | 1845.87 | 28175.8 | 1.7311 | 27518.4 | 10191.2 | 1.1582 | 6148.68 | 4146.3 | 0
1570 | 3.2626 | 3309.44 | 1.238 | 16767.9 | 1.895 | 2091 | 2.8895 | 11193.8 | 2.5979 | 9164.62 | 11193.8 | 38563 | 2.6767 | 31239.5 | 1824.38 | 2.8473 | 6842.01 | 0 | 0
1571 | 3.9747 | 7892.81 | 2.783 | 12102.8 | 3.0403 | 0 | 3.6058 | 13427 | 3.2851 | 14460.8 | 13427 | 37828.6 | 3.356 | 32448.4 | 2997.48 | 3.6936 | 7773.77 | 0 | 0
1572 | 4.3601 | 7898.1 | 1.4428 | 5209.45 | 2.4694 | 0 | 4.0019 | 18477.7 | 3.6799 | 11524.5 | 18477.7 | 35292.9 | 3.7187 | 28039.6 | 4936.38 | 4.1584 | 7468.01 | 0 | 0
1573 | 4.4297 | 7647.33 | 3.5935 | 638.478 | 3.14 | 17627.9 | 4.0861 | 21048.8 | 3.7803 | 8755.55 | 21048.8 | 29254.4 | 3.8147 | 14817.6 | 5459.55 | 3.7469 | 9824.31 | 0 | 0
1574 | 4.1533 | 10605.2 | 3.1197 | 0 | 2.7218 | 22194 | 3.89 | 21186.8 | 3.6212 | 8891.76 | 21186.8 | 31904.6 | 3.6626 | 9957.44 | 6350.09 | 3.8088 | 16867.2 | 0 | 680.915
1575 | 2.5078 | 10960.3 | 2.6245 | 0 | 3.235 | 20578.9 | 3.3951 | 19126.3 | 0.91544 | 6974.29 | 19126.3 | 34542.8 | 3.2346 | 6512.86 | 7544.53 | 2.0243 | 24133.4 | 0 | 0
1576 | 1.8621 | 10051.9 | 2.6748 | 0 | 2.2323 | 22913.4 | 2.617 | 17247 | 2.4825 | 6917.99 | 17247 | 30339.8 | 2.5003 | 2523.85 | 9042.4 | 1.2438 | 28286.3 | 410.736 | 0
1577 | 0.96415 | 8339.25 | 1.2275 | 0 | 1.0082 | 31289.1 | 1.5525 | 14873.5 | 1.4767 | 8440.49 | 14873.5 | 29338.8 | 1.4961 | 61.4965 | 10829.7 | 0.73956 | 34028.7 | 7747.79 | 0
1578 | 0.30226 | 12989 | 0.10276 | 0 | 0 | 23111.2 | 0.39088 | 12998.7 | 0.4463 | 10844.8 | 12998.7 | 15059 | 0.40968 | 0 | 15394 | 0.20035 | 37598.6 | 25011.3 | 0
1579 | 0 | 19087.3 | 0 | 1598.09 | 0 | 20235.9 | 0 | 20970.8 | 0 | 18817.7 | 20970.8 | 24788.2 | 0 | 0 | 24920.1 | 0 | 29452.5 | 34360.7 | 0
1580 | 0 | 26397.2 | 0 | 12705.2 | 0 | 31571.3 | 0 | 20833.2 | 0 | 18443 | 20833.2 | 6253.73 | 0 | 0 | 34946.5 | 0 | 22483.7 | 36319 | 0
1581 | 0 | 34421.6 | 0 | 7400.6 | 0 | 36460.8 | 0 | 9434.66 | 0 | 35007.3 | 9434.66 | 7762.24 | 0 | 604.699 | 36362.2 | 0 | 19524.6 | 35100 | 0
1582 | 0 | 37842.2 | 0 | 14754.1 | 0 | 35183.6 | 0 | 23550.2 | 0 | 34715.7 | 23550.2 | 15267.8 | 0 | 1025.5 | 35576.8 | 0 | 19498 | 34014.6 | 62.5363
1583 | 0 | 38359.3 | 0 | 36926.1 | 0 | 39020.1 | 0 | 4353.09 | 0 | 26718.4 | 4353.09 | 6953.74 | 0 | 1598.64 | 35236.5 | 0 | 21816.1 | 33905.7 | 1889.49
1584 | 0 | 38374.5 | 0 | 23190.9 | 0 | 31506.2 | 0 | 255.194 | 0 | 38381 | 255.194 | 13280.2 | 0 | 1976.78 | 32499.4 | 0 | 19339.6 | 36612.2 | 3976.34
1585 | 0 | 37757.8 | 0 | 17635.2 | 0 | 13464.1 | 0 | 702.157 | 0 | 37236 | 702.157 | 21018.6 | 0 | 5903.52 | 33720.1 | 0 | 14967.2 | 36791.5 | 740.47
1586 | 0 | 34878.9 | 0 | 24073.6 | 0 | 5784.5 | 0 | 5924.45 | 0 | 34913.7 | 5924.45 | 5185.56 | 0 | 10912.4 | 31783.5 | 0 | 17297.9 | 37574.3 | 0
1587 | 0 | 32895.9 | 0 | 33509.9 | 0 | 2483.27 | 0 | 20161.7 | 0 | 33979.3 | 20161.7 | 3178.45 | 0 | 16019.4 | 27849.7 | 0 | 19500.4 | 38381.3 | 0
1588 | 0 | 26738.9 | 0 | 35609.1 | 0 | 1544.75 | 0 | 30333.1 | 0 | 34721.4 | 30333.1 | 8703.69 | 0 | 19701.4 | 27107.6 | 0 | 19165.3 | 39592.5 | 2003.85
1589 | 0 | 21606.2 | 0 | 27049.8 | 0 | 1499.8 | 0 | 23216.4 | 0 | 36326.9 | 23216.4 | 6364.19 | 0 | 19849.7 | 27453.8 | 0 | 15406.7 | 39522.6 | 2044.76
1590 | 0 | 10065.6 | 0 | 21430.7 | 0 | 3872.12 | 0 | 26369.3 | 0 | 35975.8 | 26369.3 | 3224.96 | 0 | 18847.5 | 24822.9 | 0 | 11952.4 | 39456.3 | 2165.31
1591 | 0 | 3180.03 | 0 | 15678.7 | 0.26224 | 0 | 0 | 37663.1 | 0 | 31589.3 | 37663.1 | 15977.7 | 0 | 22602.1 | 23736.7 | 0 | 11678.2 | 39472.1 | 11767.2
1592 | 0.26087 | 8314.81 | 0.97029 | 18895.8 | 1.4734 | 0 | 0.33188 | 38401.4 | 0.63935 | 33023.8 | 38401.4 | 2469.64 | 0.65612 | 19958.7 | 23875.3 | 0.37754 | 3701.74 | 38928.1 | 13981
1593 | 1.5922 | 10227.7 | 2.293 | 12265 | 2.6729 | 144.515 | 0.89787 | 35625.9 | 1.3869 | 27593.8 | 35625.9 | 0 | 1.8287 | 17780 | 8234.89 | 1.2397 | 3294.04 | 26110.3 | 2266.76
1594 | 0.88903 | 13849.1 | 3.3673 | 10824.1 | 3.58 | 535.374 | 1.8296 | 38739.2 | 2.1485 | 19551.2 | 38739.2 | 715.602 | 2.1087 | 24954.5 | 851.655 | 1.9911 | 5365.36 | 9996.51 | 1758.22
1595 | 1.0334 | 22578.8 | 4.107 | 5695.53 | 4.1373 | 1106.2 | 2.5484 | 38916.1 | 2.8556 | 14634.2 | 38916.1 | 7637.85 | 2.6226 | 31003.5 | 0 | 3.0207 | 7204.86 | 2049.02 | 0
1596 | 0.95956 | 25809.2 | 4.5185 | 5398.43 | 4.369 | 740.322 | 3.1994 | 38346.7 | 4.0005 | 19234 | 38346.7 | 27319.5 | 1.9994 | 35699.6 | 0 | 4.2582 | 5232.71 | 0 | 784.613
1597 | 0.42047 | 27790.4 | 4.5787 | 3650.68 | 4.272 | 2782.68 | 2.57 | 38363.6 | 2.7275 | 14411 | 38363.6 | 35236.2 | 0.54449 | 36831.3 | 0 | 4.4125 | 5888.06 | 0 | 1182.13
1598 | 2.0137 | 26543.1 | 4.3033 | 3479.49 | 3.8612 | 5842.38 | 0.84053 | 38179.2 | 3.9327 | 14757.9 | 38179.2 | 29630 | 2.7962 | 39556.4 | 0 | 4.2085 | 11171.4 | 0 | 943.939
1599 | 1.3573 | 23789 | 3.725 | 1079.79 | 3.1867 | 1752.86 | 0.8522 | 37109.2 | 3.4997 | 13735.5 | 37109.2 | 22318.6 | 0.6051 | 39480.4 | 366.116 | 3.6629 | 11855.1 | 0 | 0
1600 | 0.5944 | 16617.7 | 2.8354 | 0 | 2.218 | 0 | 0.59514 | 34951.2 | 2.7353 | 15482.7 | 34951.2 | 15684 | 1.8727 | 38829.8 | 62.9417 | 2.8148 | 11764.3 | 0 | 0
1601 | 0.4239 | 18415.9 | 1.6481 | 0 | 1.0226 | 5574.97 | 0.20053 | 32220.7 | 1.6879 | 15464.7 | 32220.7 | 16309.8 | 1.2007 | 38623.8 | 0 | 1.6631 | 9281.67 | 0 | 0
1602 | 0.12764 | 20173.4 | 0.39448 | 0 | 0 | 4495.27 | 0.054001 | 18744.6 | 0.52254 | 8271.82 | 18744.6 | 10535.5 | 0.46 | 38551.4 | 2175.97 | 0.45146 | 7141.4 | 0 | 0
1603 | 0 | 21879.3 | 0 | 0 | 0 | 5422.02 | 0 | 32919.8 | 0 | 15480.4 | 32919.8 | 29051.9 | 0 | 38986.2 | 5497.27 | 0 | 2202.65 | 0 | 0
1604 | 0 | 34740.1 | 0 | 0 | 0 | 12329.2 | 0 | 19227.1 | 0 | 36841.1 | 19227.1 | 31779.4 | 0 | 38369.7 | 10451.5 | 0 | 1026.54 | 5677.85 | 0
1605 | 0 | 39309 | 0 | 0 | 0 | 6469.4 | 0 | 13172.9 | 0 | 39065.3 | 13172.9 | 21106.4 | 0 | 37854.7 | 24571.7 | 0 | 988.19 | 4349.08 | 0
1606 | 0 | 40053.4 | 0 | 2428.19 | 0 | 12768.4 | 0 | 5368.4 | 0 | 30016.8 | 5368.4 | 35068.8 | 0 | 36342.8 | 14899.8 | 0 | 0 | 11823.2 | 608.46
1607 | 0 | 39964.7 | 0 | 15484.2 | 0 | 12024.4 | 0 | 3448.21 | 0 | 34619.3 | 3448.21 | 19154.5 | 0 | 34854.4 | 19954.3 | 0 | 0 | 25200.4 | 0
1608 | 0 | 38656.1 | 0 | 27409.7 | 0 | 14084.9 | 0 | 4526.83 | 0 | 33573.9 | 4526.83 | 3304.75 | 0 | 37815.8 | 21519.5 | 0 | 0 | 33646.6 | 0
1609 | 0 | 35103 | 0 | 35549 | 0 | 19094.2 | 0 | 2424.73 | 0 | 28024.3 | 2424.73 | 11889.1 | 0 | 37214.1 | 19395.5 | 0 | 0 | 36887.1 | 0
1610 | 0 | 27918.4 | 0 | 36614.2 | 0 | 22703.2 | 0 | 2103.76 | 0 | 30846.9 | 2103.76 | 12261.9 | 0 | 35472 | 14812.4 | 0 | 0 | 38408.4 | 0
1611 | 0 | 25331.5 | 0 | 38049.5 | 0 | 25414.1 | 0 | 2310.47 | 0 | 29808.6 | 2310.47 | 15723.8 | 0 | 36098.6 | 17192.5 | 0 | 0 | 39263.7 | 1755.65
1612 | 0 | 19447.7 | 0 | 39093.7 | 0 | 21184.3 | 0 | 2411.13 | 0 | 32799.6 | 2411.13 | 17698.1 | 0 | 36708.2 | 7135.76 | 0 | 0 | 39622.5 | 10079.8
1613 | 0 | 9263.68 | 0 | 39009.6 | 0 | 39429.8 | 0 | 2841.71 | 0 | 30654.1 | 2841.71 | 11607 | 0 | 34815.3 | 2067.18 | 0 | 0 | 38970.6 | 18844.9
1614 | 0 | 4733.54 | 0 | 37052.9 | 0 | 39287.9 | 0 | 5991.73 | 0 | 24303.6 | 5991.73 | 0 | 0 | 37140.6 | 3217.42 | 0 | 0 | 37056.4 | 28590.6
1615 | 0 | 1556.24 | 0 | 32524.3 | 0.06073 | 39630.1 | 0 | 3267.15 | 0 | 22897 | 3267.15 | 0 | 0 | 37931.6 | 5547.44 | 0 | 0 | 36559 | 36966.4
1616 | 0.52809 | 1950.49 | 0.98608 | 28072.4 | 0.063303 | 40053.4 | 0.028992 | 3078.34 | 0.62826 | 20316.8 | 3078.34 | 0 | 0.32621 | 35532.8 | 8448.14 | 0.25455 | 0 | 36941.9 | 12853.5
1617 | 0.67252 | 1216.23 | 2.2669 | 9930.5 | 1.3033 | 40053.4 | 0.22404 | 1000.26 | 1.7755 | 5208.8 | 1000.26 | 0 | 1.7849 | 31771.7 | 9221.49 | 0.75261 | 1041.92 | 33602.9 | 907.856
1618 | 3.4482 | 0 | 2.6902 | 7309.72 | 2.8192 | 40053.4 | 0.64098 | 0 | 2.7389 | 8070.78 | 0 | 0 | 2.73 | 25819.7 | 11236.7 | 2.0731 | 649.31 | 25205.1 | 0
1619 | 4.187 | 4106.52 | 3.7579 | 10913 | 2.772 | 40053.4 | 1.3945 | 0 | 3.3979 | 3612.03 | 0 | 0 | 2.6756 | 18691.5 | 5637.46 | 3.2897 | 694.981 | 12167 | 0
1620 | 4.5919 | 7148.79 | 4.4044 | 7040.52 | 3.4263 | 40053.4 | 0.18983 | 0 | 2.6905 | 1972.1 | 0 | 0 | 2.0627 | 18655.2 | 3269.22 | 3.7457 | 0 | 6961.37 | 0
1621 | 3.765 | 10366.1 | 3.5614 | 5916.83 | 3.4968 | 40053.4 | 1.5061 | 0 | 0.98328 | 820.661 | 0 | 0 | 2.4846 | 14783.2 | 0 | 3.7511 | 0 | 6781.74 | 0
1622 | 3.7212 | 11469.8 | 4.2339 | 7279.42 | 3.0181 | 40053.4 | 0.78737 | 0 | 1.8114 | 229.548 | 0 | 0 | 1.9638 | 7540.12 | 0 | 3.7652 | 0 | 10098.6 | 1010.65
1623 | 3.2215 | 11098 | 3.6679 | 6888.71 | 1.5546 | 40053.4 | 1.5853 | 0 | 1.3547 | 111.249 | 0 | 0 | 2.2059 | 5146.31 | 0 | 3.1288 | 0 | 10389.4 | 116.7
1624 | 0.89666 | 10283.6 | 2.8045 | 6864.42 | 1.3652 | 40046.1 | 1.4623 | 0 | 0.13098 | 0 | 0 | 0 | 0.90197 | 3562.29 | 0 | 2.5184 | 229.126 | 7676.68 | 31.6576
1625 | 1.651 | 12978.7 | 1.6369 | 8323.14 | 0.49123 | 39811.1 | 0.4659 | 0 | 0.10146 | 0 | 0 | 0 | 0.74169 | 3373.81 | 0 | 1.6902 | 3995.09 | 9353.91 | 3107.57
1626 | 0.35537 | 6017.85 | 0.3958 | 10879.1 | 0.026237 | 39973.6 | 0.24389 | 0 | 0.061832 | 0 | 0 | 0 | 0.42615 | 2385.23 | 0 | 0.47796 | 11841.3 | 11211.8 | 9046.01
1627 | 0 | 1885.26 | 0 | 13997.5 | 0 | 39484 | 0 | 0 | 0 | 0 | 0 | 1470.34 | 0 | 7748.01 | 444.592 | 0 | 10390.2 | 19485.3 | 22928.8
1628 | 0 | 0 | 0 | 32998.8 | 0 | 40053.4 | 0 | 0 | 0 | 0 | 0 | 0 | 0 | 11029.1 | 1439.4 | 0 | 6846.57 | 33832.2 | 28082.1
1629 | 0 | 1131.22 | 0 | 31643 | 0 | 40053.4 | 0 | 0 | 0 | 0 | 0 | 0 | 0 | 15120.3 | 6383.35 | 0 | 6431.99 | 38067.4 | 27930.3
1630 | 0 | 16607.2 | 0 | 28688.6 | 0 | 40053.3 | 0 | 0 | 0 | 115.459 | 0 | 0 | 0 | 27188.4 | 13637.3 | 0 | 956.76 | 38674.7 | 23955.6
1631 | 0 | 31770.1 | 0 | 37707 | 0 | 38291.2 | 0 | 0 | 0 | 0 | 0 | 0 | 0 | 28950.1 | 15995.7 | 0 | 816.492 | 39450.2 | 17897.1
1632 | 0 | 21903.4 | 0 | 38051.8 | 0 | 32277.4 | 0 | 0 | 0 | 0 | 0 | 0 | 0 | 34924.2 | 15087.3 | 0 | 0 | 39942.1 | 22276.3
1633 | 0 | 12382.9 | 0 | 35833 | 0 | 3603.55 | 0 | 0 | 0 | 0 | 0 | 0 | 0 | 36122.3 | 23527.9 | 0 | 0 | 40053.4 | 39627.3
1634 | 0 | 12904.6 | 0 | 37166.5 | 0 | 614.522 | 0 | 0 | 0 | 0 | 0 | 0 | 0 | 38397 | 28038.9 | 0 | 0 | 40053.4 | 40053.4
1635 | 0 | 13469.4 | 0 | 35736.8 | 0 | 4443.28 | 0 | 111.252 | 0 | 0 | 111.252 | 0 | 0 | 39365.8 | 25382.9 | 0 | 0 | 40053.4 | 40053.4
1636 | 0 | 6801.06 | 0 | 35775.4 | 0 | 5931.36 | 0 | 77.1129 | 0 | 0 | 77.1129 | 0 | 0 | 39751.1 | 32108.2 | 0 | 0 | 40053.4 | 40053.4
1637 | 0 | 1735.3 | 0 | 32586.4 | 0 | 7625.31 | 0 | 1648.56 | 0 | 430.055 | 1648.56 | 0 | 0 | 40053.4 | 28989 | 0 | 0 | 40053.4 | 40053.4
1638 | 0 | 1976.03 | 0 | 33375.8 | 0 | 1849.48 | 0 | 2367.76 | 0 | 486.749 | 2367.76 | 0 | 0 | 40053.4 | 25701.9 | 0 | 51.1745 | 39936.7 | 40053.4
1639 | 0 | 2140.09 | 0 | 34447.8 | 0.13823 | 6283.03 | 0 | 4684.94 | 0 | 0 | 4684.94 | 0 | 0 | 39961.6 | 28070 | 0 | 134.168 | 39719.5 | 40053.4
1640 | 0.65474 | 2904.25 | 1.0298 | 22575.4 | 1.0406 | 2869.32 | 0.46759 | 8084.73 | 0.61369 | 0 | 8084.73 | 0 | 0.62221 | 39201.6 | 22162 | 0.62832 | 0 | 39200 | 40053.4
1641 | 2.343 | 3048.33 | 2.3106 | 15285.6 | 1.0314 | 5357.75 | 0.68126 | 5630.67 | 1.779 | 0 | 5630.67 | 0 | 1.7601 | 36338.8 | 15845 | 1.9247 | 0 | 36614.3 | 40053.4
1642 | 1.5269 | 5224.79 | 3.3315 | 12786.2 | 1.3843 | 6722.13 | 1.1646 | 4910.24 | 2.8257 | 0 | 4910.24 | 0 | 2.7652 | 35238.9 | 28313.6 | 3.0796 | 1682.88 | 28101.4 | 40053.4
1643 | 1.6643 | 2575.77 | 4.0335 | 17624.9 | 2.3122 | 9095.22 | 0.58601 | 10361.2 | 3.5625 | 0 | 10361.2 | 0 | 0.5228 | 31971.3 | 24929.9 | 3.4821 | 0 | 20660.9 | 40053.4
1644 | 3.7372 | 6358.48 | 4.4193 | 18698.6 | 2.4207 | 6168.17 | 1.9393 | 12867.4 | 2.7578 | 0 | 12867.4 | 1195.84 | 0.21553 | 20406.8 | 17741 | 3.9809 | 0 | 14828.5 | 39625.5
1645 | 1.5278 | 9046.4 | 4.4759 | 11725 | 2.9864 | 2447.28 | 0.73134 | 20412.1 | 3.317 | 0 | 20412.1 | 6466.46 | 0.99821 | 25549.8 | 21918.1 | 4.1308 | 0 | 12324.3 | 39385
1646 | 0.99702 | 11910.8 | 4.2088 | 6538.71 | 1.7229 | 2708.59 | 0.30437 | 21745 | 3.031 | 0 | 21745 | 10167.9 | 2.2703 | 18453.7 | 25948.7 | 3.9354 | 0 | 13443.3 | 39419
1647 | 0.31198 | 12613.8 | 3.628 | 2615.08 | 2.7586 | 3833.77 | 0.8856 | 27394.6 | 3.0571 | 0 | 27394.6 | 10392.8 | 1.1443 | 14130.8 | 20312.9 | 3.4218 | 0 | 12212.4 | 39175.6
1648 | 0.89832 | 10401.9 | 2.767 | 136.401 | 1.0549 | 3803.83 | 0.43004 | 27747.9 | 0.28156 | 7.213 | 27747.9 | 10632.6 | 1.789 | 12597.3 | 21149 | 2.6368 | 903.753 | 7096.71 | 38598.4
1649 | 0.73798 | 8505.33 | 1.6212 | 0 | 0.98116 | 3052.14 | 0.45927 | 28677.4 | 0.17706 | 490.38 | 28677.4 | 13625.6 | 0.14222 | 10286.5 | 17252 | 1.5694 | 968.861 | 8556.69 | 39353
1650 | 0.11693 | 7663.95 | 0.40547 | 0 | 0.054844 | 8633.7 | 0.086358 | 20788.8 | 0.54313 | 1710.23 | 20788.8 | 9539.72 | 0.4829 | 5672.95 | 23911.1 | 0.44857 | 1066.19 | 9763.19 | 39684.9
1651 | 0 | 6799.64 | 0 | 0 | 0 | 894.443 | 0 | 12051.9 | 0 | 6281.12 | 12051.9 | 10194.1 | 0 | 5096.09 | 27553.8 | 0 | 0 | 16288.4 | 40053.4
1652 | 0 | 2708 | 0 | 3482.34 | 0 | 1089.63 | 0 | 10508.2 | 0 | 7285.34 | 10508.2 | 4319.95 | 0 | 3096.02 | 29223 | 0 | 0 | 15597.8 | 40053.4
1653 | 0 | 0 | 0 | 9744.91 | 0 | 0 | 0 | 16108.5 | 0 | 8533.79 | 16108.5 | 7734.75 | 0 | 1471.78 | 30768.6 | 0 | 0 | 10520.8 | 40053.4
1654 | 0 | 0 | 0 | 5283.17 | 0 | 0 | 0 | 26392.9 | 0 | 15553.4 | 26392.9 | 23879 | 0 | 7253.46 | 30102.3 | 0 | 0 | 5905.4 | 40053.4
1655 | 0 | 0 | 0 | 37455.4 | 0 | 0 | 0 | 29614.7 | 0 | 33841.7 | 29614.7 | 18290.8 | 0 | 4597.61 | 24880.2 | 0 | 1126.95 | 2952.14 | 39471.2
1656 | 0 | 386.729 | 0 | 39398.5 | 0 | 0 | 0 | 34581.9 | 0 | 35798.5 | 34581.9 | 7764.24 | 0 | 5656.01 | 23606.3 | 0 | 3406.94 | 213.524 | 39013.4
1657 | 0 | 1435.08 | 0 | 39783.5 | 0 | 0 | 0 | 32510.9 | 0 | 31744.2 | 32510.9 | 2745.15 | 0 | 6694.52 | 19454.3 | 0 | 6074.86 | 0 | 38284.4
1658 | 0 | 619.094 | 0 | 40053.4 | 0 | 0 | 0 | 25596.5 | 0 | 26274.6 | 25596.5 | 3148.98 | 0 | 9007.94 | 14825.6 | 0 | 6760.87 | 0 | 37757.9
1659 | 0 | 0 | 0 | 40053.4 | 0 | 0 | 0 | 23432.2 | 0 | 24411.8 | 23432.2 | 6650.11 | 0 | 14142.5 | 11750.6 | 0 | 6489.41 | 606.599 | 36213.9
1660 | 0 | 606.349 | 0 | 40053.4 | 0 | 0 | 0 | 37378.5 | 0 | 21377.2 | 37378.5 | 575.256 | 0 | 24493.3 | 8902.14 | 0 | 8798.58 | 1888.33 | 36498.4
1661 | 0 | 796.435 | 0 | 40053.4 | 0 | 0 | 0 | 27260.8 | 0 | 18989 | 27260.8 | 1944.23 | 0 | 13448.3 | 8981 | 0 | 2829.35 | 8474.24 | 37672.2
1662 | 0 | 1123.72 | 0 | 40053.4 | 0 | 0 | 0 | 6654.38 | 0 | 8988.45 | 6654.38 | 0 | 0 | 7927.53 | 7247.71 | 0 | 0 | 21070.7 | 38522.9
1663 | 0.033129 | 1530.51 | 0.048153 | 40053.4 | 0.31292 | 0 | 0 | 30781.8 | 0 | 4031.51 | 30781.8 | 0 | 0 | 6477.71 | 7256.89 | 0 | 920.165 | 26501.1 | 38885.7
1664 | 0.56099 | 4487.39 | 1.0312 | 39685.5 | 1.5286 | 0 | 0.66166 | 35176.8 | 0.70739 | 2982.66 | 35176.8 | 202.487 | 0.72416 | 3786.58 | 5653.88 | 0.5022 | 2311.07 | 25653.1 | 35795.1
1665 | 1.4153 | 1956.34 | 2.3008 | 33880.4 | 1.4731 | 0 | 1.7431 | 13798.5 | 1.9076 | 1576.78 | 13798.5 | 652.579 | 1.895 | 1683.49 | 815.884 | 1.4962 | 0 | 17633.5 | 15561
1666 | 3.4923 | 2466.26 | 3.2948 | 19142.8 | 1.5249 | 0 | 2.6555 | 12845.5 | 2.9237 | 4050.5 | 12845.5 | 1509.05 | 2.8687 | 319.679 | 0 | 3.007 | 1037.54 | 8090.26 | 1266.58
1667 | 3.9563 | 5927.82 | 3.9856 | 11443.5 | 2.2437 | 0 | 3.2683 | 20437.7 | 3.5979 | 614.321 | 20437.7 | 5274.06 | 3.51 | 6012.7 | 0 | 3.4971 | 0 | 5861.09 | 440.627
1668 | 3.5831 | 5296.29 | 4.356 | 12014.4 | 3.0994 | 0 | 3.1334 | 20958.5 | 3.9836 | 2363.47 | 20958.5 | 5953.37 | 3.8412 | 5730.2 | 0 | 4.2832 | 0 | 8218.36 | 0
1669 | 1.7033 | 4016.23 | 4.4436 | 11446.5 | 3.0351 | 0 | 3.0694 | 29501.3 | 4.0782 | 7064.35 | 29501.3 | 6575.14 | 3.8993 | 4059.64 | 324.983 | 4.4145 | 0 | 11564.3 | 0
1670 | 3.9742 | 3141.14 | 4.2238 | 10395.9 | 0.5239 | 0 | 2.4331 | 35226.4 | 3.8745 | 11037.3 | 35226.4 | 10856.4 | 3.7035 | 11220.6 | 1149.24 | 4.2215 | 0 | 12409.2 | 0
1671 | 2.1611 | 5342.39 | 3.6509 | 7167.05 | 1.8875 | 1539.86 | 1.1493 | 36211.5 | 3.4195 | 12633.4 | 36211.5 | 14191.9 | 3.2485 | 17972.5 | 1732.31 | 3.6854 | 0 | 17040.8 | 0
1672 | 0.77293 | 2064.15 | 2.7748 | 9640.16 | 1.4596 | 4428.42 | 0.88411 | 37655.1 | 2.6647 | 16112.7 | 37655.1 | 19732.9 | 1.6763 | 17004.2 | 2236.74 | 2.8277 | 0 | 22640.4 | 0
1673 | 0.60025 | 506.345 | 1.2713 | 11792.8 | 0.6807 | 7845.55 | 0.35091 | 35267.3 | 1.6355 | 14143.9 | 35267.3 | 20777 | 1.4911 | 18267.1 | 4002.41 | 1.688 | 0 | 30627 | 0
1674 | 0.22917 | 0 | 0.30056 | 7233.62 | 0.060865 | 12483.8 | 0.14943 | 16018.1 | 0.51903 | 21459.9 | 16018.1 | 19669 | 0.41333 | 24991.7 | 4018.49 | 0.49253 | 0 | 36218.9 | 0
1675 | 0 | 0 | 0 | 3833.56 | 0 | 13972.8 | 0 | 6155.88 | 0 | 30597.2 | 6155.88 | 34730.6 | 0 | 32100.1 | 2098.51 | 0 | 0 | 32145 | 1213.83
1676 | 0 | 0 | 0 | 2202.2 | 0 | 8629.61 | 0 | 2769.38 | 0 | 34490.5 | 2769.38 | 38585.6 | 0 | 37535 | 1605.83 | 0 | 3351.53 | 38236.2 | 17367.3
1677 | 0 | 5628.48 | 0 | 1535.26 | 0 | 792.129 | 0 | 9894.85 | 0 | 22781 | 9894.85 | 32371.7 | 0 | 39495 | 1677.84 | 0 | 2043.54 | 38203.7 | 14714.2
1678 | 0 | 6580.2 | 0 | 0 | 0 | 3642.37 | 0 | 25656.1 | 0 | 24341.2 | 25656.1 | 37402.8 | 0 | 39905.5 | 1900.31 | 0 | 5931.22 | 39437.1 | 28844.8
1679 | 0 | 6532.01 | 0 | 627.164 | 0 | 0 | 0 | 39333 | 0 | 25599.7 | 39333 | 38166.7 | 0 | 40045.1 | 7432.04 | 0 | 14398.9 | 38368 | 24104.4
1680 | 0 | 32121.3 | 0 | 0 | 0 | 0 | 0 | 39624.3 | 0 | 32854.1 | 39624.3 | 3609.31 | 0 | 39290.2 | 8143.72 | 0 | 15528.1 | 38421.3 | 23377.7
1681 | 0 | 29528 | 0 | 0 | 0 | 0 | 0 | 39542.9 | 0 | 30850.8 | 39542.9 | 0 | 0 | 34808.8 | 9974.36 | 0 | 12676.6 | 38767.6 | 28189.4
1682 | 0 | 24129.8 | 0 | 0 | 0 | 0 | 0 | 40053.4 | 0 | 33762.2 | 40053.4 | 0 | 0 | 38007 | 7404.28 | 0 | 10393.9 | 37424.4 | 19741.8
1683 | 0 | 31037.1 | 0 | 80.9975 | 0 | 0 | 0 | 22886.7 | 0 | 32742.7 | 22886.7 | 0 | 0 | 32571.1 | 6853.12 | 0 | 9595.65 | 36326.3 | 16371
1684 | 0 | 28865.4 | 0 | 0 | 0 | 0 | 0 | 22019.4 | 0 | 34077.9 | 22019.4 | 0 | 0 | 34495.6 | 3630.16 | 0 | 13670.2 | 37064.7 | 9285.86
1685 | 0 | 23178.9 | 0 | 0 | 0 | 0 | 0 | 16893.3 | 0 | 6058.98 | 16893.3 | 0 | 0 | 35999.6 | 3764.22 | 0 | 9665.48 | 31484.7 | 10512.8
1686 | 0 | 19035.9 | 0 | 0 | 0 | 0 | 0 | 19420.4 | 0 | 38086 | 19420.4 | 3163.91 | 0 | 33658.9 | 7926.62 | 0 | 6148.58 | 22875.2 | 11908.9
1687 | 0.04794 | 15878 | 0.043633 | 737.689 | 0.33214 | 0 | 0 | 241.3 | 0 | 38444.9 | 241.3 | 2659.17 | 0 | 34714.7 | 9156.98 | 0 | 10037.3 | 31083.3 | 16702.1
1688 | 0.78068 | 15223.7 | 0.96298 | 4935.14 | 1.5555 | 0 | 0.11243 | 0 | 0.7108 | 5812.32 | 0 | 618.375 | 0.74286 | 29060.1 | 12758.2 | 0.39153 | 15090.7 | 23112 | 8180.47
1689 | 0.99362 | 19263.9 | 2.2421 | 7910.57 | 2.7597 | 0 | 0.21588 | 1009.66 | 1.9147 | 18637.6 | 1009.66 | 0 | 1.9327 | 22239.5 | 14295.1 | 1.1429 | 4648.73 | 14077 | 7109.63
1690 | 3.0985 | 8042.33 | 3.2935 | 5367.6 | 3.6576 | 0 | 1.0098 | 0 | 2.9227 | 30039.6 | 0 | 6893.09 | 2.9086 | 20934.1 | 15770.6 | 1.8258 | 2632.27 | 13902.5 | 3676.44
1691 | 1.9858 | 1807.84 | 3.996 | 1994.2 | 4.1901 | 0 | 1.1868 | 4314.25 | 3.6373 | 13662.8 | 4314.25 | 12422.6 | 3.5844 | 15895.8 | 16698.7 | 2.1068 | 919.84 | 19011 | 0
1692 | 2.3671 | 0 | 4.3973 | 1965.24 | 4.4547 | 0 | 0.56978 | 9092.91 | 4.0391 | 7689.97 | 9092.91 | 13059.6 | 3.9646 | 11826.8 | 25465.3 | 1.4603 | 22.8646 | 22867.6 | 0
1693 | 3.7332 | 0 | 2.8748 | 982.047 | 4.3871 | 0 | 1.0244 | 11246.3 | 4.1508 | 3514.19 | 11246.3 | 5978.22 | 4.0582 | 6276.13 | 31067.1 | 1.9603 | 0 | 18818.5 | 0
1694 | 0.38425 | 2147.18 | 3.3708 | 734.582 | 3.9853 | 0 | 0.72719 | 8825.37 | 3.9481 | 5211.75 | 8825.37 | 25021.5 | 3.8547 | 5182.1 | 33516.6 | 2.0123 | 0 | 20323.8 | 1474.15
1695 | 0.50622 | 4694.7 | 0.13071 | 3939.41 | 3.2851 | 0 | 0.9349 | 17372.2 | 3.4936 | 4159.44 | 17372.2 | 24528.9 | 3.4087 | 758.066 | 36004 | 1.7144 | 0 | 23874.9 | 2598.51
1696 | 1.0595 | 7246.28 | 1.8718 | 6465.14 | 2.2882 | 307.546 | 1.3638 | 10656.8 | 2.7689 | 7068.08 | 10656.8 | 25953.2 | 2.6858 | 0 | 34593.2 | 1.0484 | 0 | 28910.1 | 2149.13
1697 | 0.38928 | 7290.21 | 1.2644 | 7110.72 | 1.0499 | 462.886 | 1.2366 | 18022.5 | 1.744 | 6159.99 | 18022.5 | 29269.8 | 1.6888 | 0 | 32400.2 | 0.61962 | 307.33 | 33255.6 | 2907.09
1698 | 0.10924 | 6837.08 | 0.36984 | 8103.47 | 0.065531 | 0 | 0.20326 | 17916 | 0.5743 | 10044.5 | 17916 | 22089.6 | 0.52902 | 0 | 27501.1 | 0.18706 | 2114.95 | 36412.5 | 3636.96
1699 | 0 | 6516.87 | 0 | 9091.63 | 0 | 0 | 0 | 1582.18 | 0 | 14189.8 | 1582.18 | 23662.9 | 0 | 0 | 33118.3 | 0 | 1541.01 | 35614.2 | 17268.1
1700 | 0 | 10787 | 0 | 15221.7 | 0 | 0 | 0 | 13390 | 0 | 33659 | 13390 | 24843.2 | 0 | 0 | 26316.4 | 0 | 0 | 38315 | 27945
1701 | 0 | 17190.4 | 0 | 27284.5 | 0 | 0 | 0 | 0 | 0 | 34279.3 | 0 | 18548 | 0 | 0 | 23808.8 | 0 | 0 | 38023.7 | 28235.2
1702 | 0 | 16672.6 | 0 | 16742.4 | 0 | 0 | 0 | 662.857 | 0 | 37306.8 | 662.857 | 925.721 | 0 | 0 | 24567.4 | 0 | 0 | 39313 | 36883.9
1703 | 0 | 29170.1 | 0 | 13362 | 0 | 0 | 0 | 3549.92 | 0 | 32502 | 3549.92 | 0 | 0 | 0 | 27479.5 | 0 | 0 | 39009.1 | 38726.4
1704 | 0 | 32847.3 | 0 | 7222.32 | 0 | 0 | 0 | 3940.07 | 0 | 30375.4 | 3940.07 | 6895.44 | 0 | 1253.05 | 23990.2 | 0 | 0 | 39317.9 | 38474
1705 | 0 | 31151.4 | 0 | 4171.8 | 0 | 0 | 0 | 6534.31 | 0 | 11767.2 | 6534.31 | 10498.3 | 0 | 2438.74 | 32589.9 | 0 | 0 | 39595.5 | 38626.3
1706 | 0 | 27432.8 | 0 | 5161.01 | 0 | 0 | 0 | 8904.28 | 0 | 9478.26 | 8904.28 | 7819.07 | 0 | 5029.26 | 26311.5 | 0 | 1017.84 | 39835.7 | 36014.1
1707 | 0 | 15699.9 | 0 | 3394.5 | 0 | 0 | 0 | 6173.37 | 0 | 12474.9 | 6173.37 | 16367.6 | 0 | 3234.8 | 18098.9 | 0 | 733.763 | 40053.4 | 28738.5
1708 | 0 | 11738.9 | 0 | 1170.8 | 0 | 0 | 0 | 4582.68 | 0 | 8067.95 | 4582.68 | 13357.8 | 0 | 767.511 | 14504.1 | 0 | 0 | 40053.4 | 15273.3
1709 | 0 | 15528.3 | 0 | 739.041 | 0 | 0 | 0 | 2761.93 | 0 | 10544.1 | 2761.93 | 13718.6 | 0 | 1586.89 | 12104.1 | 0 | 121.861 | 39172.9 | 8102.21
1710 | 0 | 11343.9 | 0 | 1947.25 | 0 | 0 | 0 | 4077.29 | 0 | 8898.06 | 4077.29 | 16052.6 | 0 | 22447.8 | 7196.92 | 0 | 945.586 | 34543.3 | 3210.37
1711 | 0.088714 | 8812.74 | 0.020289 | 3539.22 | 0.33193 | 0 | 0 | 1520.17 | 0 | 12156.5 | 1520.17 | 9521.2 | 0 | 27473.2 | 6114.3 | 0 | 368.62 | 38264.3 | 0
1712 | 1.2104 | 9072.4 | 0.30721 | 8309.52 | 1.4938 | 0 | 0.30635 | 2302.9 | 0.64515 | 15424.3 | 2302.9 | 8978.46 | 0.76803 | 22123.1 | 5226.2 | 0.6754 | 3497.48 | 38210.7 | 2013.99
1713 | 2.5672 | 10989.3 | 2.3448 | 15122.1 | 2.5882 | 0 | 1.0668 | 2227.74 | 1.6485 | 1292.01 | 2227.74 | 12620.5 | 1.965 | 17435.9 | 439.452 | 1.9271 | 5504.78 | 38009.5 | 1874.77
1714 | 2.6187 | 5022.99 | 3.3641 | 18408.3 | 3.3957 | 0 | 2.0645 | 3836.32 | 2.7771 | 779.161 | 3836.32 | 7799.7 | 2.9603 | 10483.3 | 0 | 3.04 | 6896.68 | 36415.3 | 0
1715 | 4.4227 | 10229.6 | 4.066 | 12198.5 | 3.9563 | 0 | 2.6435 | 13494.3 | 3.6761 | 2120.66 | 13494.3 | 25536.4 | 3.6191 | 10423.4 | 0 | 3.8314 | 7280.46 | 33423.5 | 0
1716 | 4.5811 | 12379.5 | 4.4196 | 16151.9 | 4.2409 | 3037.05 | 2.5837 | 22611.3 | 4.0602 | 4655.5 | 22611.3 | 28081.8 | 3.9658 | 6878.84 | 0 | 4.3035 | 6232.19 | 32447.1 | 0
1717 | 0.38052 | 7566.35 | 4.4677 | 14963.8 | 4.2252 | 1949.94 | 2.4547 | 24809.6 | 4.1394 | 4765.54 | 24809.6 | 30569.1 | 4.0564 | 2805.94 | 0 | 4.4243 | 16187.3 | 28114.2 | 0
1718 | 0.19443 | 6058.64 | 4.1909 | 11452.2 | 3.8622 | 10856.2 | 1.7544 | 23995.7 | 3.9175 | 15142.7 | 23995.7 | 34882.9 | 3.8801 | 2385.74 | 0 | 4.2241 | 22679.2 | 25565.5 | 0
1719 | 0.18346 | 4008.21 | 3.6197 | 7150.45 | 3.2079 | 7879.49 | 1.1031 | 32474 | 3.4635 | 23462.5 | 32474 | 37661.6 | 3.4276 | 4417.69 | 84.8956 | 3.6983 | 27844.7 | 22637.3 | 0
1720 | 1.5646 | 650.759 | 2.7648 | 5378.69 | 2.1525 | 11582.7 | 0.49618 | 31962.9 | 2.7261 | 35150.9 | 31962.9 | 37122.3 | 2.7121 | 4057.1 | 0 | 2.8597 | 29938.1 | 15566.3 | 0
1721 | 0.42948 | 0 | 1.6201 | 3912.85 | 0.68545 | 14693.5 | 0.77472 | 32341.9 | 1.7128 | 35884.2 | 32341.9 | 38590.4 | 1.6906 | 6640.86 | 0 | 1.7312 | 31527.1 | 15505.9 | 0
1722 | 0.40762 | 1760.73 | 0.41281 | 7965.96 | 0.070327 | 28438.6 | 0 | 34461.1 | 0.56363 | 30132.3 | 34461.1 | 38632 | 0.5307 | 7163.08 | 0 | 0.52723 | 32831.2 | 14710.9 | 0
1723 | 0 | 6355.17 | 0 | 14729 | 0 | 28066.1 | 0 | 804.533 | 0 | 10637.9 | 804.533 | 36981.6 | 0 | 13858.7 | 4071.2 | 0 | 22066.3 | 14689.6 | 2764.04
1724 | 0 | 10975.3 | 0 | 20909.3 | 0 | 17266 | 0 | 4750.48 | 0 | 37226.1 | 4750.48 | 33474.1 | 0 | 24895.1 | 4804.58 | 0 | 16084.2 | 17424.2 | 11757.3
1725 | 0 | 18015.7 | 0 | 17255.2 | 0 | 8151.52 | 0 | 39563.8 | 0 | 38054.4 | 39563.8 | 28692.4 | 0 | 35356.4 | 4583.95 | 0 | 16243.8 | 27913.7 | 15820.5
1726 | 0 | 18208.4 | 0 | 3849.03 | 0 | 4877.74 | 0 | 38239.4 | 0 | 28875.5 | 38239.4 | 33559 | 0 | 29932.5 | 4593.78 | 0 | 19925.8 | 30344.1 | 12203.1
1727 | 0 | 21691.7 | 0 | 0 | 0 | 2105.17 | 0 | 35740.9 | 0 | 36278.1 | 35740.9 | 26708.5 | 0 | 28217.3 | 4359.3 | 0 | 11963.2 | 32869.2 | 11674.1
1728 | 0 | 25080 | 0 | 1996.21 | 0 | 868.361 | 0 | 29502.1 | 0 | 29846.9 | 29502.1 | 33556.4 | 0 | 28885.5 | 3350.08 | 0 | 3427 | 37679.6 | 20207.9
1729 | 0 | 35691.3 | 0 | 27945.6 | 0 | 0 | 0 | 36801.9 | 0 | 10092.6 | 36801.9 | 39981.7 | 0 | 34227.3 | 3621.05 | 0 | 1414.33 | 39347.4 | 21196.4
1730 | 0 | 36325.3 | 0 | 39134 | 0 | 0 | 0 | 40025.8 | 0 | 23870.1 | 40025.8 | 39087.4 | 0 | 37106.7 | 2649.76 | 0 | 1939.74 | 38795.7 | 20292.2
1731 | 0 | 31755.8 | 0 | 39269.9 | 0 | 0 | 0 | 39991.4 | 0 | 19725.2 | 39991.4 | 39436.1 | 0 | 37495.9 | 2759.39 | 0 | 4735.16 | 36372.1 | 27610.8
1732 | 0 | 36493.7 | 0 | 39469 | 0 | 0 | 0 | 32319.8 | 0 | 16976.3 | 32319.8 | 39892.7 | 0 | 36937 | 3321.59 | 0 | 8338.67 | 24575.8 | 25520.2
1733 | 0 | 24702.5 | 0 | 39427.9 | 0 | 0 | 0 | 36500.8 | 0 | 6652.31 | 36500.8 | 39562.9 | 0 | 38151.3 | 3707.67 | 0 | 13370.9 | 16487.1 | 15011
1734 | 0 | 12882.5 | 0 | 39230.1 | 0 | 0 | 0 | 30533 | 0 | 37116.9 | 30533 | 40053.4 | 0 | 40053.4 | 4289.04 | 0 | 20246.3 | 10245.7 | 7419.38
1735 | 0.101 | 5202.97 | 0.067542 | 38804.8 | 0.35098 | 0 | 0 | 29895.3 | 0 | 32990.5 | 29895.3 | 36471 | 0 | 40053.4 | 3943.1 | 0 | 7943.64 | 14248.4 | 3668.3
1736 | 1.2056 | 2114.12 | 1.0799 | 39702 | 1.5308 | 0 | 0.071233 | 25444.4 | 0.67327 | 8786.93 | 25444.4 | 23758.7 | 0.13463 | 40053.4 | 7249.79 | 0.71035 | 6033.6 | 7502.09 | 2459.68
1737 | 2.5397 | 2594.74 | 2.3052 | 38289.7 | 2.643 | 0 | 0.42593 | 10683.9 | 1.181 | 9343.66 | 10683.9 | 20425.6 | 0.5994 | 40053.4 | 7479.03 | 1.9458 | 5237.29 | 2117.13 | 0
1738 | 3.5689 | 3849.72 | 3.2746 | 26997.9 | 3.4867 | 0 | 0.55611 | 2223.48 | 2.5781 | 7577.34 | 2223.48 | 10049.3 | 2.7414 | 40053.4 | 1177.05 | 2.9965 | 3001.11 | 0 | 0
1739 | 4.2851 | 8924.64 | 3.9514 | 11380.6 | 4.0213 | 622.404 | 0.31489 | 4872.85 | 3.0364 | 4573.84 | 4872.85 | 2017.13 | 3.4082 | 40053.4 | 666.305 | 3.6823 | 3143.59 | 0 | 0
1740 | 4.6576 | 9719.08 | 4.3013 | 4287.75 | 4.2729 | 11570.2 | 0.62572 | 25685.4 | 3.1395 | 5193.48 | 25685.4 | 0 | 3.775 | 40053.4 | 730.931 | 4.0556 | 0 | 0 | 0
1741 | 4.7059 | 7566.06 | 4.361 | 1838.55 | 4.2237 | 22307.5 | 0.32923 | 38236.6 | 2.1597 | 4279.73 | 38236.6 | 3036.36 | 3.8589 | 40053.4 | 758.258 | 4.145 | 0 | 2114.79 | 0
1742 | 4.4171 | 13880.9 | 4.1088 | 2871.44 | 3.8471 | 26952.5 | 0.46439 | 39716.4 | 3.7011 | 3979.98 | 39716.4 | 25968 | 3.6338 | 40053.4 | 1724.35 | 4.0086 | 0 | 3285.26 | 0
1743 | 3.8151 | 13832.7 | 3.5342 | 1707.5 | 3.1561 | 33321.3 | 1.1466 | 40053.4 | 2.859 | 5836.84 | 40053.4 | 23987.3 | 3.1927 | 40053.4 | 1182.16 | 3.5871 | 0 | 5644 | 0
1744 | 2.8789 | 11575.6 | 2.6997 | 0 | 0.84072 | 38021 | 0.18277 | 39793.2 | 2.522 | 6854.52 | 39793.2 | 11529.2 | 2.4797 | 40053.4 | 2075.85 | 2.7997 | 0 | 13779 | 233.233
1745 | 1.6664 | 11027 | 1.5849 | 1091.61 | 0.44291 | 32792.7 | 0.25883 | 38652.3 | 1.4259 | 7517.44 | 38652.3 | 2556.79 | 1.5102 | 40053.4 | 1448.32 | 1.7133 | 0 | 28196.3 | 1796.2
1746 | 0.38856 | 7778.64 | 0.38722 | 2869.65 | 0.036559 | 27604.6 | 0.017605 | 26181.9 | 0.49609 | 7390.27 | 26181.9 | 26587.3 | 0.46446 | 39652.4 | 2063.4 | 0.53554 | 0 | 38022.7 | 3954.95
1747 | 0 | 5525.53 | 0 | 5495.65 | 0 | 22063.7 | 0 | 3868.84 | 0 | 9533.42 | 3868.84 | 19668.2 | 0 | 35419.2 | 1966.6 | 0 | 0 | 38676.4 | 9406.77
1748 | 0 | 3800.12 | 0 | 19211 | 0 | 22037.8 | 0 | 8284.58 | 0 | 3269.28 | 8284.58 | 38912.2 | 0 | 23433 | 3281.99 | 0 | 0 | 37688.1 | 23849.4
1749 | 0 | 1926.16 | 0 | 27836.3 | 0 | 20474.7 | 0 | 0 | 0 | 7287.22 | 0 | 2000.2 | 0 | 9691.82 | 6931.84 | 0 | 0 | 39123.2 | 13798
1750 | 0 | 0 | 0 | 34590.4 | 0 | 17676.9 | 0 | 13490.2 | 0 | 32263 | 13490.2 | 2172.13 | 0 | 23486.8 | 9602 | 0 | 0 | 39484.8 | 30520.8
1751 | 0 | 1211.4 | 0 | 35028 | 0 | 19005.8 | 0 | 23019.4 | 0 | 33304.2 | 23019.4 | 8598.26 | 0 | 22981 | 11030.9 | 0 | 0 | 39090.1 | 35598.6
1752 | 0 | 33899.6 | 0 | 37851.2 | 0 | 10651.5 | 0 | 35494.4 | 0 | 10095.2 | 35494.4 | 22087.4 | 0 | 23224.4 | 8222.01 | 0 | 1600.32 | 39474.4 | 39069
1753 | 0 | 40031.8 | 0 | 38951.7 | 0 | 0 | 0 | 31623 | 0 | 31896.4 | 31623 | 14500.4 | 0 | 28884.8 | 9486.41 | 0 | 4500.36 | 39368.6 | 38156.4
1754 | 0 | 39412.6 | 0 | 39136.9 | 0 | 6642.63 | 0 | 19461.9 | 0 | 4647.09 | 19461.9 | 18264.1 | 0 | 31964.2 | 11555.5 | 0 | 9661.87 | 39138.5 | 34617.2
1755 | 0 | 38101.3 | 0 | 39587.6 | 0 | 8629.87 | 0 | 13418.4 | 0 | 4591.72 | 13418.4 | 32133.7 | 0 | 38460.8 | 9730.94 | 0 | 15090.1 | 39584.7 | 27790
1756 | 0 | 34363.2 | 0 | 39730.9 | 0 | 0 | 0 | 17460.9 | 0 | 4925.41 | 17460.9 | 29375.2 | 0 | 40053.4 | 9431.58 | 0 | 24201.7 | 39565.1 | 8466.22
1757 | 0 | 24271.4 | 0 | 39417.7 | 0 | 0 | 0 | 6693.38 | 0 | 0 | 6693.38 | 4963.34 | 0 | 37870.8 | 7074.51 | 0 | 19834.1 | 39619.4 | 19103.7
1758 | 0 | 24364.7 | 0 | 37224.8 | 0 | 0 | 0 | 3571.88 | 0 | 0 | 3571.88 | 1338.21 | 0 | 37779.1 | 9686.77 | 0 | 15993.5 | 39670.5 | 32384.8
1759 | 0.10432 | 25756 | 0.061745 | 31035.8 | 0.36342 | 0 | 0 | 15399.9 | 0 | 969.41 | 15399.9 | 1785.17 | 0 | 39554.3 | 4826.75 | 0 | 25127.4 | 39602 | 27165.1
1760 | 1.148 | 10804.8 | 0.79379 | 27777.8 | 1.5471 | 0 | 0.19319 | 36467.8 | 0.061278 | 726.102 | 36467.8 | 0 | 0.35783 | 40053.4 | 9379.47 | 0.73248 | 33726.1 | 38033.2 | 22999.7
1761 | 2.4155 | 7330.53 | 1.593 | 20279.8 | 2.7162 | 0 | 0.80292 | 30108.1 | 0.3348 | 0 | 30108.1 | 0 | 1.4688 | 40053.4 | 9698.38 | 1.9767 | 28686.6 | 20239.4 | 9267.3
1762 | 3.4491 | 5754.8 | 2.5884 | 18949 | 3.5806 | 0 | 0.90599 | 25112.4 | 1.3791 | 0 | 25112.4 | 1109.05 | 2.495 | 40053.4 | 6142.76 | 3.0697 | 31912.7 | 15062.7 | 3979.59
1763 | 3.1169 | 1369.37 | 3.974 | 16424 | 4.1401 | 710.568 | 1.3961 | 21215.4 | 1.9659 | 0 | 21215.4 | 4938.27 | 3.3363 | 39688.6 | 11910.4 | 3.8361 | 32313 | 9633.29 | 5780.34
1764 | 4.5946 | 3464.36 | 3.4248 | 13211.7 | 4.3933 | 234.255 | 2.7638 | 17320.8 | 1.6522 | 2448.09 | 17320.8 | 9124.91 | 3.2746 | 37455 | 11257.6 | 4.2564 | 37477.7 | 9092.9 | 6256.92
1765 | 4.6776 | 1948.61 | 3.7455 | 6999.66 | 4.3085 | 946.8 | 2.1804 | 26793.7 | 1.4373 | 6679.45 | 26793.7 | 16761.7 | 3.3859 | 33188.5 | 8433.25 | 4.3618 | 37946.6 | 12735 | 10060.5
1766 | 4.4202 | 2316.47 | 3.5992 | 5367.34 | 3.8809 | 2840.68 | 1.0575 | 21458.6 | 1.969 | 10575.6 | 21458.6 | 13870.1 | 3.2868 | 29883.7 | 10086.1 | 4.1711 | 38111 | 18338 | 15861
1767 | 2.6818 | 2754.48 | 2.902 | 6286.26 | 3.2011 | 1838.03 | 2.6699 | 18933.8 | 1.7498 | 12193.3 | 18933.8 | 21092 | 2.7248 | 19897 | 10714.8 | 3.642 | 32092.4 | 14949.4 | 26839.8
1768 | 2.8689 | 664.946 | 1.7419 | 4833.31 | 2.2335 | 2135.32 | 2.7291 | 9848.04 | 0.49577 | 17083.5 | 9848.04 | 23241.2 | 2.0857 | 12422.4 | 6933.5 | 2.811 | 38230.2 | 15600.2 | 23178.2
1769 | 1.6528 | 0 | 1.0795 | 5105 | 1.0398 | 8707.9 | 1.6394 | 8732.51 | 0.4994 | 20018 | 8732.51 | 15093.9 | 0.90432 | 4592.88 | 5841.95 | 1.704 | 39315.8 | 25079.1 | 37591.1
1770 | 0.40305 | 19.835 | 0.33474 | 12622.7 | 0.086691 | 14942.9 | 0.46924 | 4048.48 | 0.2992 | 17645 | 4048.48 | 7645.69 | 0.1394 | 3487.28 | 8618.94 | 0.53236 | 39717.5 | 33051.1 | 40053.4
1771 | 0 | 23.2691 | 0 | 23577.7 | 0 | 15518.4 | 0 | 0 | 0 | 29574.6 | 0 | 4041.51 | 0 | 4634.64 | 5062.37 | 0 | 39605 | 30495.5 | 39686.4
1772 | 0 | 2538.64 | 0 | 29857 | 0 | 37674.2 | 0 | 10475.5 | 0 | 35733.1 | 10475.5 | 8025.45 | 0 | 3827.36 | 1994.58 | 0 | 39585 | 31941.9 | 40053.4
1773 | 0 | 6677.95 | 0 | 33691.4 | 0 | 30078.7 | 0 | 18050.2 | 0 | 39491 | 18050.2 | 4082.46 | 0 | 2968.85 | 7536.16 | 0 | 39585.8 | 32323.2 | 40053.4
1774 | 0 | 17967.2 | 0 | 35227 | 0 | 24176.2 | 0 | 6611.65 | 0 | 39898.3 | 6611.65 | 12751.6 | 0 | 4341.93 | 3220.91 | 0 | 40053.4 | 30044.7 | 40053.4
1775 | 0 | 20162 | 0 | 37638.1 | 0 | 24088.6 | 0 | 1338.62 | 0 | 39433.7 | 1338.62 | 10711.5 | 0 | 4007.88 | 4069.19 | 0 | 40053.4 | 18809.9 | 40053.4
1776 | 0 | 22242.4 | 0 | 32229.9 | 0 | 12783.2 | 0 | 856.029 | 0 | 37323.1 | 856.029 | 7042.19 | 0 | 10276.3 | 2347.56 | 0 | 40053.4 | 8314.41 | 40053.4
1777 | 0 | 27969.9 | 0 | 24192.8 | 0 | 16641.3 | 0 | 2657.82 | 0 | 38050.4 | 2657.82 | 4608.87 | 0 | 9316.35 | 3075.51 | 0 | 40053.4 | 3122.77 | 40053.4
1778 | 0 | 21633.8 | 0 | 11310.9 | 0 | 11993.2 | 0 | 3580.92 | 0 | 37633.8 | 3580.92 | 7681.28 | 0 | 12545.1 | 2291.45 | 0 | 40053.4 | 2940.84 | 40053.4
1779 | 0 | 16832.8 | 0 | 7881.03 | 0 | 8587.45 | 0 | 9907.03 | 0 | 35823.9 | 9907.03 | 6074.92 | 0 | 16491.1 | 2806.13 | 0 | 40053.4 | 3693.03 | 39733.3
1780 | 0 | 13777.8 | 0 | 9680.18 | 0 | 4977.66 | 0 | 2451.64 | 0 | 34634.1 | 2451.64 | 4912.52 | 0 | 23061.6 | 1954.75 | 0 | 40053.4 | 3471.51 | 38463.1
1781 | 0 | 9059.34 | 0 | 13533.5 | 0 | 4505.42 | 0 | 3396.64 | 0 | 32258.5 | 3396.64 | 852.62 | 0 | 27430.6 | 4553.49 | 0 | 40045.9 | 5882.61 | 38447.1
1782 | 0 | 8178.92 | 0 | 16899.7 | 0 | 2356.11 | 0 | 1644.23 | 0 | 38006.7 | 1644.23 | 0 | 0 | 26239 | 4405.51 | 0 | 39583.7 | 8735.2 | 38352.4
1783 | 0.092391 | 6617.64 | 0.075979 | 21802.2 | 0.37754 | 1173.27 | 0 | 1558.52 | 0 | 37057.4 | 1558.52 | 0 | 0 | 32786.1 | 6304.83 | 0 | 39321.2 | 8958.16 | 38857.4
1784 | 1.2212 | 12905.7 | 1.0327 | 33698 | 1.5401 | 2342.96 | 0.82347 | 3796.52 | 0.042322 | 35284.6 | 3796.52 | 2441.74 | 0.013924 | 32439.9 | 2330.96 | 0.64538 | 39265.3 | 6625.09 | 36054.2
1785 | 2.5162 | 19705 | 2.3682 | 36951.3 | 2.6264 | 2494.74 | 1.9577 | 2291.4 | 0.060891 | 35963.1 | 2291.4 | 0 | 0.20897 | 31844.7 | 1307.23 | 1.7598 | 39296.5 | 3323.77 | 28367.3
1786 | 3.5267 | 2849.52 | 3.3767 | 34805.2 | 3.4665 | 3038.61 | 2.8931 | 1843.62 | 0.27626 | 18511.1 | 1843.62 | 0 | 0.085122 | 31966.8 | 2027.38 | 2.7426 | 39468.2 | 3202.86 | 12133
1787 | 4.1879 | 696.127 | 4.0703 | 21471.3 | 3.6452 | 3676.2 | 3.5744 | 1387.41 | 0.65877 | 12309.1 | 1387.41 | 0 | 0.32989 | 21449.7 | 2988.75 | 2.8909 | 39339.4 | 1491.99 | 7336.61
1788 | 4.521 | 0 | 4.4449 | 28389.5 | 4.1757 | 3117.47 | 3.9786 | 0 | 0.61047 | 13872.7 | 0 | 3482.1 | 0.86344 | 21949.6 | 4019.89 | 3.0205 | 39040.2 | 2840.54 | 2634.44
1789 | 4.2759 | 0 | 4.4951 | 26179.9 | 4.1133 | 1882.36 | 3.8166 | 426.298 | 1.4545 | 15470.5 | 426.298 | 21404.7 | 0.75296 | 13211.7 | 4764.58 | 2.4156 | 36967.2 | 14629.9 | 4718.96
1790 | 3.9306 | 0 | 4.2376 | 27366.6 | 3.805 | 1538.98 | 3.8281 | 0 | 0.92733 | 24194.1 | 0 | 33535.3 | 0.37484 | 7624.01 | 10501.8 | 1.8798 | 30727.6 | 20667.9 | 4545.77
1791 | 3.2037 | 0 | 3.6836 | 16562.6 | 3.1496 | 6085.16 | 3.2397 | 0 | 2.3842 | 27425.3 | 0 | 25193.1 | 0.91437 | 2476.02 | 14138.9 | 1.1824 | 30914.1 | 23955.4 | 2436.07
1792 | 2.2178 | 755.288 | 2.809 | 8007.81 | 2.0522 | 1770.14 | 1.2046 | 0 | 2.053 | 31827.3 | 0 | 38856.4 | 0.34539 | 1457.62 | 14585.3 | 0.4526 | 33587 | 25068.7 | 1877.37
1793 | 1.3331 | 1892.18 | 1.6633 | 2543 | 0.80313 | 12085.9 | 1.0908 | 0 | 1.2018 | 34973 | 0 | 38333.1 | 0.055504 | 1494.21 | 16460.7 | 0.27368 | 22808.8 | 35527.3 | 0
1794 | 0.3049 | 343.799 | 0.43849 | 60.692 | 0.088564 | 5630.08 | 0.23212 | 0 | 0.4932 | 30366.5 | 0 | 39654.9 | 0.12071 | 0 | 18168.9 | 0.090468 | 12585.9 | 39282.2 | 0
1795 | 0 | 0 | 0 | 0 | 0 | 6780.7 | 0 | 0 | 0 | 33177.1 | 0 | 2681.39 | 0 | 0 | 11016.5 | 0 | 8447.53 | 39556.1 | 0
1796 | 0 | 196.332 | 0 | 3962.89 | 0 | 6391.81 | 0 | 0 | 0 | 39650.3 | 0 | 3410.57 | 0 | 0 | 13378.3 | 0 | 16814.3 | 39617 | 0
1797 | 0 | 1538.88 | 0 | 10166.2 | 0 | 0 | 0 | 0 | 0 | 37403.4 | 0 | 1260.3 | 0 | 0 | 19868 | 0 | 23840.6 | 39735.7 | 0
1798 | 0 | 2815.25 | 0 | 25949.7 | 0 | 4349.86 | 0 | 0 | 0 | 38577.4 | 0 | 1055.02 | 0 | 0 | 10350.9 | 0 | 23249.1 | 39670.1 | 8211.02
1799 | 0 | 3725.54 | 0 | 27335.1 | 0 | 36482.8 | 0 | 3896.6 | 0 | 35082.6 | 3896.6 | 11562.6 | 0 | 0 | 6669.8 | 0 | 27051.8 | 39644.1 | 16613.5
1800 | 0 | 7856.99 | 0 | 20629.2 | 0 | 33616.3 | 0 | 8843.59 | 0 | 35153.7 | 8843.59 | 1974.78 | 0 | 0 | 4594.38 | 0 | 30853.7 | 39708.6 | 24954.5
1801 | 0 | 12010.2 | 0 | 11248.7 | 0 | 13521.9 | 0 | 5885.2 | 0 | 27210.6 | 5885.2 | 2689.44 | 0 | 0 | 5964.48 | 0 | 33327.4 | 40043.6 | 19923.5
1802 | 0 | 15459.1 | 0 | 12703.4 | 0 | 2580.89 | 0 | 5582.9 | 0 | 33944.9 | 5582.9 | 0 | 0 | 0 | 2682.7 | 0 | 34931.1 | 40050.2 | 15519
1803 | 0 | 24026.8 | 0 | 24714.2 | 0 | 19250.6 | 0 | 0 | 0 | 21056.6 | 0 | 1794.13 | 0 | 0 | 9176.04 | 0 | 35531.2 | 40046.5 | 15162.2
1804 | 0 | 34349 | 0 | 21864.2 | 0 | 1513.36 | 0 | 0 | 0 | 7445.25 | 0 | 3150.82 | 0 | 0 | 9469.58 | 0 | 36925.7 | 39797 | 19435.5
1805 | 0 | 38567.2 | 0 | 31424.1 | 0 | 1971.81 | 0 | 2719.43 | 0 | 8165.91 | 2719.43 | 0 | 0 | 0 | 8072.6 | 0 | 37217.6 | 39694.5 | 20436.8
1806 | 0 | 38181.8 | 0 | 36953.2 | 0 | 0 | 0 | 9799.04 | 0 | 21410.8 | 9799.04 | 0 | 0 | 0 | 8011.54 | 0 | 37677.4 | 39598.4 | 21575
1807 | 0.11311 | 37455.4 | 0.067186 | 39044.3 | 0.40259 | 0 | 0.015711 | 4008.55 | 0 | 11068.9 | 4008.55 | 728.983 | 0 | 0 | 10175.1 | 0 | 36167.7 | 39280.5 | 28798.2
1808 | 0.9522 | 34275 | 0.97333 | 39070.6 | 1.6169 | 373.686 | 0.63204 | 1915.53 | 0.19219 | 7805.92 | 1915.53 | 0 | 0.78124 | 0 | 11133.4 | 0.052265 | 39049.8 | 38882.5 | 14868.1
1809 | 2.2403 | 20615.5 | 2.0378 | 38066.5 | 2.7738 | 10836 | 1.4911 | 2216.98 | 0.72925 | 3059.56 | 2216.98 | 0 | 0.4091 | 0 | 4012.77 | 0.13302 | 39672.7 | 35555.4 | 2020.17
1810 | 3.1494 | 3428.6 | 1.5984 | 36167.3 | 3.6963 | 39902 | 3.0608 | 1657.4 | 0.8981 | 2589.71 | 1657.4 | 0 | 0.69899 | 0 | 5698.53 | 0.23999 | 39878.9 | 25670.4 | 1354.64
1811 | 3.7703 | 0 | 0.76811 | 36957.9 | 4.314 | 40053.4 | 3.738 | 2472.4 | 2.0063 | 2571.99 | 2472.4 | 0 | 1.2771 | 0 | 6409.91 | 0.42196 | 40053.4 | 20816.7 | 0
1812 | 4.1261 | 0 | 0.79098 | 38912.6 | 3.5652 | 39481.7 | 4.1252 | 2855.25 | 1.8429 | 4567.4 | 2855.25 | 0 | 1.6098 | 0 | 6590.87 | 0.33315 | 40053.4 | 17025.7 | 0
1813 | 4.2457 | 0 | 0.12295 | 36033.5 | 3.7882 | 39372.5 | 4.1971 | 1569.45 | 2.8891 | 4912.93 | 1569.45 | 831.528 | 0.7242 | 0 | 10013.5 | 0.33277 | 40053.4 | 10047 | 0
1814 | 3.4103 | 0 | 0.10483 | 33897.3 | 4.1505 | 40053.4 | 4.0024 | 2775.28 | 1.3914 | 6273.25 | 2775.28 | 640.998 | 1.2418 | 0 | 11632 | 0.33338 | 40053.4 | 2071.78 | 0
1815 | 3.2217 | 420.067 | 0.083473 | 36461.2 | 3.4347 | 39068.3 | 3.3425 | 2035.55 | 2.0513 | 11692.8 | 2035.55 | 0 | 0.62645 | 239.448 | 16719.9 | 0.094247 | 40053.4 | 0 | 0
1816 | 2.3937 | 2090.62 | 0.3225 | 34850.1 | 2.3966 | 40053.4 | 2.3745 | 1948.15 | 2.0976 | 12630.9 | 1948.15 | 757.024 | 0.46808 | 7610.03 | 18932.2 | 0.095347 | 40053.4 | 0 | 0
1817 | 0.427 | 4646.07 | 0.21554 | 27698.8 | 0.81887 | 39354.1 | 1.4715 | 374.881 | 1.3152 | 15647.3 | 374.881 | 0 | 0.3066 | 17675 | 23940.6 | 0.056725 | 40053.4 | 0 | 0
1818 | 0.39643 | 8748.4 | 0.13488 | 21198.9 | 0.093589 | 40053.4 | 0.4573 | 1653.89 | 0.54116 | 22846.7 | 1653.89 | 0 | 0.32195 | 20842.7 | 24906.1 | 0.021439 | 40053.4 | 2254.99 | 143.77
1819 | 0 | 14380.7 | 0 | 15226.3 | 0 | 39633 | 0 | 663.427 | 0 | 21066.8 | 663.427 | 2441.2 | 0 | 26985.1 | 25542.4 | 0 | 40053.4 | 6810.64 | 0
1820 | 0 | 7383.11 | 0 | 22048.9 | 0 | 603.49 | 0 | 6213.13 | 0 | 21952.2 | 6213.13 | 11822.3 | 0 | 28825.1 | 29177.7 | 0 | 40053.4 | 7584.73 | 0
1821 | 0 | 2353.63 | 0 | 29092.5 | 0 | 0 | 0 | 7038.59 | 0 | 19976.1 | 7038.59 | 10487.7 | 0 | 31021.9 | 36014.6 | 0 | 40053.4 | 6656.36 | 3451.33
1822 | 0 | 734.74 | 0 | 29832.6 | 0 | 1578.55 | 0 | 16292 | 0 | 17577.8 | 16292 | 8760.65 | 0 | 20900.4 | 39116.9 | 0 | 40053.4 | 17897.9 | 9041.39
1823 | 0 | 0 | 0 | 13819.5 | 0 | 867.155 | 0 | 5589.03 | 0 | 15804.6 | 5589.03 | 12958.1 | 0 | 21939 | 39651.6 | 0 | 40053.4 | 25416.3 | 11132.2
1824 | 0 | 867.416 | 0 | 17099 | 0 | 1583.98 | 0 | 5929.39 | 0 | 15015.5 | 5929.39 | 12085.3 | 0 | 20750.1 | 40053.4 | 0 | 40053.4 | 31175.3 | 17114.2
1825 | 0 | 3558.11 | 0 | 8725.8 | 0 | 0 | 0 | 4562.02 | 0 | 9365.6 | 4562.02 | 24193.8 | 0 | 24330 | 39959.8 | 0 | 40053.4 | 34452.3 | 27943.7
1826 | 0 | 24834.9 | 0 | 5376.95 | 0 | 0 | 0 | 5890.91 | 0 | 9936.66 | 5890.91 | 19601.8 | 0 | 20889.7 | 39614.8 | 0 | 40053.4 | 36918.2 | 30832.7
1827 | 0 | 37845.9 | 0 | 8085.84 | 0 | 528.625 | 0 | 3578.53 | 0 | 9623.76 | 3578.53 | 15685.1 | 0 | 19199 | 39698.9 | 0 | 40053.4 | 39646.4 | 32275.2
1828 | 0 | 39053.8 | 0 | 2970.46 | 0 | 0 | 0 | 1304.85 | 0 | 9931.8 | 1304.85 | 15112.3 | 0 | 18286.4 | 39216.1 | 0 | 40053.4 | 40053.4 | 34089.1
1829 | 0 | 39471 | 0 | 8468.87 | 0 | 0 | 0 | 3063.13 | 0 | 6747.68 | 3063.13 | 17444 | 0 | 11425.3 | 39295.1 | 0 | 40053.4 | 39864.9 | 16187.9
1830 | 0 | 38569.2 | 0 | 12846.6 | 0 | 0 | 0 | 2541.61 | 0 | 4079.09 | 2541.61 | 13693.6 | 0 | 6423.99 | 38696.4 | 0 | 40053.4 | 39461.5 | 3805.74
1831 | 0.086208 | 37322.5 | 0.016115 | 18380.7 | 0.4391 | 0 | 0.03804 | 6077.05 | 0 | 6279.27 | 6077.05 | 10399.3 | 0.0071457 | 3215 | 38097.7 | 0 | 40053.4 | 39508.8 | 6000.24
1832 | 0.83217 | 34797.3 | 0.018158 | 6768.26 | 1.7021 | 0 | 0.88684 | 13174.5 | 0.74272 | 7028.94 | 13174.5 | 12870 | 0.29159 | 2359.61 | 38722.6 | 0.069246 | 40053.4 | 38245.7 | 7874.4
1833 | 2.0203 | 27990.3 | 0.036824 | 7412.31 | 2.8809 | 0 | 1.1445 | 15762.7 | 0.52224 | 8841.46 | 15762.7 | 8297.02 | 0.80428 | 1951.04 | 37749 | 0.15901 | 40053.4 | 32746.5 | 5673.28
1834 | 3.0221 | 19312 | 0.13348 | 4849.06 | 3.7653 | 1671.17 | 2.5542 | 18328.4 | 1.5473 | 4946.07 | 18328.4 | 3518.47 | 2.0356 | 0 | 32909.3 | 0.54511 | 40053.4 | 13109.8 | 2255.75
1835 | 3.6594 | 9552.5 | 0.1634 | 2705.01 | 4.3031 | 2688.41 | 2.2241 | 20412.4 | 0.1776 | 2310.98 | 20412.4 | 0 | 3.3564 | 1763.19 | 20509.9 | 0.82001 | 40053.4 | 12508.6 | 5557.43
1836 | 4.0173 | 5934.08 | 0.21721 | 3620.52 | 4.5456 | 8487.53 | 1.9933 | 21958.6 | 0.70959 | 1894.11 | 21958.6 | 0 | 3.6912 | 771.149 | 34787 | 2.0793 | 40053.4 | 13996.2 | 9743.33
1837 | 4.2098 | 8323.02 | 0.51732 | 1859.14 | 4.4682 | 1425.91 | 1.7468 | 26628.9 | 1.1771 | 890.669 | 26628.9 | 0 | 3.2162 | 1573.47 | 36881.9 | 3.594 | 40053.4 | 9160.58 | 14989.3
1838 | 3.9229 | 11255 | 0.30283 | 1127.25 | 4.0645 | 4488.16 | 2.7688 | 31784.5 | 1.518 | 363.103 | 31784.5 | 10051.7 | 2.6791 | 0 | 36536.6 | 3.8633 | 40053.4 | 4929.5 | 12410.3
1839 | 0.11147 | 18103.2 | 0.078268 | 2034.61 | 3.3779 | 1271.77 | 2.5373 | 27041.9 | 0.64124 | 0 | 27041.9 | 11598.8 | 0.4338 | 768.607 | 39627.1 | 3.3529 | 40053.4 | 4694.02 | 16835.2
1840 | 0.36551 | 7595.6 | 0.086884 | 1852.49 | 2.3811 | 2844.07 | 2.7234 | 19830.5 | 0.082284 | 0 | 19830.5 | 9076.03 | 2.3321 | 3483.39 | 39149.2 | 2.6185 | 40053.4 | 4791.97 | 19918.7
1841 | 0.63403 | 1733.83 | 0.19795 | 1066.5 | 1.1384 | 3978.87 | 1.6396 | 11546.5 | 0.44057 | 0 | 11546.5 | 10388.5 | 1.0045 | 4973.7 | 38971.1 | 1.6235 | 40053.4 | 785.097 | 30369.3
1842 | 0.18705 | 3393.54 | 0.20377 | 192.344 | 0.10046 | 8935.36 | 0.49087 | 11053.9 | 0.013471 | 0 | 11053.9 | 7113.21 | 0.1548 | 8337.51 | 38650.7 | 0.53395 | 40053.4 | 0 | 37383.4
1843 | 0 | 5762.93 | 0 | 0 | 0 | 0 | 0 | 15781.7 | 0 | 0 | 15781.7 | 3074.98 | 0 | 11607.5 | 39140.5 | 0 | 40053.4 | 0 | 39484.6
1844 | 0 | 31947.3 | 0 | 0 | 0 | 0 | 0 | 15249.8 | 0 | 0 | 15249.8 | 1187.77 | 0 | 16518 | 39795.4 | 0 | 40053.4 | 0 | 38255.3
1845 | 0 | 33117.3 | 0 | 0 | 0 | 0 | 0 | 8831 | 0 | 700.937 | 8831 | 0 | 0 | 22197 | 38525.4 | 0 | 40053.4 | 1134.95 | 37513.2
1846 | 0 | 36001.5 | 0 | 0 | 0 | 0 | 0 | 11248.2 | 0 | 5010.17 | 11248.2 | 0 | 0 | 30656.2 | 39343.4 | 0 | 39679.9 | 1007.9 | 39043
1847 | 0 | 29477.9 | 0 | 737.109 | 0 | 0 | 0 | 7954.79 | 0 | 0 | 7954.79 | 0 | 0 | 39157.5 | 38557.4 | 0 | 39290 | 0 | 37150.6
1848 | 0 | 32209.3 | 0 | 3179.08 | 0 | 0 | 0 | 6816.4 | 0 | 0 | 6816.4 | 0 | 0 | 39375.7 | 38745.9 | 0 | 39004.3 | 758.214 | 31357.2
1849 | 0 | 27790 | 0 | 4970.68 | 0 | 0 | 0 | 6513.5 | 0 | 0 | 6513.5 | 0 | 0 | 38671.8 | 37529.4 | 0 | 38706.3 | 2564.97 | 26750.9
1850 | 0 | 16386.6 | 0 | 11128.1 | 0 | 0 | 0 | 5754.91 | 0 | 0 | 5754.91 | 0 | 0 | 39344 | 38496.8 | 0 | 38413.3 | 7278.79 | 13603.4
1851 | 0 | 12025.1 | 0 | 6456.68 | 0 | 0 | 0 | 1812.01 | 0 | 0 | 1812.01 | 0 | 0 | 39468.8 | 39616.2 | 0 | 39110.7 | 18905.7 | 11310.3
1852 | 0 | 3714.47 | 0 | 1428.9 | 0 | 0 | 0 | 0 | 0 | 0 | 0 | 0 | 0 | 39378.1 | 38967.9 | 0 | 39579.8 | 33135.9 | 26420.8
1853 | 0 | 938.085 | 0 | 0 | 0 | 0 | 0 | 0 | 0 | 1201.77 | 0 | 0 | 0 | 37252.2 | 37796.2 | 0 | 40040.2 | 33644.6 | 10119.4
1854 | 0 | 872.245 | 0 | 934.435 | 0 | 0 | 0 | 3604.95 | 0 | 9779.21 | 3604.95 | 0 | 0 | 36853.8 | 37535.2 | 0 | 40053.4 | 34242.1 | 1907.2
1855 | 0.010001 | 771.901 | 0.0062839 | 3145.9 | 0.46142 | 0 | 0.026927 | 4593.14 | 0 | 16717.3 | 4593.14 | 3996.31 | 0.031022 | 38334.1 | 37263.3 | 0 | 39722.2 | 28023.7 | 2017.71
1856 | 1.2123 | 1817.67 | 0.096949 | 998.957 | 1.7293 | 2005.2 | 0.47686 | 477.782 | 0.81596 | 9701.31 | 477.782 | 8092.45 | 0.84064 | 38564.2 | 37191 | 0.67593 | 40053.4 | 32012 | 824.11
1857 | 1.5052 | 1724.42 | 0.15029 | 1262.09 | 2.9158 | 0 | 0.47089 | 1943.85 | 1.9937 | 788.151 | 1943.85 | 8499.36 | 1.9711 | 38929 | 27827.6 | 0.76211 | 39863.5 | 28036.8 | 0
1858 | 0.86602 | 5484.96 | 0.39812 | 0 | 3.7816 | 0 | 0.97329 | 2195.66 | 2.969 | 2302.28 | 2195.66 | 15889.7 | 2.8941 | 40053.4 | 23751.3 | 0.94919 | 40053.4 | 10286.4 | 0
1859 | 4.2228 | 8875.61 | 4.088 | 0 | 4.2931 | 0 | 2.178 | 4069.18 | 3.6221 | 12541.8 | 4069.18 | 2401.5 | 3.5503 | 40053.4 | 25482.3 | 2.5649 | 40053.4 | 4711.49 | 0
1860 | 2.9848 | 16043.3 | 4.4582 | 240.749 | 4.5314 | 0 | 2.5462 | 10975 | 4.0093 | 9236.62 | 10975 | 8262.31 | 3.8758 | 40053.4 | 29064.6 | 3.2992 | 40053.4 | 5684.28 | 0
1861 | 4.3671 | 16444.6 | 4.506 | 33.6186 | 4.4383 | 0 | 1.7405 | 9857.75 | 4.0999 | 7499.84 | 9857.75 | 7566.52 | 3.9507 | 40053.4 | 31378.2 | 3.8573 | 40053.4 | 9122.05 | 648.245
1862 | 3.9629 | 25248.5 | 4.2564 | 1290.73 | 4.0304 | 0 | 2.9412 | 37640.6 | 3.9224 | 9071.99 | 37640.6 | 10867 | 3.7697 | 39773.2 | 31068.9 | 3.1272 | 40053.4 | 6101.7 | 688.271
1863 | 0.15219 | 31048.3 | 3.6997 | 273.283 | 3.3059 | 0 | 1.6269 | 38567.6 | 3.4672 | 11275.4 | 38567.6 | 39370.7 | 3.3365 | 39022.9 | 34334.9 | 1.6496 | 40053.4 | 2774.86 | 2255.84
1864 | 2.3947 | 25444.8 | 2.8286 | 0 | 2.3012 | 1349.67 | 0.96976 | 30267.4 | 2.7487 | 21827.6 | 30267.4 | 40053.4 | 2.6221 | 36607.1 | 36300.9 | 1.722 | 40053.4 | 4093.7 | 316.142
1865 | 0.16898 | 24902.5 | 1.6844 | 0 | 1.0981 | 975.014 | 0.10858 | 14735.4 | 1.7456 | 28755.3 | 14735.4 | 40053.4 | 1.6391 | 31369.4 | 37366 | 1.4795 | 39678.8 | 4181.63 | 0
1866 | 0.048751 | 27216.1 | 0.45684 | 2384.2 | 0.10596 | 3275.1 | 0.2004 | 9300.79 | 0.60261 | 14422.7 | 9300.79 | 38203.4 | 0.54409 | 21917.2 | 36109.5 | 0.4876 | 33289.7 | 4317.62 | 0
1867 | 0 | 31112.8 | 0 | 10688.2 | 0 | 5874.86 | 0 | 25685.1 | 0 | 27522.8 | 25685.1 | 37635.6 | 0 | 11883.8 | 33755.4 | 0 | 6705.96 | 2107.88 | 0
1868 | 0 | 36781.6 | 0 | 16589.9 | 0 | 19808.1 | 0 | 5244.45 | 0 | 5213.45 | 5244.45 | 39357.4 | 0 | 14963.3 | 37470.5 | 0 | 4817.76 | 1466.91 | 0
1869 | 0 | 37691.4 | 0 | 18614.6 | 0 | 11760 | 0 | 21258.2 | 0 | 24749.6 | 21258.2 | 37098 | 0 | 18112.3 | 36785 | 0 | 18888.9 | 495.332 | 0
1870 | 0 | 37273.4 | 0 | 17419.5 | 0 | 12323.6 | 0 | 2085.39 | 0 | 39155 | 2085.39 | 39549.6 | 0 | 23454.3 | 39128.6 | 0 | 24411.9 | 0 | 0
1871 | 0 | 37653.2 | 0 | 27828.1 | 0 | 26969.7 | 0 | 1580.61 | 0 | 39570.7 | 1580.61 | 19760.4 | 0 | 20453.2 | 38442.6 | 0 | 24651.5 | 3718.51 | 0
1872 | 0 | 38938.1 | 0 | 26958 | 0 | 14139.3 | 0 | 7161.58 | 0 | 35420.9 | 7161.58 | 2924.15 | 0 | 18590.7 | 38401.3 | 0 | 16349 | 8182.65 | 654.423
1873 | 0 | 39392.6 | 0 | 25551.2 | 0 | 14873 | 0 | 10564.6 | 0 | 15529.1 | 10564.6 | 18972 | 0 | 13658.3 | 38901.8 | 0 | 4677.87 | 9825.03 | 1411.81
1874 | 0 | 39635.6 | 0 | 11591.8 | 0 | 1769.77 | 0 | 2463.76 | 0 | 14101 | 2463.76 | 299.095 | 0 | 5270.7 | 38380 | 0 | 2618.68 | 8119.78 | 0
1875 | 0 | 39353.4 | 0 | 5430.98 | 0 | 2694.22 | 0 | 9527.83 | 0 | 29441.5 | 9527.83 | 3740.98 | 0 | 1811.49 | 38101.8 | 0 | 11225.2 | 5097.89 | 0
1876 | 0 | 39016.8 | 0 | 3215.38 | 0 | 2095.35 | 0 | 5600.29 | 0 | 8144.79 | 5600.29 | 7215.95 | 0 | 1599.88 | 36964.9 | 0 | 32920.2 | 3908.74 | 624.825
1877 | 0 | 37032.1 | 0 | 6814.48 | 0 | 2347.27 | 0 | 6843.2 | 0 | 12335.2 | 6843.2 | 0 | 0 | 136.491 | 34964.3 | 0 | 35783.1 | 4614.74 | 2305.66
1878 | 0 | 33248.1 | 0 | 10283.2 | 0 | 4113.54 | 0 | 1800.08 | 0 | 23636.6 | 1800.08 | 0 | 0 | 0 | 36113.2 | 0 | 37418.6 | 5740.25 | 5692.47
1879 | 0.017395 | 27515.6 | 0.12092 | 14598.5 | 0.35591 | 9464.52 | 0.049239 | 0 | 0.027208 | 10901 | 0 | 1838.42 | 0.033867 | 0 | 34374.4 | 0.015675 | 30528.8 | 1772.84 | 10441.9
1880 | 0.23265 | 21189.4 | 0.61084 | 4434.17 | 1.2734 | 3279.45 | 0.9221 | 13550.4 | 0.8044 | 1051.65 | 13550.4 | 1814.55 | 0.81564 | 0 | 34893.6 | 0.33329 | 23903 | 3164.8 | 7255.14
1881 | 0.42644 | 13502.8 | 2.3287 | 3852.4 | 2.1921 | 2901.39 | 2.0823 | 12066.5 | 1.9312 | 0 | 12066.5 | 0 | 1.927 | 0 | 23433.6 | 0.76849 | 27988.8 | 3544.32 | 2220.84
1882 | 0.49463 | 8961.39 | 3.271 | 8538.36 | 3.024 | 23784.3 | 1.6827 | 8105.85 | 2.8593 | 0 | 8105.85 | 579.269 | 2.8436 | 0 | 28329.7 | 1.6179 | 28899.1 | 0 | 1101.28
1883 | 0.62859 | 6580.87 | 1.7874 | 11338 | 3.65 | 14905.9 | 2.766 | 9136.39 | 3.5009 | 0 | 9136.39 | 634.253 | 3.463 | 0 | 27184.9 | 1.8928 | 37509.4 | 0 | 1220.23
1884 | 1.3655 | 3224.88 | 4.2324 | 18313.9 | 3.5697 | 10782.6 | 2.4844 | 15081.2 | 3.8582 | 0 | 15081.2 | 8252.99 | 3.7856 | 0 | 28477.8 | 3.9307 | 38577.2 | 0 | 1015.81
1885 | 2.2671 | 2442.26 | 2.8652 | 23571.6 | 3.5249 | 9043.17 | 2.4486 | 11253.7 | 3.9322 | 0 | 11253.7 | 9890.23 | 3.8296 | 0 | 25933.6 | 4.0745 | 39293.7 | 0 | 804.733
1886 | 4.4876 | 3493.42 | 2.2724 | 30722.9 | 2.4966 | 19820.1 | 3.2657 | 7766.14 | 1.6181 | 0 | 7766.14 | 16468.5 | 3.635 | 0 | 22437.7 | 3.9119 | 39539.2 | 0 | 1833.44
1887 | 3.8557 | 5146.96 | 1.8745 | 35751.6 | 2.59 | 15862.8 | 3.2366 | 9772.12 | 3.2637 | 218.261 | 9772.12 | 22457.2 | 3.1603 | 816.839 | 21092.2 | 3.4253 | 39601.3 | 0 | 1326.38
1888 | 2.9023 | 4563.42 | 1.9468 | 37512 | 1.0458 | 33362 | 2.3745 | 11072 | 0.32862 | 593.985 | 11072 | 28769 | 2.455 | 0 | 17978.7 | 2.674 | 39866.8 | 0 | 0
1889 | 1.6845 | 3212.88 | 1.215 | 37513.5 | 0.48867 | 14167.3 | 1.6601 | 10741.5 | 0.34692 | 2090.71 | 10741.5 | 33607.7 | 1.5076 | 0 | 12351.6 | 1.6574 | 40053.4 | 5879.87 | 0
1890 | 0.4315 | 3151.88 | 0.35682 | 38948.5 | 0.068364 | 8506.23 | 0.31074 | 9101.11 | 0.50167 | 1136.65 | 9101.11 | 26634.9 | 0.49021 | 173.735 | 13793.8 | 0.56575 | 40053.4 | 24645.8 | 0
1891 | 0 | 3118.03 | 0 | 39544.9 | 0 | 16441.5 | 0 | 3626.87 | 0 | 1509.62 | 3626.87 | 27487.5 | 0 | 458.341 | 9548.29 | 0 | 40053.4 | 37101 | 0
1892 | 0 | 10572.8 | 0 | 39778.9 | 0 | 10725.5 | 0 | 9695.82 | 0 | 9275.05 | 9695.82 | 33178.7 | 0 | 911.159 | 19059.7 | 0 | 40053.4 | 35908.4 | 0
1893 | 0 | 17539.1 | 0 | 39604.7 | 0 | 4954.95 | 0 | 5777.97 | 0 | 9825.57 | 5777.97 | 30366.4 | 0 | 1495.17 | 18666.4 | 0 | 40053.4 | 38272.2 | 0
1894 | 0 | 26622 | 0 | 39637.8 | 0 | 2256.8 | 0 | 25950.9 | 0 | 16741.3 | 25950.9 | 12999.7 | 0 | 4305.26 | 19501.1 | 0 | 40053.4 | 39321.6 | 27422.8
1895 | 0 | 11749.6 | 0 | 38395.9 | 0 | 0 | 0 | 10890.3 | 0 | 17039.4 | 10890.3 | 9450.46 | 0 | 4686.3 | 21311.7 | 0 | 40053.4 | 39287.8 | 35924.9
1896 | 0 | 5992.78 | 0 | 38061.9 | 0 | 0 | 0 | 15733.3 | 0 | 6499.26 | 15733.3 | 9795.92 | 0 | 5930.65 | 15846.5 | 0 | 39553.3 | 39342.5 | 38556.2
1897 | 0 | 11243.6 | 0 | 35715.2 | 0 | 0 | 0 | 3136.94 | 0 | 18604.4 | 3136.94 | 12689.3 | 0 | 7455.43 | 11764.5 | 0 | 39533.9 | 39505.5 | 38282.8
1898 | 0 | 14025.2 | 0 | 25470.2 | 0 | 34243.7 | 0 | 1221.18 | 0 | 36365.8 | 1221.18 | 35167.3 | 0 | 6348.06 | 9207.18 | 0 | 39849 | 39927.3 | 37241.8
1899 | 0 | 11507 | 0 | 31480.8 | 0 | 30948.3 | 0 | 8998.66 | 0 | 12006.5 | 8998.66 | 34713 | 0 | 11895.9 | 10785.3 | 0 | 40053.4 | 40044.4 | 32623.6
1900 | 0 | 5504.56 | 0 | 33596.6 | 0 | 4784.86 | 0 | 8863.19 | 0 | 20996.5 | 8863.19 | 29606.9 | 0 | 9929.63 | 6167.27 | 0 | 40053.4 | 39712 | 17753.1
1901 | 0 | 10999.6 | 0 | 36613 | 0 | 32347.2 | 0 | 15754.9 | 0 | 13085.5 | 15754.9 | 35222.4 | 0 | 6987.47 | 5714.6 | 0 | 40053.4 | 39308.4 | 17046.9
1902 | 0 | 5750.77 | 0 | 23415.4 | 0 | 26447.9 | 0 | 18757.8 | 0 | 21246.3 | 18757.8 | 33208.5 | 0 | 5773.59 | 3539.32 | 0 | 40053.4 | 38300.7 | 17004.3
1903 | 0.14981 | 2119.89 | 0.13391 | 9248.57 | 0.45884 | 24266.2 | 0.05874 | 0 | 0 | 22148.9 | 0 | 28990.8 | 0.031928 | 3905.89 | 226.348 | 0.03618 | 40053.4 | 38143.2 | 31957.5
1904 | 1.2775 | 9592.28 | 0.87353 | 11354.3 | 1.6376 | 13315.8 | 0.78596 | 407.662 | 0.48097 | 25911.4 | 407.662 | 9693.11 | 0.8912 | 5611.43 | 865.898 | 0.84738 | 40047.4 | 38168.6 | 17368
1905 | 2.5241 | 5622.61 | 2.5037 | 15790.5 | 2.7136 | 27760.1 | 1.2088 | 3001.94 | 0.24685 | 15462.6 | 3001.94 | 14121.5 | 2.0533 | 7959.58 | 0 | 2.0522 | 39907.6 | 31757.8 | 11362.6
1906 | 3.5291 | 3030.22 | 3.5008 | 8288.75 | 3.4497 | 5033.93 | 3.0705 | 8286.92 | 2.426 | 13214.8 | 8286.92 | 22602.8 | 2.9938 | 2120.11 | 0 | 3.081 | 39401.2 | 33029.7 | 4175.69
1907 | 4.2218 | 372.564 | 4.1842 | 8463.11 | 3.9663 | 1524.17 | 3.1061 | 10613.5 | 3.6276 | 11498.9 | 10613.5 | 20848.1 | 3.6275 | 0 | 0 | 3.8125 | 39846.6 | 32251.5 | 1189.04
1908 | 4.6277 | 1028.01 | 4.5543 | 3403.41 | 4.2021 | 1071.22 | 2.2651 | 15378.6 | 3.5126 | 12389.7 | 15378.6 | 23532.5 | 3.9998 | 644.699 | 0 | 4.2566 | 40053.4 | 24813.5 | 1628.77
1909 | 4.6858 | 2982.9 | 4.5923 | 4896.66 | 2.3427 | 4125.02 | 0.91718 | 15226 | 3.6814 | 13405.5 | 15226 | 22550 | 4.1051 | 2757.54 | 0 | 4.4033 | 40053.4 | 20715 | 1656.39
1910 | 4.3913 | 4338.72 | 4.3075 | 5253.78 | 2.3362 | 10668.4 | 1.8607 | 18137.4 | 3.4723 | 15364 | 18137.4 | 30154.1 | 3.9334 | 4012.57 | 0 | 4.2293 | 40053.4 | 17026 | 1664.74
1911 | 1.6308 | 3647.37 | 3.7446 | 7073.98 | 0.938 | 3260.49 | 0.90594 | 14537.2 | 3.5511 | 25073.2 | 14537.2 | 32076.8 | 3.5041 | 10483.6 | 0 | 3.7246 | 40053.4 | 18174.4 | 2382.76
1912 | 0.22671 | 6121.39 | 2.8664 | 10279.8 | 0.99613 | 5272.29 | 0.78519 | 22336.1 | 2.791 | 14212.9 | 22336.1 | 35404.9 | 2.7941 | 18475 | 0 | 2.9135 | 40053.4 | 21971.3 | 4120.38
1913 | 1.6289 | 6451.55 | 1.7083 | 12720.7 | 0.15399 | 6547.93 | 0.23763 | 29309.7 | 1.3412 | 9958.88 | 29309.7 | 32947.3 | 1.7771 | 28430.6 | 0 | 1.8367 | 40053.4 | 33738.6 | 13751.7
1914 | 0.4219 | 3634.35 | 0.45327 | 10076.9 | 0.052979 | 5057.44 | 0.098748 | 16720.9 | 0.40772 | 13344.7 | 16720.9 | 37649.7 | 0.60447 | 35858.8 | 0 | 0.63359 | 40053.4 | 38982.4 | 28687.8
1915 | 0 | 1641.46 | 0 | 7825.92 | 0 | 4160.93 | 0 | 22056.6 | 0 | 22000.4 | 22056.6 | 30749.5 | 0 | 38237.6 | 1654.77 | 0 | 40053.4 | 39338.7 | 35876.5
1916 | 0 | 2506.66 | 0 | 12302.4 | 0 | 7480.62 | 0 | 3987.2 | 0 | 35154.7 | 3987.2 | 4891.93 | 0 | 36092.7 | 4720.28 | 0 | 40053.4 | 39414.9 | 35972.8
1917 | 0 | 9783.14 | 0 | 21973.2 | 0 | 11544.9 | 0 | 6666.17 | 0 | 21304.3 | 6666.17 | 2227.99 | 0 | 30740.7 | 6046.22 | 0 | 40053.4 | 39452.8 | 38050.7
1918 | 0 | 26695.9 | 0 | 21313.2 | 0 | 9110.62 | 0 | 31699 | 0 | 19067.3 | 31699 | 2653.95 | 0 | 31955.6 | 4134.39 | 0 | 40053.4 | 39273.2 | 39291.3
1919 | 0 | 33623.4 | 0 | 32816.7 | 0 | 5742.45 | 0 | 26443.4 | 0 | 24378.6 | 26443.4 | 4442.73 | 0 | 38537 | 4235 | 0 | 40053.4 | 39344.4 | 38326.4
1920 | 0 | 15021.9 | 0 | 25558.1 | 0 | 2492.48 | 0 | 7484.96 | 0 | 16210.8 | 7484.96 | 2670.52 | 0 | 38931.2 | 7789.46 | 0 | 40053.4 | 40053.4 | 37787.3
1921 | 0 | 3282.84 | 0 | 18107.4 | 0 | 3638.78 | 0 | 24332.9 | 0 | 15885.1 | 24332.9 | 0 | 0 | 40053.4 | 4611.16 | 0 | 40053.4 | 40053.4 | 35617.5
1922 | 0 | 786.674 | 0 | 17742.1 | 0 | 2522.68 | 0 | 33743.3 | 0 | 4027.59 | 33743.3 | 1233.41 | 0 | 40053.4 | 1896.1 | 0 | 40053.4 | 40053.4 | 29887.1
1923 | 0 | 637.18 | 0 | 17400.7 | 0 | 1053.87 | 0 | 37781.5 | 0 | 18313.3 | 37781.5 | 0 | 0 | 39717.6 | 0 | 0 | 40053.4 | 40053.4 | 27192.8
1924 | 0 | 2066.09 | 0 | 18714 | 0 | 4799.61 | 0 | 35506.9 | 0 | 5392.76 | 35506.9 | 0 | 0 | 39285.7 | 0 | 0 | 40053.4 | 40053.4 | 17738.6
1925 | 0 | 983.447 | 0 | 14076.7 | 0 | 6841.82 | 0 | 23021.9 | 0 | 415.975 | 23021.9 | 21.9102 | 0 | 39044.9 | 0 | 0 | 40053.4 | 40053.4 | 28092.8
1926 | 0 | 3058.04 | 0 | 11546.6 | 0 | 1400.1 | 0 | 18160.9 | 0 | 842.349 | 18160.9 | 0 | 0 | 39494.6 | 2088.05 | 0 | 40053.4 | 40051.6 | 36229.4
1927 | 0.1664 | 5965.37 | 0.14368 | 9081.01 | 0.48009 | 15615.4 | 0.026104 | 15020.7 | 0.044776 | 2431.93 | 15020.7 | 2714.52 | 0.0045668 | 39725.3 | 942.397 | 0.042274 | 39402.3 | 39911.8 | 34912.8
1928 | 0.99313 | 14443.7 | 1.2401 | 18807.7 | 1.6925 | 1062.28 | 0.31859 | 8533.17 | 0.83161 | 1038.46 | 8533.17 | 6455.38 | 0.21376 | 39444.1 | 2335.83 | 0.86478 | 37992.7 | 37677.4 | 20388.9
1929 | 2.299 | 20167.9 | 2.4881 | 26100.6 | 2.8307 | 0 | 0.69252 | 34425.3 | 2.085 | 0 | 34425.3 | 11816.7 | 0.64607 | 39046.4 | 65.6953 | 2.049 | 37955.6 | 21250 | 7130.05
1930 | 3.1051 | 22403.7 | 3.4638 | 17544.1 | 3.7023 | 505.185 | 1.2761 | 37848.6 | 2.411 | 0 | 37848.6 | 9979.15 | 1.4406 | 36441.2 | 0 | 3.0361 | 37796.3 | 32424.6 | 7312.77
1931 | 3.248 | 14791 | 4.129 | 24262.4 | 4.256 | 11656.3 | 1.5103 | 37827.7 | 3.7488 | 0 | 37827.7 | 9187.62 | 2.8634 | 30631.3 | 0 | 2.5393 | 38637.8 | 22904.4 | 6900.12
1932 | 4.3176 | 11089.6 | 4.4716 | 25330.2 | 4.4916 | 8066.37 | 1.455 | 39306 | 4.135 | 0 | 39306 | 8023.83 | 1.9389 | 34261.4 | 0 | 3.3056 | 37732.7 | 22542.3 | 7434.46
1933 | 4.293 | 6846.06 | 4.5139 | 23756.5 | 4.4012 | 10371.1 | 1.2394 | 39308.8 | 4.2385 | 16.2649 | 39308.8 | 7458.47 | 3.5357 | 25648.5 | 0 | 3.4177 | 37168 | 21729.9 | 7850.21
1934 | 0.90188 | 2774.58 | 4.2417 | 25937.5 | 3.9893 | 19883.5 | 1.8563 | 39239.3 | 4.0713 | 942.752 | 39239.3 | 10191.4 | 2.4466 | 27449.4 | 0 | 3.2853 | 37722.8 | 19789 | 14403.7
1935 | 3.2883 | 112.483 | 3.6769 | 20002.7 | 3.3041 | 31024.6 | 1.7474 | 38438.8 | 3.6404 | 1734.39 | 38438.8 | 12740.1 | 2.4395 | 29475 | 0 | 2.2793 | 37468.1 | 19339 | 18901.8
1936 | 0.19834 | 0 | 2.8138 | 21136.2 | 2.3401 | 38594.2 | 0.67997 | 36457.5 | 2.8946 | 1872.37 | 36457.5 | 11268.7 | 2.7988 | 35028.6 | 0 | 1.7974 | 38639.4 | 15816.3 | 21013.5
1937 | 1.1319 | 0 | 1.6828 | 19388.5 | 1.135 | 39277.8 | 0.55507 | 24484.5 | 1.8414 | 3473.51 | 24484.5 | 9309.32 | 1.773 | 35741.9 | 0 | 1.5235 | 38685.5 | 24241.2 | 30828.5
1938 | 0.31689 | 635.111 | 0.46596 | 19698.9 | 0.12123 | 38480.1 | 0.1629 | 19153.3 | 0.64623 | 3561.34 | 19153.3 | 9956.9 | 0.61081 | 39308.2 | 0 | 0.51433 | 38729.7 | 32006.7 | 37477.4
1939 | 0 | 1982.81 | 0 | 19942.2 | 0 | 35830.6 | 0 | 28359 | 0 | 6239.18 | 28359 | 10174.1 | 0 | 40053.4 | 0 | 0 | 34578 | 34246.9 | 37915.4
1940 | 0 | 1755.7 | 0 | 29282.6 | 0 | 34519.8 | 0 | 33401.7 | 0 | 7104.21 | 33401.7 | 6605.18 | 0 | 40053.4 | 0 | 0 | 36288.2 | 36496.4 | 38334.7
1941 | 0 | 0 | 0 | 33446.8 | 0 | 38732.8 | 0 | 33795.1 | 0 | 11569.9 | 33795.1 | 7606 | 0 | 40053.4 | 0 | 0 | 36442.7 | 37513.9 | 38387.5
1942 | 0 | 0 | 0 | 32196.3 | 0 | 35748.3 | 0 | 34742.2 | 0 | 4768.8 | 34742.2 | 891.425 | 0 | 40053.4 | 0 | 0 | 37074.4 | 38793.6 | 40053.4
1943 | 0 | 1581.56 | 0 | 33722 | 0 | 22059.7 | 0 | 34841 | 0 | 5653.51 | 34841 | 0 | 0 | 40015.9 | 0 | 0 | 34267.2 | 39269.5 | 39764
1944 | 0 | 0 | 0 | 36158.4 | 0 | 1844.28 | 0 | 37012.6 | 0 | 4247.69 | 37012.6 | 0 | 0 | 39058.2 | 0 | 0 | 37634.1 | 39615 | 39368.2
1945 | 0 | 0 | 0 | 32566.7 | 0 | 19185 | 0 | 36991 | 0 | 2648.71 | 36991 | 0 | 0 | 37003.3 | 0 | 0 | 37964.3 | 39985.9 | 38132.3
1946 | 0 | 0 | 0 | 34456.6 | 0 | 5914.68 | 0 | 36717 | 0 | 1555.29 | 36717 | 0 | 0 | 33216.1 | 0 | 0 | 39122.3 | 40053.4 | 38194.1
1947 | 0 | 0 | 0 | 35613 | 0 | 2314.69 | 0 | 30513.4 | 0 | 1362.91 | 30513.4 | 0 | 0 | 27501.4 | 0 | 0 | 39489.5 | 39960.3 | 37484.9
1948 | 0 | 0 | 0 | 35521.2 | 0 | 2835.49 | 0 | 29911.5 | 0 | 0 | 29911.5 | 0 | 0 | 23271.6 | 0 | 0 | 39288.7 | 40041.2 | 33319.1
1949 | 0 | 0 | 0 | 29167.6 | 0 | 1604.12 | 0 | 25906.4 | 0 | 0 | 25906.4 | 0 | 0 | 15329.8 | 0 | 0 | 39520.1 | 40053.4 | 23589.9
1950 | 0 | 929.558 | 0 | 22661.5 | 0 | 7528.8 | 0 | 18733.8 | 0 | 0 | 18733.8 | 0 | 0 | 11703.1 | 0 | 0 | 39802.1 | 40053.4 | 12745.7
1951 | 0.2049 | 3140.26 | 0.15423 | 15880.4 | 0.50455 | 2913.16 | 0 | 14034.4 | 0.045591 | 0 | 14034.4 | 0 | 0.051547 | 5182.15 | 0 | 0.015677 | 39313.6 | 40053.4 | 14845.6
1952 | 1.3796 | 317.067 | 1.2238 | 14310.4 | 1.6967 | 2111.89 | 0.048912 | 12246.6 | 0.93771 | 1017.74 | 12246.6 | 0 | 0.97343 | 3627.6 | 0 | 0.22768 | 39793.3 | 40053.4 | 8430.58
1953 | 2.6567 | 0 | 2.4312 | 19317.3 | 2.829 | 11231.9 | 0.31851 | 10680.7 | 2.1329 | 0 | 10680.7 | 0 | 2.1567 | 2562.07 | 0 | 0.47907 | 39732.9 | 40053.4 | 6928.04
1954 | 3.6515 | 0 | 3.3347 | 16279.3 | 3.6677 | 1919.78 | 0.71343 | 11417.9 | 3.1029 | 0 | 11417.9 | 0 | 3.0985 | 957.106 | 0 | 0.59239 | 39478.3 | 40047.2 | 8598.91
1955 | 4.3211 | 0 | 3.9503 | 10868.2 | 4.1928 | 944.708 | 1.6515 | 10214.7 | 3.7191 | 0 | 10214.7 | 0 | 3.7429 | 1243 | 0 | 0.44565 | 38777 | 39867.1 | 1653.6
1956 | 4.632 | 0 | 4.3022 | 6624.46 | 4.4219 | 1215.28 | 0.75819 | 6810.99 | 4.0575 | 0 | 6810.99 | 0 | 4.0881 | 2967.87 | 0 | 0.61043 | 37571.4 | 39579 | 838.424
1957 | 4.6381 | 0 | 3.7974 | 4973.42 | 4.3485 | 945.848 | 1.2559 | 9772.28 | 4.1531 | 0 | 9772.28 | 0 | 4.1527 | 0 | 0 | 0.42751 | 30703.4 | 38934.7 | 0
1958 | 4.3311 | 0 | 4.1111 | 8897.45 | 3.9673 | 0 | 2.0356 | 13825.4 | 3.973 | 0 | 13825.4 | 0 | 3.9438 | 0 | 0 | 0.59615 | 32172.8 | 36646.8 | 0
1959 | 3.7594 | 0 | 3.5772 | 7980.95 | 3.2943 | 230.499 | 0.9409 | 11918.4 | 3.5264 | 0 | 11918.4 | 0 | 3.4838 | 0 | 0 | 0.10929 | 32396.6 | 37387.3 | 0
1960 | 2.8545 | 2149.47 | 2.7557 | 8062.47 | 2.3247 | 3225.64 | 1.1913 | 12157.6 | 2.8112 | 0 | 12157.6 | 1169.25 | 2.7627 | 0 | 0 | 0.029115 | 32943.5 | 38514 | 537.616
1961 | 1.6724 | 2064.8 | 1.6334 | 9372.13 | 1.133 | 3843.59 | 0.55451 | 19454.9 | 1.8036 | 0 | 19454.9 | 3425.62 | 1.7629 | 1945.82 | 0 | 0.14102 | 23789.5 | 39860.7 | 19660.6
1962 | 0.44818 | 1275.28 | 0.45126 | 16531.6 | 0.12672 | 4151.15 | 0.079307 | 6433.87 | 0.64616 | 0 | 6433.87 | 635.421 | 0.61264 | 6790.35 | 0 | 0.47609 | 13872.8 | 40053.4 | 39609.3
1963 | 0 | 818.36 | 0 | 24995.8 | 0 | 2935.36 | 0 | 12431 | 0 | 3110.11 | 12431 | 4834.75 | 0 | 8324.01 | 0 | 0 | 8502.4 | 40053.4 | 39751
1964 | 0 | 9044.62 | 0 | 32392.6 | 0 | 3559.2 | 0 | 30138.2 | 0 | 1843.95 | 30138.2 | 6428.17 | 0 | 2832.97 | 0 | 0 | 10210.9 | 40053.4 | 38878.8
1965 | 0 | 15020.8 | 0 | 37121.9 | 0 | 2851.07 | 0 | 27026.9 | 0 | 0 | 27026.9 | 10375 | 0 | 0 | 570.058 | 0 | 12115.9 | 40053.4 | 40053.4
1966 | 0 | 25268 | 0 | 37479.7 | 0 | 2930.07 | 0 | 25756.2 | 0 | 0 | 25756.2 | 0 | 0 | 263.469 | 1115.16 | 0 | 4155.63 | 40053.4 | 40053.4
1967 | 0 | 14741.7 | 0 | 38798.2 | 0 | 0 | 0 | 22521 | 0 | 3458.97 | 22521 | 0 | 0 | 641.144 | 0 | 0 | 11573.6 | 40053.4 | 39958.2
1968 | 0 | 16394.6 | 0 | 34779.9 | 0 | 0 | 0 | 26261.5 | 0 | 2465.79 | 26261.5 | 0 | 0 | 0 | 703.809 | 0 | 5735.28 | 39830.8 | 40053.4
1969 | 0 | 34148.5 | 0 | 29363.5 | 0 | 0 | 0 | 22610.6 | 0 | 1851.77 | 22610.6 | 0 | 0 | 816.531 | 1259.58 | 0 | 1882.7 | 38766.2 | 40053.4
1970 | 0 | 39680.9 | 0 | 26658.5 | 0 | 0 | 0 | 18869.6 | 0 | 10170.9 | 18869.6 | 0 | 0 | 585.34 | 1430.25 | 0 | 4657.47 | 35025.3 | 39548.6
1971 | 0 | 38164 | 0 | 21474.6 | 0 | 0 | 0 | 0 | 0 | 13191.3 | 0 | 49.9447 | 0 | 1375.7 | 1014.18 | 0 | 5581.11 | 27953.6 | 39583.3
1972 | 0 | 38170.2 | 0 | 16620.4 | 0 | 0 | 0 | 0 | 0 | 4307.13 | 0 | 8190.06 | 0 | 0 | 2597.65 | 0 | 6964.98 | 26679.2 | 39615.2
1973 | 0 | 39330.6 | 0 | 8983.44 | 0 | 0 | 0 | 5048.36 | 0 | 5561.22 | 5048.36 | 4751.73 | 0 | 0 | 3710.4 | 0 | 7419.6 | 29478.6 | 38245.6
1974 | 0 | 38246.5 | 0 | 9763.5 | 0 | 0 | 0 | 0 | 0 | 1762.62 | 0 | 30307.7 | 0 | 0 | 2199.84 | 0 | 7877.19 | 32211.9 | 33991
1975 | 0.21316 | 36852.2 | 0.1613 | 10406.6 | 0.51848 | 0 | 0.0048168 | 122.119 | 0.013841 | 589.235 | 122.119 | 18264.6 | 0.064089 | 28262.9 | 3107.57 | 0.0099847 | 18290.2 | 25632.3 | 15092.5
1976 | 1.3424 | 32690.3 | 1.2322 | 7943.5 | 1.6869 | 0 | 0.28133 | 188.684 | 0.17858 | 9948.33 | 188.684 | 7847.21 | 0.91965 | 29092.9 | 0 | 0.14058 | 23031.9 | 16236.2 | 877.425
1977 | 2.5791 | 38012.3 | 2.4578 | 7240.69 | 2.7302 | 0 | 1.2102 | 0 | 1.0071 | 4767.93 | 0 | 24580.9 | 2.0151 | 29736.5 | 0 | 0.185 | 25039.3 | 9882.57 | 1017.72
1978 | 3.3154 | 36148.3 | 3.4404 | 10152.6 | 3.4643 | 968.628 | 1.7539 | 0 | 2.8954 | 22749.9 | 0 | 14979.8 | 2.8984 | 26883.2 | 0 | 0.22294 | 27833.4 | 13030.1 | 1807.69
1979 | 3.9313 | 30479.2 | 4.1069 | 5685.9 | 3.9598 | 2046.66 | 2.2594 | 662.77 | 3.5038 | 9959.5 | 662.77 | 12376.6 | 3.4409 | 28504.4 | 0 | 0.39895 | 31595.2 | 12043.9 | 2061.42
1980 | 4.2707 | 37877.9 | 4.4361 | 7556.61 | 4.2017 | 2118.08 | 1.6586 | 67.9194 | 3.8419 | 10770.4 | 67.9194 | 7594.7 | 3.7319 | 27988.1 | 0 | 1.3208 | 35398.9 | 6889.67 | 2458.94
1981 | 4.1445 | 39281 | 4.4427 | 8767.68 | 4.1451 | 2033.57 | 2.7254 | 292.238 | 3.9012 | 14382.5 | 292.238 | 10347.4 | 2.0952 | 23492.8 | 0 | 1.6602 | 36385.6 | 1352.86 | 881.515
1982 | 3.5517 | 39755.4 | 4.1518 | 13669.5 | 3.8005 | 8334.39 | 2.2433 | 0 | 2.6212 | 14121.4 | 0 | 7051.03 | 1.5037 | 10760.6 | 2200.47 | 1.1867 | 34825.9 | 3533.13 | 2911.27
1983 | 3.3469 | 40053.4 | 3.5608 | 13238.9 | 3.1521 | 6732.3 | 2.0747 | 495.598 | 2.475 | 11479.1 | 495.598 | 7250.52 | 2.2419 | 5248.54 | 6047.04 | 1.3866 | 36019.8 | 6018.76 | 7420.97
1984 | 2.2967 | 40053.4 | 2.7228 | 16553.2 | 2.2368 | 4629.31 | 1.4042 | 576.915 | 2.6033 | 11404.1 | 576.915 | 3524.63 | 1.27 | 3412.02 | 4902.25 | 1.7848 | 38212.4 | 5111.28 | 19937
1985 | 1.276 | 39697.9 | 1.6348 | 15412.3 | 1.091 | 1027.07 | 1.0256 | 1211.97 | 1.6534 | 6262.91 | 1211.97 | 3213.01 | 0.59153 | 1099.84 | 7599.19 | 0.73435 | 38987.1 | 2285.82 | 16021.3
1986 | 0.2728 | 36910.7 | 0.46397 | 7251.23 | 0.12859 | 853.361 | 0.30098 | 2631.03 | 0.5903 | 23328 | 2631.03 | 2614 | 0.52883 | 1678.45 | 8879.58 | 0.29501 | 39388.2 | 597.245 | 12837.2
1987 | 0 | 26322 | 0 | 2330.95 | 0 | 1328.46 | 0 | 6376.26 | 0 | 8401.53 | 6376.26 | 3202.52 | 0 | 3049.78 | 4790.36 | 0 | 39424.1 | 1662.67 | 4573.15
1988 | 0 | 34034.9 | 0 | 6955.54 | 0 | 0 | 0 | 8144.62 | 0 | 4194.36 | 8144.62 | 5821.83 | 0 | 3981.92 | 22414.2 | 0 | 38263.7 | 5855.37 | 21015.6
1989 | 0 | 32737.7 | 0 | 14196.7 | 0 | 0 | 0 | 6278.05 | 0 | 3830.63 | 6278.05 | 7389.94 | 0 | 4712.25 | 19153.6 | 0 | 36827 | 7880.71 | 33925.1
1990 | 0 | 28681.3 | 0 | 24000.7 | 0 | 0 | 0 | 10938.3 | 0 | 1334.62 | 10938.3 | 6967.6 | 0 | 6375.37 | 17843.6 | 0 | 34259.8 | 16371.9 | 35502
1991 | 0 | 23312.3 | 0 | 35269.3 | 0 | 0 | 0 | 6376.15 | 0 | 941.382 | 6376.15 | 13615.5 | 0 | 5239.78 | 13904 | 0 | 25616.1 | 33986 | 30083.2
1992 | 0 | 25929.7 | 0 | 35702.4 | 0 | 0 | 0 | 3531.76 | 0 | 1111.19 | 3531.76 | 5290.47 | 0 | 9908.58 | 12908 | 0 | 12623 | 39308.5 | 34980
1993 | 0 | 26777.2 | 0 | 34522.1 | 0 | 0 | 0 | 4027.56 | 0 | 85.0407 | 4027.56 | 1082.54 | 0 | 15394.2 | 10592 | 0 | 11354 | 40053.4 | 35612.1
1994 | 0 | 19525.3 | 0 | 29347.4 | 0 | 0 | 0 | 4506.09 | 0 | 0 | 4506.09 | 0 | 0 | 13511.2 | 11730.9 | 0 | 11389.5 | 40053.4 | 32883.9
1995 | 0 | 21998 | 0 | 17705.1 | 0 | 0 | 0 | 5766.58 | 0 | 0 | 5766.58 | 0 | 0 | 9987.99 | 11449.8 | 0 | 10852.7 | 40053.4 | 27264.3
1996 | 0 | 22630.7 | 0 | 12248 | 0 | 0 | 0 | 3274.69 | 0 | 0 | 3274.69 | 0 | 0 | 4449.28 | 12332.7 | 0 | 7895.94 | 40053.4 | 14461.4
1997 | 0 | 24905.7 | 0 | 13923.7 | 0 | 0 | 0 | 4197.22 | 0 | 0 | 4197.22 | 0 | 0 | 7340.1 | 14313.6 | 0 | 21923.9 | 39466.4 | 2176.88
1998 | 0 | 17934.1 | 0 | 13764.8 | 0 | 0 | 0 | 1620.95 | 0 | 0 | 1620.95 | 0 | 0 | 9637.21 | 14965.6 | 0 | 36085.4 | 37584.5 | 0
1999 | 0.15988 | 12175.8 | 0.181 | 13687 | 0.53647 | 662.415 | 0.05565 | 2808.07 | 0.046028 | 1292.27 | 2808.07 | 0 | 0.028836 | 8476.76 | 13069 | 0.073179 | 32212.1 | 38508.7 | 0
2000 | 0.83376 | 26655.9 | 1.2189 | 9563.32 | 1.7239 | 1588.54 | 0.42876 | 3701.03 | 0.30079 | 655.089 | 3701.03 | 0 | 0.38286 | 7777.66 | 10551.5 | 0.88882 | 28482.9 | 38482.8 | 5759.6
2001 | 1.8742 | 32728.4 | 0.77104 | 12117.7 | 2.8351 | 606.858 | 1.4138 | 997.441 | 1.9199 | 2835.03 | 997.441 | 0 | 1.9129 | 7184.06 | 3099.76 | 0.70653 | 29058.2 | 36120.8 | 3657.23
2002 | 2.8629 | 35423.9 | 3.3548 | 6726.99 | 3.6465 | 0 | 1.8434 | 1806.12 | 2.8027 | 11102.6 | 1806.12 | 0 | 2.7757 | 8059.48 | 1367.53 | 1.1642 | 23063.3 | 31552.1 | 5985.44
2003 | 3.4811 | 30779.7 | 3.9739 | 5170.81 | 4.1789 | 1196.61 | 1.8199 | 855.515 | 3.4155 | 18546 | 855.515 | 2086.3 | 3.355 | 10875.5 | 3142.88 | 1.8333 | 19360.6 | 28769.6 | 6927.91
2004 | 4.3336 | 35318.2 | 4.3227 | 5451.84 | 4.3878 | 3207.23 | 2.7041 | 5442.43 | 3.7663 | 37383.6 | 5442.43 | 14488.4 | 3.6761 | 12589.2 | 5540.5 | 1.3917 | 18026.1 | 23607.8 | 13843.2
2005 | 4.3843 | 20180 | 3.351 | 5206.26 | 4.3033 | 5449.16 | 2.2995 | 10017.8 | 3.862 | 31049.4 | 10017.8 | 19569.1 | 3.7517 | 27464 | 6879.54 | 2.7073 | 17506.6 | 13679.9 | 36398.4
2006 | 3.388 | 12189.8 | 3.4667 | 7998.08 | 3.9322 | 8552.41 | 1.8689 | 1426.03 | 3.6918 | 36241.5 | 1426.03 | 18249.1 | 3.558 | 37566.8 | 9412.64 | 4.0491 | 24265.4 | 24595.5 | 39427.7
2007 | 3.5924 | 8404.18 | 2.9517 | 11709.2 | 3.2515 | 9375.46 | 2.2197 | 7.4107 | 3.2572 | 38943.6 | 7.4107 | 23776 | 3.1329 | 40044.6 | 11277.8 | 3.5519 | 23320.1 | 30609.3 | 39483.4
2008 | 2.0196 | 5144.4 | 2.3779 | 14251.6 | 2.2732 | 4772.08 | 0.93502 | 844.517 | 2.5681 | 40053.4 | 844.517 | 38999.9 | 2.4571 | 39885.8 | 12497 | 2.7813 | 20635.5 | 33663.8 | 38679.1
2009 | 1.1053 | 1376.67 | 1.3689 | 16708.6 | 0.91742 | 2635.35 | 1.1664 | 0 | 1.63 | 38814.4 | 0 | 31394.6 | 1.5399 | 40050.5 | 10836 | 1.7368 | 16921.8 | 16584.7 | 36358.4
2010 | 0.31111 | 0 | 0.22631 | 27669.7 | 0.10586 | 7046.83 | 0.53628 | 674.29 | 0.58662 | 39063.2 | 674.29 | 10175.1 | 0.53652 | 40053.4 | 9847.86 | 0.6177 | 14491 | 4395.06 | 32454.6
2011 | 0 | 0 | 0 | 35608.1 | 0 | 19227.4 | 0 | 0 | 0 | 38051.6 | 0 | 13422.2 | 0 | 40053.4 | 12813.1 | 0 | 21080.8 | 2913.6 | 31029.7
2012 | 0 | 4163.21 | 0 | 35134.4 | 0 | 19629.5 | 0 | 681.532 | 0 | 35718.9 | 681.532 | 27809.1 | 0 | 40053.4 | 14073.9 | 0 | 11967.8 | 2925.49 | 27903.2
2013 | 0 | 10547.8 | 0 | 36916.1 | 0 | 33994.4 | 0 | 0 | 0 | 32164.4 | 0 | 23789.2 | 0 | 40053.4 | 15821.6 | 0 | 6770.2 | 4275.62 | 36495.6
2014 | 0 | 12235.6 | 0 | 35119.9 | 0 | 39141.4 | 0 | 2126.7 | 0 | 39037 | 2126.7 | 15342.3 | 0 | 40053.4 | 13637 | 0 | 5314.5 | 4895.4 | 39408
2015 | 0 | 19252.8 | 0 | 39500.2 | 0 | 38256.4 | 0 | 5709.81 | 0 | 34392.5 | 5709.81 | 5426.38 | 0 | 40053.4 | 8168.09 | 0 | 8923.8 | 4422.88 | 38882.9
2016 | 0 | 31930.6 | 0 | 39449.3 | 0 | 13324.1 | 0 | 5528.75 | 0 | 37848.1 | 5528.75 | 7886.22 | 0 | 40053.4 | 7946.83 | 0 | 9091.33 | 7289.54 | 38326.8
2017 | 0 | 30569.6 | 0 | 39378.2 | 0 | 5365.45 | 0 | 5992.71 | 0 | 34735.4 | 5992.71 | 5660.86 | 0 | 40053.4 | 6985.35 | 0 | 8238.39 | 20728.3 | 35705.5
2018 | 0 | 27621 | 0 | 39067.9 | 0 | 14773.5 | 0 | 8179 | 0 | 37332.6 | 8179 | 2007.9 | 0 | 40053.4 | 9364.48 | 0 | 7646.49 | 37424.7 | 27658.5
2019 | 0 | 36395 | 0 | 34365.3 | 0 | 29511.4 | 0 | 18536.1 | 0 | 32016.1 | 18536.1 | 3836.76 | 0 | 40053.4 | 9569.7 | 0 | 7938.57 | 38485.4 | 29542.5
2020 | 0 | 37590.6 | 0 | 24873.2 | 0 | 38688.7 | 0 | 12934.5 | 0 | 32835.9 | 12934.5 | 3093.86 | 0 | 40053.4 | 10461.2 | 0 | 9338.86 | 37408.4 | 28277.7
2021 | 0 | 38963.6 | 0 | 21240.6 | 0 | 39545 | 0 | 6260.71 | 0 | 30427.4 | 6260.71 | 1032.82 | 0 | 40053.4 | 10389.8 | 0 | 5525.48 | 33471.4 | 21211.1
2022 | 0 | 36818.6 | 0 | 20887.3 | 0 | 36169 | 0 | 3206.05 | 0 | 27252.7 | 3206.05 | 1330.23 | 0 | 40053.4 | 8271.1 | 0 | 3166.97 | 25907.7 | 13025.7
2023 | 0.22468 | 30946.5 | 0.1279 | 20580.1 | 0.28374 | 26649.7 | 0.091666 | 1202.41 | 0.051474 | 25474.6 | 1202.41 | 210.837 | 0.061557 | 40053.4 | 6966.32 | 0.0073956 | 1243.12 | 8902.44 | 2971.63
2024 | 1.3458 | 28261.3 | 0.47438 | 28580.6 | 0.69127 | 14118.1 | 0.84677 | 0 | 0.86644 | 16261.5 | 0 | 0 | 0.88617 | 40053.4 | 4110.01 | 0.092353 | 923.877 | 4076.62 | 1186.77
2025 | 2.1104 | 33965.9 | 0.91112 | 26014.5 | 1.7501 | 6221.16 | 0.60781 | 0 | 1.9267 | 5593.11 | 0 | 594.853 | 1.9218 | 40053.4 | 0 | 0.18465 | 813.1 | 3706.73 | 0
2026 | 2.2015 | 15618.5 | 1.2914 | 30764.4 | 1.5778 | 5126.54 | 1.7637 | 0 | 2.8073 | 4849.76 | 0 | 17119.5 | 2.3528 | 40053.4 | 0 | 0.49601 | 0 | 865.239 | 0
2027 | 2.8401 | 5568 | 1.9372 | 27971.3 | 2.3427 | 1680.31 | 2.4255 | 0 | 3.388 | 5546.22 | 0 | 29627.3 | 3.106 | 40053.4 | 0 | 0.78058 | 2121.36 | 2662.32 | 0
2028 | 3.6221 | 3612.48 | 3.367 | 25103.9 | 2.0752 | 2020.77 | 3.1328 | 10084.9 | 3.7226 | 5310.38 | 10084.9 | 26471.2 | 3.1989 | 17000.7 | 0 | 0.87307 | 4993.16 | 0 | 0
2029 | 4.8226 | 2485.86 | 3.1486 | 26738.4 | 2.9866 | 2546.41 | 2.5691 | 15190.4 | 3.7944 | 5758.49 | 15190.4 | 29164.9 | 3.1143 | 1030.95 | 0 | 2.3577 | 9327.19 | 0 | 0
2030 | 4.4994 | 763.707 | 2.6924 | 34507.7 | 1.4832 | 831.132 | 2.9898 | 7360.37 | 3.1046 | 6528.2 | 7360.37 | 21814.3 | 2.0576 | 0 | 0 | 2.0978 | 7468.12 | 0 | 0
2031 | 2.7179 | 136.081 | 2.7891 | 35643.3 | 1.9386 | 5084.56 | 0.87252 | 9559.4 | 3.2067 | 10977.2 | 9559.4 | 18044.9 | 2.6069 | 0 | 0 | 2.095 | 9412.71 | 0 | 0
2032 | 2.9183 | 1907.73 | 2.1649 | 32387.6 | 1.3745 | 5477.82 | 1.6083 | 5304.67 | 2.5177 | 18973.6 | 5304.67 | 27879.5 | 2.4259 | 99.3782 | 0 | 1.1627 | 14426.6 | 0 | 0
2033 | 1.7118 | 2568.13 | 0.78774 | 37144.1 | 0.60588 | 3923.7 | 0.39675 | 4558.48 | 1.5985 | 2047.18 | 4558.48 | 8102.49 | 1.5324 | 0 | 0 | 1.1598 | 16479.9 | 0 | 5367.42
2034 | 0.46758 | 9908.03 | 0.07711 | 37931.8 | 0.089993 | 0 | 0.028969 | 2908.13 | 0.58012 | 6797.96 | 2908.13 | 8024.58 | 0.5389 | 0 | 0 | 0.44867 | 19240.6 | 1170.88 | 19395.4
2035 | 0 | 24271.3 | 0 | 38552.3 | 0 | 5891.03 | 0 | 6663.27 | 0 | 4713.38 | 6663.27 | 9675.94 | 0 | 0 | 0 | 0 | 16077.6 | 8145.07 | 20571.2
2036 | 0 | 22373.6 | 0 | 34136 | 0 | 2906.48 | 0 | 19558.8 | 0 | 26462.3 | 19558.8 | 2598.6 | 0 | 0 | 0 | 0 | 13042.9 | 30272.6 | 9049.44
2037 | 0 | 28100 | 0 | 30277.5 | 0 | 2518.59 | 0 | 13866.9 | 0 | 28285.3 | 13866.9 | 4711.8 | 0 | 0 | 0 | 0 | 14253.6 | 35841.1 | 12879.6
2038 | 0 | 32118.2 | 0 | 35967.7 | 0 | 1974.26 | 0 | 5324.02 | 0 | 37726 | 5324.02 | 6287.07 | 0 | 767.119 | 0 | 0 | 10062.9 | 39978.1 | 24070.6
2039 | 0 | 34770.8 | 0 | 39493.5 | 0 | 0 | 0 | 2947.29 | 0 | 33550.8 | 2947.29 | 0 | 0 | 3826.3 | 0 | 0 | 14026.9 | 39727.8 | 24106.4
2040 | 0 | 33539.3 | 0 | 39719.3 | 0 | 0 | 0 | 11064.6 | 0 | 36353.7 | 11064.6 | 10940.9 | 0 | 3166.99 | 0 | 0 | 9462.63 | 39924.2 | 34532.2
2041 | 0 | 28518.5 | 0 | 39283.8 | 0 | 357.918 | 0 | 21764.2 | 0 | 35796.8 | 21764.2 | 7252.25 | 0 | 0 | 0 | 0 | 8074.79 | 40053.4 | 27968.8
2042 | 0 | 32972.3 | 0 | 37373.1 | 0 | 104.229 | 0 | 12102.2 | 0 | 29090.3 | 12102.2 | 0 | 0 | 0 | 0 | 0 | 10084.7 | 40053.4 | 15344.6
2043 | 0 | 26285.3 | 0 | 34430.1 | 0 | 460.61 | 0 | 4026.2 | 0 | 35089 | 4026.2 | 12062.7 | 0 | 0 | 0 | 0 | 7635.76 | 40053.4 | 7415.35
2044 | 0 | 26518.6 | 0 | 26661 | 0 | 0 | 0 | 5607.58 | 0 | 35407.6 | 5607.58 | 32757.4 | 0 | 0 | 0 | 0 | 5023.92 | 40053.4 | 2372.3
2045 | 0 | 25044.2 | 0 | 24015 | 0 | 0 | 0 | 21040.8 | 0 | 31156.5 | 21040.8 | 29823 | 0 | 0 | 0 | 0 | 3645.11 | 40053.4 | 0
2046 | 0 | 26680 | 0 | 15194.1 | 0 | 0 | 0 | 36422.7 | 0 | 30653.2 | 36422.7 | 21073.5 | 0 | 990.908 | 0 | 0 | 2447.91 | 40053.4 | 0
2047 | 0.25164 | 28010.4 | 0.19806 | 8649.33 | 0.38602 | 0 | 0.11495 | 36457.9 | 0.054649 | 30583.7 | 36457.9 | 11177 | 0.035647 | 4121.42 | 0 | 0.025833 | 1400.28 | 40053.4 | 978.023
2048 | 1.4085 | 33129.8 | 1.2315 | 11719 | 0.97216 | 0 | 1.0973 | 14994.6 | 0.8625 | 21842.5 | 14994.6 | 9854.98 | 0.53896 | 1030.67 | 0 | 0.22812 | 0 | 40053.4 | 0
2049 | 2.6007 | 27622 | 2.4081 | 14128.8 | 2.0853 | 0 | 2.2514 | 1873.28 | 1.4694 | 17512.7 | 1873.28 | 38195.4 | 0.53471 | 0 | 0 | 1.1531 | 0 | 40053.4 | 1000.31
2050 | 3.4909 | 30125.5 | 3.3469 | 17716.2 | 2.6419 | 99.3078 | 3.156 | 721.322 | 2.4786 | 19174.2 | 721.322 | 39397 | 0.48054 | 0 | 0 | 2.824 | 0 | 40053.4 | 6892.56
2051 | 4.1004 | 36766.2 | 4.0068 | 20996.1 | 0.89954 | 9853.96 | 3.7711 | 13647.7 | 2.7738 | 10507 | 13647.7 | 39571.7 | 0.72583 | 1124.3 | 0 | 2.8066 | 0 | 39642.6 | 3929.7
2052 | 3.5529 | 37676.3 | 4.3432 | 37761 | 1.9259 | 3328.2 | 4.0939 | 36809.2 | 3.1618 | 9055.45 | 36809.2 | 38684.4 | 0.75367 | 6723.34 | 0 | 2.124 | 0 | 38396.9 | 1258.3
2053 | 3.2032 | 39700.9 | 4.3905 | 40053.4 | 3.3559 | 2075.61 | 4.1486 | 37357.7 | 2.761 | 8522.75 | 37357.7 | 37565.6 | 0.81879 | 12317.8 | 0 | 3.298 | 0 | 37690.2 | 6527.23
2054 | 3.0875 | 40053.4 | 4.1471 | 40053.4 | 1.0434 | 11282.1 | 3.927 | 31588.2 | 2.4251 | 10611.4 | 31588.2 | 34685.3 | 1.2372 | 26200.5 | 0 | 3.1463 | 0 | 36801.2 | 8223
2055 | 2.5272 | 40053.4 | 3.5878 | 40053.4 | 1.9947 | 9298.56 | 3.4456 | 30505.2 | 2.3736 | 13725.8 | 30505.2 | 33816.1 | 2.1308 | 33253.7 | 0 | 1.2841 | 77.9084 | 36666.7 | 13757.4
2056 | 1.6384 | 40053.4 | 2.7627 | 40053.4 | 1.7096 | 7291.25 | 2.723 | 28302.4 | 2.1038 | 17557.6 | 28302.4 | 38116.1 | 1.7565 | 37003.9 | 0 | 2.2681 | 0 | 37465.7 | 22012.3
2057 | 1.1035 | 40053.4 | 1.6574 | 39999.1 | 1.1431 | 6486.62 | 1.7062 | 7399.51 | 0.23959 | 20054.6 | 7399.51 | 31832.3 | 0.98067 | 37382.7 | 0 | 1.6696 | 0 | 39227.9 | 21426.1
2058 | 0.21569 | 40053.4 | 0.47529 | 36167.6 | 0.15101 | 4542.13 | 0.57486 | 16989.4 | 0.26162 | 23796.9 | 16989.4 | 32301.8 | 0.42217 | 35450.2 | 0 | 0.61532 | 129.729 | 39865.3 | 21114
2059 | 0 | 40053.4 | 0 | 18943 | 0 | 7582.52 | 0 | 742.59 | 0 | 32649.5 | 742.59 | 35347.6 | 0 | 22977.8 | 0 | 0 | 719.822 | 40053.4 | 23653.4
2060 | 0 | 40053.4 | 0 | 16079.7 | 0 | 11150.8 | 0 | 5982.97 | 0 | 27686.8 | 5982.97 | 34277.2 | 0 | 18462 | 163.617 | 0 | 1350.2 | 40053.4 | 11998.6
2061 | 0 | 40053.4 | 0 | 34292.3 | 0 | 31984.3 | 0 | 38277 | 0 | 28216.3 | 38277 | 38154.7 | 0 | 15086.7 | 682.579 | 0 | 28873.6 | 40053.4 | 3377.27
2062 | 0 | 40053.4 | 0 | 38236.5 | 0 | 10082.9 | 0 | 37595 | 0 | 35232.6 | 37595 | 39347.2 | 0 | 15311.6 | 821.221 | 0 | 40028.4 | 40053.4 | 8482.01
2063 | 0 | 40053.4 | 0 | 35084.3 | 0 | 18262.5 | 0 | 25871.3 | 0 | 37542.2 | 25871.3 | 37145.6 | 0 | 20819.3 | 0 | 0 | 39889.5 | 40053.4 | 16685.2
2064 | 0 | 40053.4 | 0 | 36266.3 | 0 | 7448.82 | 0 | 0 | 0 | 27294.2 | 0 | 8866.88 | 0 | 20932.5 | 0 | 0 | 40053.4 | 40053.4 | 16735.8
2065 | 0 | 40053.4 | 0 | 25969.1 | 0 | 7288.19 | 0 | 0 | 0 | 33982.9 | 0 | 0 | 0 | 17183.4 | 0 | 0 | 39467.3 | 40053.4 | 21335.3
2066 | 0 | 40053.4 | 0 | 18478 | 0 | 5963.85 | 0 | 0 | 0 | 27891.9 | 0 | 0 | 0 | 23178.6 | 0 | 0 | 39277 | 40053.4 | 9310.33
2067 | 0 | 40053.4 | 0 | 16715.8 | 0 | 4348.9 | 0 | 0 | 0 | 34552.7 | 0 | 0 | 0 | 17993.8 | 0 | 0 | 38764.2 | 40053.4 | 11448.6
2068 | 0 | 40053.4 | 0 | 20252.4 | 0 | 3169.77 | 0 | 0 | 0 | 32658.5 | 0 | 0 | 0 | 14243.8 | 0 | 0 | 39129.8 | 40053.4 | 11679.5
2069 | 0 | 40053.4 | 0 | 26698.1 | 0 | 800.323 | 0 | 3405.51 | 0 | 26688.7 | 3405.51 | 677.644 | 0 | 11438.7 | 0 | 0 | 39031.2 | 40053.4 | 12562.6
2070 | 0 | 40018.6 | 0 | 18055.2 | 0 | 5353.13 | 0 | 1560.82 | 0 | 26390 | 1560.82 | 11219.6 | 0 | 6657.45 | 0 | 0 | 38842.1 | 40053.4 | 14509.7
2071 | 0.23434 | 39532.3 | 0.21176 | 10751.1 | 0.47427 | 1399.96 | 0.034625 | 15372.5 | 0.057586 | 23494.8 | 15372.5 | 15203.2 | 0.050362 | 4848.81 | 0 | 0.075616 | 39403.6 | 40053.4 | 21534
2072 | 1.0016 | 39644.7 | 1.2985 | 6764.48 | 1.6876 | 2472.81 | 0.66068 | 25971.8 | 0.54065 | 14471.8 | 25971.8 | 11300.1 | 0.54178 | 4265.13 | 0 | 0.90734 | 39522.3 | 40053.4 | 14389.2
2073 | 2.4827 | 39989.1 | 2.4785 | 4981.77 | 2.7315 | 0 | 1.2618 | 7272.27 | 1.8597 | 5260.24 | 7272.27 | 5194.29 | 1.1492 | 3908.93 | 0 | 1.972 | 39654.1 | 40053.4 | 3210.54
2074 | 3.3807 | 40053.4 | 3.3242 | 8961.82 | 3.5026 | 10293.8 | 2.2085 | 7586.18 | 1.1131 | 7931.84 | 7586.18 | 10600.7 | 0.60026 | 6570.72 | 0 | 2.8507 | 39431.8 | 39267.8 | 1503.14
2075 | 3.989 | 40053.4 | 3.9177 | 6659.03 | 4.0509 | 15397.5 | 2.7731 | 9722.35 | 1.5914 | 7468.87 | 9722.35 | 17161.7 | 0.93429 | 14756.5 | 0 | 3.4589 | 39369.3 | 33045.1 | 792.735
2076 | 4.3366 | 40053.4 | 4.3165 | 12039.3 | 4.2838 | 14597 | 3.1595 | 12041.9 | 1.4949 | 6171.68 | 12041.9 | 17477.1 | 1.2227 | 24652.7 | 525.39 | 3.791 | 39155.7 | 30511.3 | 0
2077 | 4.3778 | 40053.4 | 4.4063 | 7979.93 | 3.5564 | 10186.4 | 3.241 | 12382.3 | 2.541 | 6806.37 | 12382.3 | 23731 | 1.5799 | 34449.8 | 1171.31 | 3.8843 | 39299.8 | 28452.9 | 685.371
2078 | 2.5995 | 40053.4 | 4.1902 | 5772.77 | 2.8685 | 13077.4 | 3.1119 | 10428.8 | 0.77437 | 6844.87 | 10428.8 | 22428.6 | 3.6646 | 39140.2 | 1559.71 | 3.7098 | 39520.6 | 19383.7 | 2754.13
2079 | 2.1977 | 40053.4 | 3.6421 | 2942.41 | 2.4135 | 14673.2 | 1.9996 | 8502.51 | 2.058 | 7572.46 | 8502.51 | 29689 | 3.2572 | 39664.2 | 1256.87 | 2.4488 | 39501.6 | 19977.8 | 2996.76
2080 | 2.0611 | 40053.4 | 2.8011 | 1025.06 | 1.5395 | 19736.1 | 0.72215 | 9902.04 | 2.5856 | 9754.33 | 9902.04 | 33158.8 | 2.5889 | 39670.8 | 977.03 | 2.5751 | 39452.9 | 22177 | 1934.53
2081 | 1.3317 | 39101.3 | 1.6854 | 662.805 | 0.96225 | 12190.4 | 0.1997 | 11473.7 | 1.6488 | 15407.8 | 11473.7 | 25815.4 | 1.6432 | 39360.2 | 941.289 | 1.6277 | 39548.5 | 34331.4 | 826.619
2082 | 0.38072 | 21537 | 0.48775 | 501.283 | 0.15423 | 1649 | 0.13294 | 4019.05 | 0.60821 | 12937 | 4019.05 | 16955.9 | 0.58951 | 39716.6 | 509.996 | 0.60573 | 39653 | 39181.2 | 0
2083 | 0 | 2815.43 | 0 | 214.628 | 0 | 9903.56 | 0 | 4745.69 | 0 | 32475.8 | 4745.69 | 2603.16 | 0 | 39939.3 | 2276.32 | 0 | 40053.4 | 39421.2 | 0
2084 | 0 | 17091.8 | 0 | 5907.55 | 0 | 9564.88 | 0 | 15727.5 | 0 | 14551.2 | 15727.5 | 0 | 0 | 39930.8 | 4177.8 | 0 | 40053.4 | 38823.1 | 0
2085 | 0 | 6280.11 | 0 | 10749.3 | 0 | 1341.13 | 0 | 12636.9 | 0 | 24873.4 | 12636.9 | 4907.7 | 0 | 39929.6 | 3207.78 | 0 | 39702.3 | 37687.7 | 6302.44
2086 | 0 | 0 | 0 | 26223.6 | 0 | 1898.25 | 0 | 5885.95 | 0 | 23594 | 5885.95 | 10566.7 | 0 | 39353.5 | 3957.6 | 0 | 39393 | 35228.7 | 15358.2
2087 | 0 | 40053.4 | 0 | 31534.8 | 0 | 0 | 0 | 3185.52 | 0 | 14181.1 | 3185.52 | 11754.5 | 0 | 39891 | 5958.75 | 0 | 38935.9 | 22961.6 | 34816.6
2088 | 0 | 40053.4 | 0 | 28293.6 | 0 | 0 | 0 | 4037.13 | 0 | 34941.5 | 4037.13 | 32463.9 | 0 | 39473.7 | 6608.2 | 0 | 37258.5 | 22736.2 | 32588.7
2089 | 0 | 40053.4 | 0 | 27962.9 | 0 | 0 | 0 | 8576.37 | 0 | 35567.2 | 8576.37 | 9320.3 | 0 | 39243.4 | 6414.4 | 0 | 35752 | 35325.9 | 26815.9
2090 | 0 | 40048.9 | 0 | 20703.7 | 0 | 684.961 | 0 | 16579.3 | 0 | 23412.4 | 16579.3 | 10858.7 | 0 | 39664.3 | 6577.33 | 0 | 30959.3 | 40053.4 | 28305.3
2091 | 0 | 38614.3 | 0 | 17703.2 | 0 | 0 | 0 | 12830.9 | 0 | 15757.3 | 12830.9 | 19231.7 | 0 | 38787.4 | 6321.19 | 0 | 24381.3 | 40053.4 | 27893.7
2092 | 0 | 39226.9 | 0 | 26021.8 | 0 | 0 | 0 | 16956.2 | 0 | 4119.65 | 16956.2 | 1409.12 | 0 | 38240.9 | 5936.82 | 0 | 18024.8 | 40053.4 | 21072.3
2093 | 0 | 39669.1 | 0 | 15747.2 | 0 | 0 | 0 | 5985.84 | 0 | 19952.6 | 5985.84 | 0 | 0 | 39030.4 | 4518.97 | 0 | 14159.7 | 40053.4 | 7156.6
2094 | 0 | 40053.4 | 0 | 11410.4 | 0 | 0 | 0 | 3331.46 | 0 | 28337 | 3331.46 | 0 | 0 | 38222.6 | 4184.1 | 0 | 10841.6 | 40053.4 | 1077.4
2095 | 0.25951 | 40053.4 | 0.2293 | 8933.23 | 0.297 | 0 | 0.077234 | 10851.8 | 0.075595 | 0 | 10851.8 | 0 | 0.10311 | 39871.2 | 4162.02 | 0.070804 | 9966.61 | 40053.4 | 0
2096 | 1.3721 | 40053.4 | 1.3169 | 4788.22 | 1.6148 | 0 | 0.46628 | 6134.66 | 0.93406 | 0 | 6134.66 | 0 | 0.5097 | 39859.9 | 3296.38 | 0.51898 | 5981.85 | 40053.4 | 1298.41
2097 | 2.5685 | 40053.4 | 2.4518 | 1142.49 | 0.88582 | 0 | 1.521 | 2161.47 | 2.0228 | 0 | 2161.47 | 0 | 2.0864 | 39773.7 | 2036.51 | 1.0946 | 4639.14 | 40053.4 | 0
2098 | 3.5031 | 40053.4 | 3.3002 | 697.398 | 2.2049 | 0 | 1.6357 | 0 | 2.9338 | 0 | 0 | 0 | 1.9688 | 39966.2 | 777.581 | 1.5596 | 2706.18 | 40053.4 | 0
2099 | 4.1479 | 40053.4 | 3.9162 | 3985.97 | 3.3913 | 0 | 3.4252 | 0 | 3.5488 | 0 | 0 | 834.723 | 3.5713 | 39156.7 | 738.501 | 2.2136 | 4517.24 | 39514.9 | 0
2100 | 4.5144 | 40053.4 | 4.26 | 781.053 | 3.4603 | 0 | 0.68061 | 0 | 3.9124 | 0 | 0 | 6666.5 | 3.873 | 39574.4 | 654.477 | 1.8786 | 4210.13 | 38890.2 | 0
2101 | 4.5621 | 39713.1 | 4.3228 | 0 | 2.1187 | 0 | 2.0267 | 1322.94 | 4.0154 | 7.9924 | 1322.94 | 1361.67 | 3.9471 | 39303.2 | 2096.49 | 2.0713 | 1863.17 | 37674.8 | 0
2102 | 4.2786 | 39351.7 | 4.1047 | 0 | 1.7742 | 1861.42 | 1.7806 | 3214.45 | 3.823 | 0 | 3214.45 | 6466.15 | 3.7646 | 36207.6 | 3142.36 | 2.3515 | 905.874 | 30365.6 | 0
2103 | 2.7703 | 38396.6 | 3.5741 | 0 | 1.9276 | 1211.1 | 1.5507 | 3290.75 | 3.4011 | 378.882 | 3290.75 | 9579.92 | 3.3449 | 35068.6 | 4366.42 | 2.0186 | 1045.77 | 19637.4 | 0
2104 | 0.78367 | 39335.9 | 2.7501 | 0 | 1.6194 | 0 | 1.7772 | 3353.15 | 2.6904 | 1413.91 | 3353.15 | 13616.9 | 2.6426 | 27558.5 | 5385.14 | 1.362 | 1646.83 | 15222.9 | 0
2105 | 0.098356 | 38703.6 | 1.6375 | 0 | 0.84234 | 625.662 | 1.5869 | 715.518 | 1.7184 | 1387.55 | 715.518 | 19932.1 | 1.6735 | 29388.4 | 4494.93 | 0.86803 | 727.296 | 8978.12 | 9900.37
2106 | 0.31182 | 39489.3 | 0.48018 | 0 | 0.12334 | 529.324 | 0.54561 | 427.651 | 0.63296 | 622.505 | 427.651 | 17038.6 | 0.60677 | 36267.5 | 5156.57 | 0.36359 | 0 | 5069.76 | 34743.2
2107 | 0 | 40004.1 | 0 | 0 | 0 | 0 | 0 | 29826 | 0 | 2369.05 | 29826 | 7772.87 | 0 | 39629 | 12163.7 | 0.01817 | 0 | 4416.44 | 32269.7
2108 | 0 | 39504.8 | 0 | 0 | 0 | 709.017 | 0 | 4156.96 | 0 | 1045.88 | 4156.96 | 9069.33 | 0 | 39560.6 | 23658.8 | 0 | 0 | 2247.68 | 36780.5
2109 | 0 | 39361.1 | 0 | 0 | 0 | 0 | 0 | 3857.86 | 0 | 2686.42 | 3857.86 | 2059.61 | 0 | 39503.4 | 32330.2 | 0 | 0 | 2976.13 | 37104
2110 | 0 | 38394 | 0 | 0 | 0 | 0 | 0 | 1189.48 | 0 | 6477.14 | 1189.48 | 1882.77 | 0 | 39844 | 25276.4 | 0 | 1047.48 | 2711.7 | 31771.4
2111 | 0 | 36751.6 | 0 | 0 | 0 | 0 | 0 | 886.317 | 0 | 9744.5 | 886.317 | 0 | 0 | 39051.4 | 30954.3 | 0 | 4148.36 | 2682.29 | 33825.5
2112 | 0 | 36265.2 | 0 | 3026.39 | 0 | 0 | 0 | 96.0635 | 0 | 1865.97 | 96.0635 | 0 | 0 | 36895.1 | 31596.1 | 0 | 14341.5 | 1555.4 | 39288
2113 | 0 | 34750.8 | 0 | 36060.6 | 0 | 0 | 0 | 1119.41 | 0 | 0 | 1119.41 | 0 | 0 | 36850.3 | 27279.3 | 0 | 26109.9 | 1187.17 | 38574.7
2114 | 0 | 31754.4 | 0 | 39450.6 | 0 | 577.583 | 0 | 3889.92 | 0 | 5692.72 | 3889.92 | 0 | 0 | 35066 | 20529.4 | 0 | 31295.6 | 959.966 | 32451.8
2115 | 0 | 28997.7 | 0 | 38883 | 0 | 909.736 | 0 | 2269.22 | 0 | 8971.88 | 2269.22 | 0 | 0 | 33092.8 | 16685.5 | 0 | 34918.1 | 0 | 19366.8
2116 | 0 | 32775.9 | 0 | 34956.2 | 0 | 0 | 0 | 0 | 0 | 5340.66 | 0 | 0 | 0 | 28395.1 | 2094.19 | 0 | 35592.4 | 0 | 16183.8
2117 | 0 | 33833.6 | 0 | 27106.5 | 0 | 0 | 0 | 0 | 0 | 1104.34 | 0 | 0 | 0 | 26858.4 | 0 | 0 | 39075.1 | 4130.3 | 25389
2118 | 0 | 31370.7 | 0 | 7230.93 | 0 | 0 | 0 | 0 | 0 | 0 | 0 | 0 | 0 | 24682.6 | 249.929 | 0 | 39965.5 | 14362 | 33594.3
2119 | 0.26392 | 28463 | 0.19273 | 0 | 0.010594 | 0 | 0.15677 | 0 | 0.090678 | 0 | 0 | 0 | 0 | 27387.5 | 1144.6 | 0.086732 | 40053.4 | 18927.3 | 25227.1
2120 | 1.2714 | 28711.1 | 0.91956 | 3253.56 | 0.39988 | 0 | 0.9915 | 0 | 0.19442 | 0 | 0 | 0 | 0.28476 | 19906 | 0 | 0.58887 | 40053.4 | 13610.7 | 28834.6
2121 | 2.3587 | 25175.8 | 2.4284 | 152.567 | 0.11386 | 0 | 2.0065 | 0 | 0.10899 | 0 | 0 | 0 | 0.33191 | 13075.4 | 5612.07 | 1.3501 | 40053.4 | 3011.76 | 15295.3
2122 | 3.6878 | 7617.64 | 3.3916 | 1506.26 | 0.72566 | 0 | 2.8432 | 0 | 0.57402 | 0 | 0 | 0 | 0.47941 | 6084.73 | 3643.53 | 3.0072 | 39996.5 | 1208.46 | 19134.5
2123 | 4.3676 | 1931.99 | 4.0369 | 2777.73 | 1.436 | 0 | 3.5048 | 0 | 2.0317 | 0 | 0 | 0 | 0.59228 | 6109.28 | 0 | 3.6595 | 32584.9 | 0 | 12372.4
2124 | 4.7101 | 3853.01 | 4.3976 | 1407.33 | 2.0726 | 0 | 3.8358 | 0 | 2.5315 | 0 | 0 | 0 | 1.6013 | 650.474 | 993.874 | 4.0503 | 26343 | 0 | 12612.1
2125 | 4.7317 | 1133.9 | 4.447 | 1291.82 | 1.8515 | 371.632 | 3.9005 | 0 | 2.0655 | 0 | 0 | 0 | 2.4488 | 0 | 4075.52 | 4.1335 | 22447.3 | 0 | 4061.87
2126 | 4.4383 | 0 | 3.5462 | 1898.19 | 4.0699 | 4895.44 | 3.6326 | 160.01 | 0.93798 | 0 | 160.01 | 0 | 1.626 | 0 | 1469.98 | 3.9242 | 14174.1 | 1511.2 | 3236.19
2127 | 3.8472 | 0 | 3.5993 | 2502.94 | 0.81115 | 2996.33 | 2.4256 | 863.821 | 0.93908 | 0 | 863.821 | 0 | 1.058 | 872.93 | 2208.19 | 3.4495 | 10633.3 | 6216.68 | 168.821
2128 | 2.9443 | 0 | 2.4226 | 1877.43 | 1.0706 | 0 | 2.488 | 1088.21 | 0.93184 | 0 | 1088.21 | 0 | 0.26293 | 9000.35 | 3444.85 | 2.7064 | 9258.93 | 13815.5 | 1864.34
2129 | 1.7557 | 0 | 1.6294 | 2183.85 | 1.2119 | 515.953 | 1.5572 | 62.8528 | 0.86735 | 0 | 62.8528 | 0 | 0.36413 | 14922.4 | 2512.38 | 1.7059 | 9256.4 | 23050 | 23304.9
2130 | 0.50407 | 894.038 | 0.47782 | 4098.46 | 0.1691 | 4293.99 | 0.53695 | 592.402 | 0.29109 | 0 | 592.402 | 882.076 | 0.41351 | 28961.1 | 2115.56 | 0.64145 | 9300.53 | 32118.5 | 39632.9
2131 | 0 | 4902.46 | 0 | 6184.61 | 0 | 5705.91 | 0 | 0 | 0 | 0 | 0 | 0 | 0 | 34458.4 | 6187.19 | 0.031773 | 8069.1 | 36886.6 | 39426.8
2132 | 0 | 9189.84 | 0 | 21950.9 | 0 | 6901.55 | 0 | 0 | 0 | 0 | 0 | 0 | 0 | 31865.2 | 17513.6 | 0 | 1955.69 | 38705.4 | 39497.9
2133 | 0 | 9601.7 | 0 | 32154.2 | 0 | 7985.37 | 0 | 0 | 0 | 908.214 | 0 | 0 | 0 | 29992.8 | 14799.8 | 0 | 0 | 39530.9 | 37240
2134 | 0 | 7852.94 | 0 | 37396.8 | 0 | 5745.1 | 0 | 0 | 0 | 2784.68 | 0 | 0 | 0 | 28052.1 | 15656.5 | 0 | 0 | 39645 | 36782.2
2135 | 0 | 2823.79 | 0 | 37667.6 | 0 | 4803.14 | 0 | 0 | 0 | 18462.5 | 0 | 0 | 0 | 29584.4 | 7074.21 | 0 | 0 | 39987.9 | 30331.4
2136 | 0 | 0 | 0 | 37145.3 | 0 | 9534.62 | 0 | 0 | 0 | 23506.2 | 0 | 0 | 0 | 32129.4 | 4498.24 | 0 | 0 | 40053.4 | 21558.6
2137 | 0 | 12621 | 0 | 35050.1 | 0 | 14848.9 | 0 | 0 | 0 | 19730 | 0 | 0 | 0 | 37331.8 | 6335.31 | 0 | 0 | 39781.4 | 13347.8
2138 | 0 | 18567.1 | 0 | 37109.6 | 0 | 11950.7 | 0 | 0 | 0 | 20212.6 | 0 | 0 | 0 | 37838 | 9078.67 | 0 | 0 | 39543.4 | 4352.12
2139 | 0 | 21035.2 | 0 | 35062 | 0 | 10875.9 | 0 | 0 | 0 | 20762 | 0 | 0 | 0 | 36763.4 | 5960.97 | 0 | 0 | 38882 | 1800.61
2140 | 0 | 27424.8 | 0 | 31437.3 | 0 | 12825.9 | 0 | 0 | 0 | 21978 | 0 | 0 | 0 | 30172.9 | 8012.18 | 0 | 0 | 38174.4 | 1838.78
2141 | 0 | 27867 | 0 | 29620.2 | 0 | 20550.5 | 0 | 0 | 0 | 10023.3 | 0 | 0 | 0 | 32103.5 | 18718.3 | 0 | 0 | 36951.6 | 4476.62
2142 | 0 | 14243.5 | 0 | 10412.4 | 0 | 14668 | 0 | 0 | 0 | 8881.74 | 0 | 0 | 0 | 40053.4 | 18418.1 | 0 | 1534.67 | 35427.4 | 8250.59
2143 | 0.30088 | 5345.76 | 0.20967 | 1162.33 | 0.24846 | 11493 | 0.16087 | 0 | 0 | 17118.7 | 0 | 1417.01 | 0.0059207 | 40053.4 | 19932 | 0.12817 | 5709.26 | 36301.1 | 4637.28
2144 | 1.3193 | 6689.04 | 0.96165 | 210.091 | 1.2019 | 13779.3 | 0.98989 | 0 | 0.047305 | 29552.1 | 0 | 7146.73 | 0.028882 | 40053.4 | 29082.7 | 0.98171 | 3620.5 | 37391.2 | 1713.89
2145 | 2.0879 | 22297.6 | 2.5649 | 610.986 | 2.3116 | 9041.67 | 1.9916 | 0 | 0.35206 | 34707.4 | 0 | 2103.59 | 0.06638 | 39708.4 | 39076.8 | 1.8368 | 668.265 | 38484.2 | 702.32
2146 | 2.6687 | 39461.5 | 3.5205 | 1169.86 | 2.5891 | 22207.3 | 2.575 | 321.145 | 0.27898 | 25403.5 | 321.145 | 1012.49 | 0.28649 | 37932.8 | 35994.9 | 2.6278 | 0 | 38387.6 | 0
2147 | 3.2605 | 39897.9 | 4.1708 | 1222.99 | 2.3725 | 7537.35 | 3.0772 | 7723.98 | 0.52228 | 17530.3 | 7723.98 | 0 | 0.34191 | 34563.1 | 37257.8 | 3.6508 | 0 | 36808.1 | 0
2148 | 3.607 | 40053.4 | 4.497 | 459.811 | 2.867 | 27381.3 | 3.6228 | 11374.2 | 2.6486 | 27340.2 | 11374.2 | 0 | 0.15143 | 33792 | 36280.1 | 4.0309 | 0 | 36307.1 | 0
2149 | 2.5014 | 40053.4 | 4.5361 | 1281.07 | 3.1053 | 37089.2 | 3.38 | 6869.52 | 3.1085 | 21078.4 | 6869.52 | 0 | 0.41117 | 31241.3 | 33804 | 4.11 | 0 | 30837.4 | 0
2150 | 2.4621 | 40053.4 | 4.268 | 2975.53 | 2.7505 | 36969.6 | 3.1135 | 7275.97 | 1.9891 | 26641.3 | 7275.97 | 1959.75 | 0.67822 | 39173.9 | 34269.8 | 3.9134 | 0 | 33075.9 | 0
2151 | 2.1137 | 40053.4 | 3.6609 | 6278.71 | 1.473 | 20997.5 | 2.4097 | 1874.06 | 2.1821 | 31664.8 | 1874.06 | 0 | 0.72838 | 40053.4 | 27953.6 | 3.4495 | 0 | 35878.4 | 0
2152 | 0.91499 | 40053.4 | 2.793 | 5941.21 | 1.1141 | 5083.57 | 1.8179 | 14701.6 | 0.33103 | 15884.1 | 14701.6 | 700.405 | 0.68575 | 40053.4 | 32059.2 | 2.7048 | 1793.58 | 40053.4 | 385.56
2153 | 1.5391 | 15392.7 | 1.6573 | 39351.5 | 0.67028 | 9550.34 | 0.69938 | 7739.52 | 0.4494 | 22192.2 | 7739.52 | 18252.3 | 0.043556 | 40053.4 | 25870.2 | 1.7256 | 5588.8 | 40053.4 | 4238.87
2154 | 0.4971 | 26602.7 | 0.50287 | 34410.6 | 0.12758 | 36094.6 | 0.22845 | 4372.8 | 0.02801 | 39311.6 | 4372.8 | 10965.6 | 0.15161 | 40053.4 | 31063.6 | 0.65708 | 12054.4 | 40053.4 | 11875.4
2155 | 0 | 36496.4 | 0 | 20431 | 0 | 5517.79 | 0 | 23787 | 0 | 4335.05 | 23787 | 18.5481 | 0 | 37114 | 34226.4 | 0.035634 | 30124 | 40053.4 | 23738.7
2156 | 0 | 37758.3 | 0 | 22122.4 | 0 | 0 | 0 | 181.85 | 0 | 16888.6 | 181.85 | 964.276 | 0 | 36783.3 | 30559.2 | 0 | 37079.8 | 40053.4 | 18148.8
2157 | 0 | 37300.6 | 0 | 22577.6 | 0 | 19316.6 | 0 | 4458.44 | 0 | 9300.04 | 4458.44 | 0 | 0 | 37004.7 | 34358.8 | 0 | 39630.6 | 40053.4 | 3907.18
2158 | 0 | 36755.1 | 0 | 34573.2 | 0 | 19284.9 | 0 | 4849.69 | 0 | 16499.8 | 4849.69 | 18280.8 | 0 | 39908.1 | 32179.6 | 0 | 39720.1 | 40053.4 | 9691.52
2159 | 0 | 37023.5 | 0 | 16530.7 | 0 | 5781.26 | 0 | 19754.4 | 0 | 8367.22 | 19754.4 | 0 | 0 | 39657.4 | 26121.5 | 0 | 39530.8 | 40053.4 | 8674.4
2160 | 0 | 32315.6 | 0 | 5936.09 | 0 | 0 | 0 | 29804.5 | 0 | 9868.18 | 29804.5 | 1292.19 | 0 | 39513.3 | 23654.9 | 0 | 38391.2 | 40053.4 | 17951.5
2161 | 0 | 34115.1 | 0 | 892.909 | 0 | 0 | 0 | 23361.8 | 0 | 19196.3 | 23361.8 | 5742.71 | 0 | 39818.8 | 23894.9 | 0 | 37406.6 | 40053.4 | 34825.9
2162 | 0 | 22902.3 | 0 | 2214.16 | 0 | 1341.75 | 0 | 18907.4 | 0 | 13949.7 | 18907.4 | 3492.01 | 0 | 39868.7 | 7018.28 | 0 | 36748.3 | 40053.4 | 32469.1
2163 | 0 | 35354.3 | 0 | 7554.67 | 0 | 99.125 | 0 | 12800.8 | 0 | 17334.5 | 12800.8 | 10776.9 | 0 | 40053.4 | 5876.31 | 0 | 32326.2 | 40053.4 | 30873.2
2164 | 0 | 38173 | 0 | 6410.66 | 0 | 0 | 0 | 12958.9 | 0 | 11646.4 | 12958.9 | 24012.6 | 0 | 39576.2 | 6305.32 | 0 | 25310.4 | 40053.4 | 32334.7
2165 | 0 | 38826.3 | 0 | 2912.12 | 0 | 1173.19 | 0 | 23206.1 | 0 | 8379.06 | 23206.1 | 31615.5 | 0 | 37613.3 | 11578.8 | 0 | 11510.9 | 40053.4 | 35670.1
2166 | 0 | 39687.5 | 0 | 1906.88 | 0 | 33240.4 | 0 | 21219 | 0 | 2251.85 | 21219 | 32790.2 | 0 | 38469.4 | 7760.26 | 0 | 3803.16 | 40053.4 | 37715.9
2167 | 0.25902 | 40053.4 | 0.26272 | 1032.67 | 0.33933 | 2584.65 | 0.016921 | 17586.7 | 0.12085 | 1856.13 | 17586.7 | 35223.3 | 0.022252 | 39581.6 | 12761.9 | 0.12426 | 902.619 | 40053.4 | 39352
2168 | 1.4779 | 40053.4 | 1.3832 | 2661.13 | 1.0687 | 4383.37 | 0.096216 | 14002.6 | 0.63749 | 0 | 14002.6 | 25602 | 0.59609 | 40037.7 | 13718.9 | 0.48276 | 0 | 40053.4 | 40053.4
2169 | 2.6841 | 40053.4 | 2.5628 | 0 | 2.2054 | 6975.54 | 0.28661 | 2219.52 | 1.4645 | 0 | 2219.52 | 2993.78 | 0.90282 | 40053.4 | 6625.88 | 1.093 | 0 | 40053.4 | 40053.4
2170 | 3.1301 | 39003.8 | 3.497 | 1519.94 | 2.6836 | 22042.4 | 0.67302 | 14671.1 | 2.1279 | 0 | 14671.1 | 19057.2 | 1.8731 | 40053.4 | 4485.59 | 1.2426 | 0 | 40053.4 | 40053.4
2171 | 4.2555 | 31705 | 4.1277 | 3334.71 | 3.0958 | 27721.5 | 1.4803 | 22189.9 | 2.8062 | 0 | 22189.9 | 29637.2 | 2.1421 | 40053.4 | 4539.45 | 1.801 | 0 | 40053.4 | 40053.4
2172 | 4.2211 | 27139 | 4.4477 | 25857.8 | 3.4111 | 33237.9 | 1.3902 | 36763.7 | 3.2368 | 1020.87 | 36763.7 | 31342.7 | 3.7857 | 40053.4 | 3995.05 | 1.2336 | 0 | 40053.4 | 39656.8
2173 | 4.6043 | 23712.3 | 4.46 | 36955.8 | 3.2513 | 29236.6 | 2.0913 | 35551.7 | 3.6235 | 2527.61 | 35551.7 | 15207.1 | 3.8524 | 40053.4 | 5869.35 | 2.5019 | 2287.57 | 40053.4 | 38482.8
2174 | 4.021 | 17936.3 | 4.1863 | 39813 | 2.9109 | 22442.8 | 1.8474 | 34627.3 | 3.1081 | 3669.61 | 34627.3 | 15199.4 | 3.6605 | 40053.4 | 9728.21 | 1.8787 | 3119.7 | 40053.4 | 31604.1
2175 | 3.389 | 19963.6 | 3.1467 | 39766.7 | 2.1406 | 22452.4 | 2.327 | 39179.2 | 2.3353 | 5979.89 | 39179.2 | 27649.3 | 2.7634 | 40053.4 | 13254.8 | 1.3918 | 1821 | 39986.8 | 13890
2176 | 2.4653 | 22891.3 | 2.7751 | 38988.2 | 1.4392 | 22163 | 1.7575 | 38309.6 | 1.6363 | 8967.24 | 38309.6 | 30882.2 | 2.331 | 40053.4 | 14392.2 | 0.83242 | 0 | 39667.4 | 6599.26
2177 | 1.5212 | 30562.6 | 1.6711 | 40053.4 | 0.68323 | 20565.7 | 0.96461 | 38795.2 | 1.1074 | 10338.7 | 38795.2 | 31522.8 | 1.4831 | 39325.2 | 16911.9 | 0.28846 | 0 | 35423.7 | 10712.6
2178 | 0.44987 | 33763.6 | 0.4946 | 39932.7 | 0.10395 | 24941.5 | 0.51471 | 38514.4 | 0.35031 | 18199.6 | 38514.4 | 27977.7 | 0.32533 | 40053.4 | 18872.9 | 0.12009 | 0 | 19156.4 | 16401.8
2179 | 0 | 36405.7 | 0 | 39434.5 | 0 | 10036.4 | 0 | 35260.2 | 0 | 5864.47 | 35260.2 | 18752.1 | 0 | 40053.4 | 12048.9 | 0.0076494 | 0 | 9201.73 | 7545.76
2180 | 0 | 39285.7 | 0 | 40053.4 | 0 | 3060.85 | 0 | 33066.8 | 0 | 13372.1 | 33066.8 | 8844.77 | 0 | 40053.4 | 15092.2 | 0 | 0 | 4646.41 | 917.65
2181 | 0 | 40053.4 | 0 | 40053.4 | 0 | 11102.9 | 0 | 24409 | 0 | 36504.8 | 24409 | 8009.94 | 0 | 40053.4 | 12785.5 | 0 | 0 | 9629.97 | 0
2182 | 0 | 40053.4 | 0 | 40053.4 | 0 | 12108.5 | 0 | 8526.79 | 0 | 37134.1 | 8526.79 | 21876.7 | 0 | 40053.4 | 9246.09 | 0 | 0 | 20883.8 | 5100.08
2183 | 0 | 40053.4 | 0 | 40053.4 | 0 | 1259.21 | 0 | 5876.01 | 0 | 16146.4 | 5876.01 | 23110 | 0 | 40053.4 | 5960.56 | 0 | 3362.37 | 30755.5 | 13023.4
2184 | 0 | 38438 | 0 | 40053.4 | 0 | 1010.15 | 0 | 17713.1 | 0 | 40053.4 | 17713.1 | 4923.6 | 0 | 40053.4 | 7777.82 | 0 | 11565.9 | 25025.6 | 35376.6
2185 | 0 | 39170.9 | 0 | 40053.4 | 0 | 6950.08 | 0 | 14279.5 | 0 | 31006 | 14279.5 | 5109.48 | 0 | 39884.1 | 8045.98 | 0 | 15774 | 24092.8 | 37806.4
2186 | 0 | 40053.4 | 0 | 39858.1 | 0 | 1372.04 | 0 | 10956.6 | 0 | 31147.4 | 10956.6 | 1344.01 | 0 | 39371.6 | 5274.2 | 0 | 14196.5 | 25353.8 | 33996.3
2187 | 0 | 40053.4 | 0 | 39552.6 | 0 | 4660.6 | 0 | 4417.12 | 0 | 18311.9 | 4417.12 | 2771 | 0 | 38937.2 | 5303.43 | 0 | 24551.2 | 16646.5 | 29169
2188 | 0 | 40053.4 | 0 | 37554.7 | 0 | 1138.97 | 0 | 3115.13 | 0 | 22342.1 | 3115.13 | 2845.59 | 0 | 36319.5 | 5749.94 | 0 | 37959.2 | 12577.8 | 34033.2
2189 | 0 | 40053.4 | 0 | 34267.9 | 0 | 0 | 0 | 5015.7 | 0 | 5451.47 | 5015.7 | 931.834 | 0 | 23794.5 | 8174.64 | 0 | 34093.5 | 11182.2 | 32663.9
2190 | 0 | 39876 | 0 | 24031.9 | 0 | 14686.5 | 0 | 2018.44 | 0 | 4314.31 | 2018.44 | 0 | 0 | 26476.4 | 6382.61 | 0 | 26749.1 | 9367.72 | 32095.1
2191 | 0.29885 | 38927.7 | 0.26829 | 13283.7 | 0.22958 | 5177.63 | 0.03881 | 12023.6 | 0.097452 | 692.09 | 12023.6 | 0 | 0.15537 | 27492.8 | 8184.15 | 0.099004 | 23209.8 | 5830.82 | 37577.2
2192 | 1.5447 | 39127.3 | 1.3164 | 8093.76 | 1.1975 | 1578.68 | 0.19309 | 12816.6 | 0.68943 | 322.167 | 12816.6 | 820.503 | 1.0368 | 24843.2 | 3362.96 | 0.66419 | 28227.8 | 7397.59 | 34067
2193 | 2.7649 | 38986.4 | 1.4586 | 6759.35 | 0.16402 | 13245.2 | 0.30276 | 18475.5 | 0.31508 | 0 | 18475.5 | 3201.92 | 2.1344 | 21375.5 | 2563.28 | 1.4751 | 32645.3 | 423.526 | 10530.2
2194 | 3.7018 | 34073.4 | 2.6927 | 8302.12 | 0.88617 | 6014.69 | 0.46043 | 15196 | 1.9209 | 1602.04 | 15196 | 10831.6 | 3.036 | 25722.5 | 3345.25 | 1.2559 | 30792.2 | 0 | 12771.4
2195 | 4.336 | 29733.6 | 3.1883 | 4169.07 | 0.43624 | 6035.41 | 1.0951 | 20327.4 | 3.2889 | 1261.63 | 20327.4 | 11159.3 | 3.6289 | 22686.8 | 4834.9 | 2.1944 | 33366.3 | 0 | 14318.8
2196 | 4.1697 | 20714.5 | 3.7216 | 7758.92 | 2.1752 | 10036.3 | 0.75253 | 20545.9 | 3.6534 | 455.333 | 20545.9 | 10027.4 | 3.9509 | 7804.72 | 3079.92 | 1.3976 | 26037.6 | 0 | 14337.8
2197 | 3.742 | 26448.1 | 3.8261 | 5885.3 | 1.8741 | 7567.25 | 0.52695 | 26988.4 | 3.7909 | 375.219 | 26988.4 | 24059.1 | 4.0155 | 6655.61 | 2867.51 | 2.0737 | 17282.2 | 0 | 26406.5
2198 | 4.1558 | 19725.2 | 3.606 | 5877.94 | 1.6567 | 8670.74 | 0.87238 | 26625 | 3.7198 | 986.195 | 26625 | 17823.8 | 3.844 | 6462.43 | 3619.85 | 2.5343 | 18973.9 | 0 | 25511.7
2199 | 3.3977 | 9008.26 | 3.0529 | 7256.99 | 1.0288 | 5699.31 | 0.80479 | 23174 | 3.3347 | 2575.72 | 23174 | 15180.7 | 3.4187 | 10627.4 | 1885.79 | 1.3322 | 19214.4 | 0 | 24637.9
2200 | 2.6624 | 6112.75 | 2.7509 | 8074.58 | 0.12114 | 6161.11 | 1.0521 | 29571.5 | 2.685 | 691.779 | 29571.5 | 21086 | 2.7131 | 24979.1 | 1729.76 | 1.096 | 20038.7 | 0 | 28782.8
2201 | 1.3211 | 3512.63 | 1.6501 | 10413.9 | 0.25756 | 34523.2 | 0.78207 | 32101.1 | 1.7604 | 2709.64 | 32101.1 | 21298.3 | 1.763 | 28405.3 | 1832.65 | 0.6277 | 26065.9 | 2807.39 | 36729.6
2202 | 0.50249 | 1097.6 | 0.49643 | 5139.4 | 0.028253 | 4814.9 | 0.5819 | 35765.2 | 0.67216 | 1685.72 | 35765.2 | 16807.6 | 0.65835 | 34583.9 | 1122.82 | 0.38016 | 31740.2 | 11675.6 | 39289.9
2203 | 0 | 0 | 0 | 1788.37 | 0 | 21927.5 | 0 | 29455.1 | 0.022929 | 158.766 | 29455.1 | 19696.6 | 0 | 30498 | 0 | 0.029798 | 33755.8 | 30329.5 | 40053.4
2204 | 0 | 1583.97 | 0 | 4674.68 | 0 | 2999.92 | 0 | 26122.5 | 0 | 1343.62 | 26122.5 | 34372.8 | 0 | 33736.2 | 826.279 | 0 | 36881.8 | 37233.2 | 40053.4
2205 | 0 | 0 | 0 | 14768.5 | 0 | 983.265 | 0 | 17038.6 | 0 | 0 | 17038.6 | 9290.82 | 0 | 36388.2 | 0 | 0 | 39817.9 | 39337.8 | 40053.4
2206 | 0 | 0 | 0 | 14126.7 | 0 | 328.765 | 0 | 9162.87 | 0 | 340.564 | 9162.87 | 2409.18 | 0 | 34437 | 0 | 0 | 39116.7 | 40053.4 | 40053.4
2207 | 0 | 0 | 0 | 31773.7 | 0 | 0 | 0 | 11187.1 | 0 | 20743.8 | 11187.1 | 2807.58 | 0 | 37096.8 | 0 | 0 | 39122.7 | 39922.2 | 40053.4
2208 | 0 | 3895.45 | 0 | 38530.8 | 0 | 0 | 0 | 12514.7 | 0 | 27317 | 12514.7 | 4544.11 | 0 | 35931 | 0 | 0 | 40053.4 | 39759.2 | 40053.4
2209 | 0 | 18770.3 | 0 | 39131.9 | 0 | 0 | 0 | 5275.38 | 0 | 19443.9 | 5275.38 | 97.9638 | 0 | 17113.5 | 0 | 0 | 40053.4 | 39302.2 | 39441.7
2210 | 0 | 18924.5 | 0 | 39706 | 0 | 0 | 0 | 8627.05 | 0 | 26532.2 | 8627.05 | 0 | 0 | 12823.5 | 0 | 0 | 40053.4 | 37460.9 | 39670.1
2211 | 0 | 25199 | 0 | 39760 | 0 | 0 | 0 | 11765 | 0 | 26993.6 | 11765 | 0 | 0 | 11432.1 | 0 | 0 | 40053.4 | 37231.1 | 40022.5
2212 | 0 | 16987.3 | 0 | 39659.9 | 0 | 0 | 0 | 11495.2 | 0 | 24138.8 | 11495.2 | 0 | 0 | 10241.7 | 0 | 0 | 39456.4 | 38135.8 | 40053.4
2213 | 0 | 19707.6 | 0 | 39235.4 | 0 | 0 | 0 | 12403.7 | 0 | 19489.6 | 12403.7 | 0 | 0 | 15246.1 | 652.011 | 0 | 37830.8 | 36581.6 | 39856.1
2214 | 0 | 22450.3 | 0 | 35054.4 | 0 | 0 | 0 | 11673 | 0 | 13631.2 | 11673 | 0 | 0 | 19912 | 2119.18 | 0 | 33177.5 | 33316.5 | 39315.4
2215 | 0.33765 | 23525.9 | 0.27026 | 23748.9 | 0.2927 | 0 | 0.1516 | 15010 | 0.13683 | 10180 | 15010 | 0 | 0.165 | 18194.2 | 6842.7 | 0.031385 | 35964.2 | 30334.2 | 39746.5
2216 | 1.4886 | 16091.8 | 1.369 | 33607.1 | 2.059 | 0 | 1.1275 | 7361.65 | 0.98921 | 5151.39 | 7361.65 | 0 | 1.0935 | 10813.8 | 7183.62 | 0.31624 | 35572.7 | 13462.2 | 40053.4
2217 | 2.7049 | 27161.8 | 2.5307 | 33822.4 | 3.2381 | 0 | 2.172 | 16326.6 | 2.0134 | 1034.31 | 16326.6 | 0 | 2.1429 | 5843.94 | 6978.25 | 0.94921 | 32055.9 | 3023.18 | 40053.4
2218 | 3.6533 | 27370.5 | 3.4392 | 37422.3 | 4.0939 | 0 | 2.1427 | 20691 | 2.8299 | 2422.13 | 20691 | 843.631 | 2.9498 | 1552.39 | 19425.1 | 1.8342 | 28872 | 3077.59 | 40053.4
2219 | 4.3163 | 26015.7 | 4.0625 | 38613.4 | 4.0402 | 0 | 2.0801 | 25342.3 | 3.3971 | 2503.06 | 25342.3 | 4315.3 | 3.4825 | 1292.48 | 27005.8 | 2.8304 | 33111 | 0 | 40053.4
2220 | 4.6441 | 19899.4 | 4.401 | 39178.9 | 4.8592 | 0 | 1.1593 | 25487.8 | 3.6807 | 1709.17 | 25487.8 | 7522.73 | 3.3621 | 696.525 | 26245.9 | 1.8555 | 30843.5 | 0 | 40053.4
2221 | 4.6182 | 7324.8 | 4.4486 | 38758.7 | 4.3421 | 0 | 1.143 | 28517.4 | 3.735 | 232.185 | 28517.4 | 5599.4 | 3.7869 | 1761.08 | 30697.6 | 2.0617 | 27918.5 | 0 | 40053.4
2222 | 4.3338 | 2831.25 | 4.182 | 39572 | 3.9263 | 0 | 1.7368 | 30931.9 | 3.5495 | 0 | 30931.9 | 6810.61 | 3.5721 | 1823.21 | 33170.8 | 2.3242 | 32711 | 0 | 40053.4
2223 | 3.7508 | 5253.13 | 3.6382 | 39398.2 | 3.587 | 0 | 0.96473 | 32865.4 | 3.0951 | 0 | 32865.4 | 9582.91 | 3.1609 | 2305.85 | 37021.2 | 1.6797 | 34785.3 | 0 | 38637.9
2224 | 2.8621 | 16211.7 | 2.7801 | 39714.1 | 2.5492 | 1051.13 | 0.79266 | 33018.1 | 2.3994 | 0 | 33018.1 | 14539.4 | 2.4844 | 1376.55 | 37769.6 | 1.1341 | 36166.9 | 0 | 34241
2225 | 1.3593 | 15596.5 | 1.6671 | 39768.9 | 1.2812 | 1826.38 | 0.20567 | 30808.9 | 1.4877 | 0 | 30808.9 | 11653.9 | 1.5072 | 3177.83 | 38557.2 | 0.74477 | 27919 | 0 | 18789.9
2226 | 0.50735 | 25916 | 0.49958 | 40053.4 | 0.20495 | 282.744 | 0.017801 | 32130.9 | 0.56524 | 1479.28 | 32130.9 | 9252.15 | 0.33925 | 16511.3 | 37392.8 | 0.55671 | 17361 | 3003.92 | 6344.21
2227 | 0 | 34529.6 | 0 | 40053.4 | 0 | 3076.43 | 0 | 16693.1 | 0.013142 | 1127.36 | 16693.1 | 10758.3 | 0.0089659 | 18911 | 37298.9 | 0.044758 | 34266.7 | 12109.8 | 9934.67
2228 | 0 | 36673.7 | 0 | 40053.4 | 0 | 7833.3 | 0 | 25664.4 | 0 | 3994.47 | 25664.4 | 13191 | 0 | 16450.9 | 39568.3 | 0 | 31867.2 | 19887.9 | 0
2229 | 0 | 39256.2 | 0 | 40053.4 | 0 | 9112.06 | 0 | 8883.78 | 0 | 9845 | 8883.78 | 21889.4 | 0 | 14134.4 | 40016.7 | 0 | 31794.8 | 27154.5 | 0
2230 | 0 | 40053.4 | 0 | 40053.4 | 0 | 6345.78 | 0 | 2617.41 | 0 | 3938.88 | 2617.41 | 12210.6 | 0 | 32759.9 | 39547.4 | 0 | 31802.6 | 24158.1 | 7463.11
2231 | 0 | 39030.8 | 0 | 40053.4 | 0 | 6362.34 | 0 | 1482.53 | 0 | 7210.31 | 1482.53 | 3659.05 | 0 | 32540.3 | 39330.6 | 0 | 26877.5 | 19666.8 | 14749.3
2232 | 0 | 38958.3 | 0 | 40053.4 | 0 | 10672.5 | 0 | 3473.89 | 0 | 11699.5 | 3473.89 | 0 | 0 | 36717.4 | 38056.6 | 0 | 18349 | 14270.7 | 38296.3
2233 | 0 | 38427.1 | 0 | 40053.4 | 0 | 9165.34 | 0 | 0 | 0 | 24189.2 | 0 | 0 | 0 | 27329.5 | 31419.1 | 0 | 6169.61 | 14287.8 | 40053.4
2234 | 0 | 36719.8 | 0 | 40053.4 | 0 | 3700.17 | 0 | 0 | 0 | 17192.5 | 0 | 0 | 0 | 27856.1 | 14725.6 | 0 | 4270.4 | 17974 | 40053.4
2235 | 0 | 33128.4 | 0 | 40053.4 | 0 | 9979.79 | 0 | 0 | 0 | 14180.4 | 0 | 0 | 0 | 35682.7 | 19160.5 | 0 | 5506.96 | 23829.4 | 40053.4
2236 | 0 | 28228.6 | 0 | 40053.4 | 0 | 3321.18 | 0 | 56.5865 | 0 | 17123 | 56.5865 | 0 | 0 | 40053.4 | 12365.4 | 0 | 2739.68 | 21381.6 | 39802.8
2237 | 0 | 24842.3 | 0 | 40053.4 | 0 | 712.816 | 0 | 0 | 0 | 13606.7 | 0 | 0 | 0 | 40053.4 | 18640 | 0 | 757.249 | 12703 | 38311.4
2238 | 0 | 20986.3 | 0 | 40053.4 | 0.037579 | 2980.54 | 0 | 0 | 0 | 12001.8 | 0 | 0 | 0 | 40053.4 | 13251.2 | 0 | 0 | 6652.61 | 32950.8
2239 | 0.3639 | 17572.6 | 0.28634 | 40053.4 | 0.63641 | 1536.24 | 0.13388 | 0 | 0.14299 | 12838 | 0 | 0 | 0.15577 | 40053.4 | 13121.6 | 0.10737 | 0 | 3798.27 | 13564.7
2240 | 1.5786 | 15879.9 | 1.2375 | 40053.4 | 1.9352 | 3212.16 | 0.68404 | 828.14 | 0.94503 | 11522.8 | 828.14 | 0 | 0.72777 | 40053.4 | 15363.2 | 0.55025 | 0 | 1656.4 | 1031.34
2241 | 2.8213 | 3290.16 | 1.8419 | 40053.4 | 2.9147 | 5195.75 | 1.4423 | 0 | 0.82626 | 12906.9 | 0 | 0 | 1.9519 | 39689.3 | 8112.13 | 1.4756 | 0 | 276.859 | 2553.53
2242 | 3.7819 | 6306.06 | 2.774 | 40053.4 | 3.7247 | 16724.9 | 3.1239 | 0 | 2.1503 | 13579.3 | 0 | 0 | 2.7451 | 39503.6 | 8487.73 | 2.7149 | 0 | 0 | 103.931
2243 | 3.7127 | 0 | 2.8595 | 40053.4 | 4.2972 | 18832.8 | 3.7178 | 126.466 | 3.3105 | 11171.2 | 126.466 | 0 | 1.9343 | 40053.4 | 11350 | 2.9912 | 0 | 0 | 0
2244 | 3.9419 | 0 | 3.2599 | 40053.4 | 1.6868 | 32707.7 | 4.0174 | 2259.52 | 3.6158 | 9778.24 | 2259.52 | 0 | 2.9769 | 40053.4 | 21811.1 | 3.347 | 565.701 | 0 | 697.678
2245 | 3.7069 | 0 | 2.2048 | 40053.4 | 4.3061 | 38605.8 | 4.0571 | 2540.11 | 3.6705 | 13308.6 | 2540.11 | 0 | 3.0431 | 40053.4 | 23246.1 | 3.0362 | 1187.78 | 443.234 | 0
2246 | 2.7259 | 0 | 3.1818 | 40053.4 | 1.8748 | 33130.9 | 3.8475 | 5991.86 | 3.5263 | 19718 | 5991.86 | 8045.8 | 3.4417 | 40053.4 | 21254.4 | 3.8113 | 1817.16 | 0 | 21.4534
2247 | 1.6781 | 0 | 1.9607 | 40053.4 | 1.3861 | 27133.9 | 3.3929 | 8561.42 | 3.0999 | 15476.5 | 8561.42 | 4441.52 | 3.0523 | 40053.4 | 21804.1 | 3.2249 | 1076.43 | 0 | 0
2248 | 2.1968 | 0 | 2.2829 | 40053.4 | 1.138 | 37237.1 | 2.6998 | 14176 | 2.4507 | 13805.3 | 14176 | 7152.62 | 2.4055 | 40053.4 | 17141.7 | 2.9914 | 0 | 0 | 0
2249 | 1.3741 | 4864.98 | 0.73571 | 39631 | 0.424 | 40053.4 | 1.7269 | 18381.3 | 0.10959 | 10717.1 | 18381.3 | 25086.7 | 1.5367 | 40053.4 | 17969.9 | 1.9155 | 0 | 1283.31 | 0
2250 | 0.36204 | 15601 | 0.4788 | 39755.8 | 0.021132 | 21950.2 | 0.62833 | 15319.9 | 0.019871 | 33235 | 15319.9 | 0 | 0.48645 | 40053.4 | 14112.7 | 0.7583 | 0 | 4961.7 | 0
2251 | 0 | 32658.7 | 0 | 39865.7 | 0 | 17029.3 | 0 | 27499.7 | 0.022329 | 27533.7 | 27499.7 | 0 | 0.018349 | 37842.9 | 12659.2 | 0.050878 | 0 | 13721.9 | 21.5659
2252 | 0 | 39894.1 | 0 | 39782.3 | 0 | 22079.7 | 0 | 16137 | 0 | 30392.4 | 16137 | 0 | 0 | 38909.4 | 16687.3 | 0 | 714.235 | 26766.2 | 7659.86
2253 | 0 | 40053.4 | 0 | 39499 | 0 | 20756.1 | 0 | 26293.1 | 0 | 24582.4 | 26293.1 | 0 | 0 | 39441.1 | 22730.6 | 0 | 0 | 29286.5 | 22413
2254 | 0 | 39314.5 | 0 | 38619.8 | 0 | 28852.3 | 0 | 26542.6 | 0 | 17865.8 | 26542.6 | 0 | 0 | 22604.7 | 13473.9 | 0 | 0 | 36517.8 | 24755
2255 | 0 | 39323.3 | 0 | 37156.1 | 0 | 29764.7 | 0 | 24858 | 0 | 28762.7 | 24858 | 0 | 0 | 11156 | 6120.18 | 0 | 0 | 36356.3 | 27105.9
2256 | 0 | 39941.7 | 0 | 34984.8 | 0 | 0 | 0 | 20160.3 | 0 | 17792.4 | 20160.3 | 0 | 0 | 40019.7 | 8657.53 | 0 | 0 | 36754.3 | 31551
2257 | 0 | 39808.4 | 0 | 24199 | 0 | 8087.5 | 0 | 22646.5 | 0 | 17145.7 | 22646.5 | 0 | 0 | 40053.4 | 2371.83 | 0 | 1764.09 | 36775.2 | 27075.7
2258 | 0 | 40053.4 | 0 | 21543.1 | 0 | 5292.5 | 0 | 19057.9 | 0 | 13425.5 | 19057.9 | 0 | 0 | 40053.4 | 2541.02 | 0 | 4331.2 | 37747.8 | 12950.5
2259 | 0 | 40053.4 | 0 | 24739.4 | 0 | 19283.1 | 0 | 17889.4 | 0 | 10504 | 17889.4 | 0 | 0 | 39576.2 | 2360.93 | 0 | 7632.89 | 37584.4 | 6948.9
2260 | 0 | 40053.4 | 0 | 24212.2 | 0 | 3550.99 | 0 | 10930.6 | 0 | 6930.77 | 10930.6 | 0 | 0 | 38726.9 | 1203.39 | 0 | 15508.4 | 36708.1 | 20044.7
2261 | 0 | 40053.4 | 0 | 23572.7 | 0 | 0 | 0 | 5654.72 | 0 | 6902.01 | 5654.72 | 0 | 0 | 39339.8 | 882.347 | 0 | 13010.8 | 37173.5 | 14057.5
2262 | 0 | 40053.4 | 0 | 27657.9 | 0.041633 | 975.604 | 0 | 8885.34 | 0 | 5646.94 | 8885.34 | 358.16 | 0 | 39431.2 | 872.478 | 0 | 11199.3 | 37677.2 | 9823.56
2263 | 0.12186 | 40053.4 | 0.27513 | 31578.5 | 0.60931 | 1827.15 | 0.23493 | 6964.82 | 0.042877 | 6331.2 | 6964.82 | 0 | 0.03393 | 39772.4 | 1832.45 | 0.12038 | 15848 | 38605.3 | 10493.8
2264 | 1.5072 | 40053.4 | 1.2036 | 37792.5 | 1.8247 | 0 | 1.1984 | 3005.6 | 0.43435 | 2179.11 | 3005.6 | 11.0788 | 0.047309 | 39845.8 | 487.739 | 0.60693 | 23492.5 | 36659.3 | 1816.05
2265 | 1.9419 | 40053.4 | 2.2148 | 35258.3 | 2.8554 | 0 | 2.246 | 1144.21 | 0.16214 | 3200.45 | 1144.21 | 315.29 | 0.15055 | 39957.6 | 1584.16 | 2.3069 | 15726.2 | 31474.1 | 0
2266 | 2.8192 | 40053.4 | 2.9973 | 33053.8 | 1.5379 | 0 | 3.0528 | 768.605 | 1.3595 | 2888.16 | 768.605 | 0 | 0.17989 | 38571.5 | 3131.86 | 3.2984 | 13226.2 | 37818 | 2035.22
2267 | 1.148 | 40053.4 | 3.2283 | 23000.4 | 3.0732 | 3493.58 | 3.6002 | 9013.71 | 1.8535 | 0 | 9013.71 | 2500.42 | 0.68008 | 39659.5 | 3796.06 | 4.0345 | 8786.07 | 37352.2 | 5211.61
2268 | 2.7357 | 40053.4 | 3.5884 | 12283 | 4.2381 | 5370.16 | 3.8884 | 5357.81 | 1.4946 | 0 | 5357.81 | 4766.28 | 0.50011 | 39319.1 | 3003.14 | 4.4467 | 15429.9 | 36743.1 | 8397.46
2269 | 3.5122 | 40053.4 | 3.7554 | 6428.76 | 2.138 | 2078.6 | 3.9217 | 16350.5 | 1.5946 | 0 | 16350.5 | 8281.88 | 0.73201 | 39041.4 | 5454.79 | 4.5594 | 18973.8 | 38603.5 | 13802.2
2270 | 1.5557 | 40053.4 | 2.9118 | 3507.53 | 4.0734 | 628.489 | 3.7318 | 28306.8 | 2.5221 | 0 | 28306.8 | 9597.73 | 0.88387 | 35366.2 | 5002.66 | 4.3725 | 9075.29 | 38670.5 | 21950.6
2271 | 1.1781 | 40053.4 | 0.81731 | 2385.33 | 3.2495 | 4726.01 | 3.2996 | 36123.5 | 2.6358 | 0 | 36123.5 | 11868.8 | 0.60369 | 23548.4 | 7439.91 | 3.8635 | 0 | 38743.7 | 23175.5
2272 | 1.5141 | 40053.4 | 0.27443 | 1358.07 | 2.5594 | 3005.82 | 2.594 | 34696 | 2.2056 | 0 | 34696 | 13926.2 | 1.3587 | 8424.56 | 22483.4 | 3.0494 | 2265.21 | 38019.8 | 19676.3
2273 | 1.3713 | 40053.4 | 0.15915 | 348.561 | 1.2867 | 3505.97 | 1.6418 | 33405.6 | 1.3165 | 0 | 33405.6 | 17120.2 | 0.86311 | 2744.7 | 8758.76 | 1.9695 | 3518.43 | 38565.6 | 10046
2274 | 0.060745 | 40053.4 | 0.09568 | 929.407 | 0.21515 | 1284.62 | 0.59919 | 34023.6 | 0.34927 | 0 | 34023.6 | 16747.2 | 0.40819 | 0 | 9432.55 | 0.78927 | 4919.75 | 39135.5 | 4077.28
2275 | 0 | 40053.4 | 0 | 1518.47 | 0 | 0 | 0.025851 | 27073.6 | 0.011267 | 0 | 27073.6 | 11959.4 | 0.016686 | 0 | 4606.25 | 0.049395 | 6062.71 | 39861.5 | 5922.99
2276 | 0 | 40053.4 | 0 | 9695.43 | 0 | 0 | 0 | 37901.9 | 0 | 0 | 37901.9 | 15587.3 | 0 | 0 | 11340.7 | 0 | 10525.9 | 39684.1 | 211.322
2277 | 0 | 40053.4 | 0 | 24314.8 | 0 | 0 | 0 | 32315 | 0 | 0 | 32315 | 3690.56 | 0 | 0 | 23312.4 | 0 | 17381.9 | 40039.3 | 0
2278 | 0 | 40053.4 | 0 | 35345.4 | 0 | 0 | 0 | 21742.8 | 0 | 999.906 | 21742.8 | 0 | 0 | 5823.42 | 23343.4 | 0 | 26317.6 | 40053.4 | 0
2279 | 0 | 40053.4 | 0 | 28382.3 | 0 | 0 | 0 | 26803.8 | 0 | 1286.4 | 26803.8 | 3960.34 | 0 | 9694.65 | 23118.9 | 0 | 11925.9 | 40053.4 | 0
2280 | 0 | 40053.4 | 0 | 31160.4 | 0 | 0 | 0 | 21408.6 | 0 | 1198.18 | 21408.6 | 23628 | 0 | 14634.5 | 22928.7 | 0 | 1996.74 | 40053.4 | 904.77
2281 | 0 | 40053.4 | 0 | 31366.3 | 0 | 0 | 0 | 24100.6 | 0 | 25032.2 | 24100.6 | 13837.8 | 0 | 28146.1 | 27180 | 0 | 1542.04 | 40053.4 | 6362.95
2282 | 0 | 40053.4 | 0 | 25670 | 0 | 0 | 0 | 9880.22 | 0 | 34707 | 9880.22 | 10859.5 | 0 | 23299.2 | 28059.9 | 0 | 4844.18 | 40053.4 | 11614.1
2283 | 0 | 40053.4 | 0 | 26834.5 | 0 | 0 | 0 | 11336.6 | 0 | 35223.9 | 11336.6 | 4415.29 | 0 | 24894.3 | 26648.6 | 0 | 6523.19 | 40053.4 | 18652.9
2284 | 0 | 40053.4 | 0 | 19931.4 | 0 | 4853.12 | 0 | 11102.6 | 0 | 38029.5 | 11102.6 | 2232.71 | 0 | 22002.8 | 26160.6 | 0 | 3916.94 | 40053.4 | 27119.2
2285 | 0 | 40053.4 | 0 | 20556.6 | 0 | 4761.17 | 0 | 11927.6 | 0 | 31990.7 | 11927.6 | 187.606 | 0 | 26251.2 | 18150.7 | 0 | 2074.64 | 40053.4 | 19541.2
2286 | 0 | 40053.4 | 0 | 8234.96 | 0.013244 | 9827.17 | 0 | 6791.5 | 0 | 27954.5 | 6791.5 | 0 | 0 | 16639.6 | 20568.5 | 0 | 924.734 | 40053.4 | 12243.3
2287 | 0.33406 | 40053.4 | 0.0067156 | 1683.25 | 0.19153 | 0 | 0.0873 | 0 | 0.073763 | 25613.5 | 0 | 72.0468 | 0.19495 | 9575.02 | 21453.5 | 0.22876 | 0 | 40053.4 | 13924.7
2288 | 1.4005 | 40053.4 | 0.79802 | 0 | 2.0064 | 0 | 0.20814 | 722.839 | 0.30748 | 19154.6 | 722.839 | 0 | 1.1871 | 4636.35 | 15437 | 0.74216 | 0 | 39653.1 | 1466.48
2289 | 2.7383 | 40053.4 | 1.9491 | 0 | 2.1798 | 0 | 0.080956 | 0 | 0.38357 | 7059.95 | 0 | 0 | 2.307 | 1375.42 | 12717.6 | 1.469 | 0 | 38287.1 | 0
2290 | 3.2663 | 40053.4 | 2.5505 | 0 | 3.5804 | 0 | 0.72251 | 0 | 0.94095 | 4754.05 | 0 | 0 | 3.1571 | 6034.81 | 0 | 1.6269 | 0 | 37081.1 | 946.001
2291 | 4.3552 | 39979.7 | 0.77251 | 0 | 4.2082 | 4674.89 | 0.99886 | 0 | 3.4448 | 3427.64 | 0 | 0 | 3.7569 | 9407.54 | 463.042 | 3.6456 | 0 | 32417.9 | 728.218
2292 | 4.7127 | 39688.4 | 0.42123 | 0 | 4.4417 | 4566.87 | 1.5433 | 0 | 4.1122 | 2827.1 | 0 | 0 | 4.0772 | 5606.07 | 2026.83 | 4.0491 | 2053.33 | 29634.4 | 0
2293 | 3.3981 | 38946 | 1.1592 | 0 | 4.2587 | 0 | 0.84162 | 0 | 4.1977 | 2463.37 | 0 | 284.613 | 4.1412 | 4031.1 | 0 | 3.3392 | 4487.21 | 20448.2 | 143.099
2294 | 4.4374 | 37647.3 | 3.1544 | 0 | 2.8258 | 2753.7 | 0.67319 | 0 | 3.9869 | 1367.4 | 0 | 1402.97 | 3.9518 | 0 | 0 | 2.8285 | 3732.09 | 19942.5 | 685.331
2295 | 1.9068 | 36810.6 | 3.0895 | 0 | 0.83997 | 9440.34 | 0.48615 | 0 | 3.5542 | 720.045 | 0 | 1325.28 | 3.4893 | 624.251 | 0 | 3.1631 | 3273.91 | 26883.5 | 184.303
2296 | 2.1272 | 32737.9 | 2.9228 | 0 | 0.54792 | 22161 | 0.43383 | 2364.15 | 2.8397 | 439.34 | 2364.15 | 1899.7 | 2.7726 | 0 | 0 | 0.81093 | 1857.26 | 32942.4 | 465.688
2297 | 1.7634 | 17606.9 | 1.7643 | 0 | 0.86429 | 15216 | 0.41238 | 6338.68 | 1.8444 | 0 | 6338.68 | 3624.38 | 1.825 | 0 | 0 | 1.4849 | 493.46 | 35429 | 0
2298 | 0.53653 | 7927.02 | 0.53782 | 0 | 0.15188 | 15516.3 | 0.17042 | 11679.9 | 0.70567 | 0 | 11679.9 | 6654.89 | 0.69419 | 0 | 2437.2 | 0.60781 | 0 | 37131.1 | 0
2299 | 0 | 2033.13 | 0 | 0 | 0 | 20850.6 | 0.0070983 | 16421.2 | 0.03079 | 3648.62 | 16421.2 | 5939.03 | 0.031926 | 0 | 4682.58 | 0.036284 | 0 | 38908.1 | 4908.38
2300 | 0 | 2199.04 | 0 | 1638.92 | 0 | 0 | 0 | 21612.2 | 0 | 9227.89 | 21612.2 | 6315.4 | 0 | 0 | 18594.5 | 0 | 0 | 39119.8 | 38472.2
2301 | 0 | 1367.2 | 0 | 11554.7 | 0 | 1870.76 | 0 | 17561 | 0 | 15525.5 | 17561 | 4530.4 | 0 | 468.671 | 16588.1 | 0 | 0 | 39774 | 39288.8
2302 | 0 | 2909.48 | 0 | 30342.4 | 0 | 330.936 | 0 | 11155.1 | 0 | 21427.4 | 11155.1 | 6530.56 | 0 | 39.8581 | 25731.8 | 0 | 0 | 39916.1 | 39724.5
2303 | 0 | 7790.69 | 0 | 30291.3 | 0 | 0 | 0 | 12368.8 | 0 | 34732.4 | 12368.8 | 10377.3 | 0 | 0 | 20307.2 | 0 | 0 | 40053.4 | 39352
2304 | 0 | 15158.5 | 0 | 28290.1 | 0 | 0 | 0 | 28909.1 | 0 | 21456.1 | 28909.1 | 5077.84 | 0 | 0 | 13890.6 | 0 | 0 | 40053.4 | 39643.2
2305 | 0 | 15595.4 | 0 | 27198.2 | 0 | 6884.44 | 0 | 26216.8 | 0 | 9771.61 | 26216.8 | 13497.2 | 0 | 300.935 | 13286.1 | 0 | 0 | 40053.4 | 35996.8
2306 | 0 | 34401 | 0 | 31740.9 | 0 | 15958.1 | 0 | 34875.7 | 0 | 5186.67 | 34875.7 | 7455.06 | 0 | 2626.4 | 11555.7 | 0 | 0 | 40053.4 | 21606.2
2307 | 0 | 33972.9 | 0 | 26276.8 | 0 | 9785.17 | 0 | 32302 | 0 | 9850.84 | 32302 | 412.052 | 0 | 2841.15 | 8628.57 | 0 | 0 | 40053.4 | 6129.12
2308 | 0 | 30894.8 | 0 | 24055.4 | 0 | 6792.52 | 0 | 34346.2 | 0 | 7171.61 | 34346.2 | 3267.07 | 0 | 1899.1 | 8588.85 | 0 | 2106.25 | 40053.4 | 5101.07
2309 | 0 | 32767.7 | 0 | 26170.7 | 0 | 9144.14 | 0 | 34849.6 | 0 | 7359.39 | 34849.6 | 7759.36 | 0 | 0 | 4964.06 | 0 | 5683.11 | 39825.9 | 5361.76
2310 | 0 | 20675.2 | 0 | 14945.2 | 0.056078 | 3026.59 | 0 | 35580.2 | 0 | 9728.82 | 35580.2 | 7077.38 | 0 | 0 | 4811.12 | 0 | 10998.8 | 39363.9 | 5700.78
2311 | 0.35796 | 9795.51 | 0.33475 | 7058.99 | 0.77851 | 0 | 0.15916 | 33058.5 | 0.18039 | 10752.1 | 33058.5 | 6908.02 | 0.21297 | 0 | 1366.74 | 0.18009 | 15054 | 37026.9 | 18365.6
2312 | 1.585 | 4581.24 | 1.4974 | 7283.33 | 2.0077 | 1879.03 | 0.50799 | 31384.2 | 1.1908 | 2600.84 | 31384.2 | 4546.27 | 1.2472 | 0 | 0 | 0.88572 | 36267.2 | 16888.6 | 14989.4
2313 | 2.7865 | 4091.57 | 2.675 | 10894.9 | 3.0852 | 0 | 1.2632 | 27758.2 | 2.3288 | 0 | 27758.2 | 3677.2 | 2.3524 | 0 | 0 | 1.6978 | 35908.7 | 2008.33 | 253.808
2314 | 3.7175 | 4434.74 | 3.5951 | 24219.3 | 3.8826 | 5815.33 | 0.75151 | 28607.4 | 3.2137 | 0 | 28607.4 | 5173.57 | 3.1846 | 0 | 0 | 2.5594 | 27488.3 | 494.986 | 868.254
2315 | 3.1773 | 9770.45 | 4.2389 | 25062.4 | 4.3423 | 10145.9 | 0.36652 | 30591.4 | 3.8105 | 0 | 30591.4 | 5478.54 | 3.7363 | 0 | 0 | 3.0445 | 12317 | 767.392 | 5085.26
2316 | 3.2145 | 13748.9 | 4.5709 | 25562.5 | 4.5141 | 11919.3 | 0.58636 | 31348.6 | 4.1191 | 880.156 | 31348.6 | 6928.73 | 4.0356 | 0 | 0 | 4.0277 | 7031.61 | 0 | 10474.7
2317 | 0.88147 | 14554 | 4.6068 | 22104 | 4.3886 | 28043.1 | 0.62552 | 36423.2 | 4.1745 | 1818.91 | 36423.2 | 7375.6 | 4.0524 | 0 | 0 | 4.0882 | 16557.9 | 7.9545 | 10114.9
2318 | 0.95767 | 12521.6 | 4.3274 | 16797.8 | 3.9535 | 29203.2 | 1.0021 | 38710.8 | 3.9909 | 2914.62 | 38710.8 | 13804.4 | 3.8535 | 3952.97 | 0 | 3.9178 | 25500.6 | 1024.88 | 8147.85
2319 | 0.10907 | 13121.2 | 3.7633 | 11555.1 | 3.2871 | 33064.1 | 1.211 | 35902.7 | 3.5386 | 3075.61 | 35902.7 | 16726.3 | 3.4239 | 11692.7 | 0 | 2.8297 | 17192.5 | 826.114 | 10240.1
2320 | 0.14565 | 9581.9 | 2.8984 | 14817.7 | 2.3448 | 36686.5 | 0.8481 | 12323.6 | 2.8047 | 4527.03 | 12323.6 | 21567.3 | 2.7214 | 10800.1 | 471.861 | 2.312 | 5356.8 | 0 | 2748.99
2321 | 0.13229 | 5454.27 | 1.7509 | 18926.7 | 1.1996 | 34523.7 | 0.37654 | 12840.4 | 1.831 | 9410.57 | 12840.4 | 16337.7 | 1.7852 | 10607.9 | 783.947 | 1.5821 | 594.021 | 237.312 | 4025.18
2322 | 0.018358 | 8626.28 | 0.53576 | 26142.6 | 0.2141 | 38755 | 0.38667 | 28117.4 | 0.70492 | 5528.68 | 28117.4 | 19155 | 0.68406 | 15336.4 | 2244.21 | 0.39165 | 0 | 1170.2 | 5986.12
2323 | 0 | 12277.9 | 0 | 32239.2 | 0 | 37809 | 0.0097269 | 31822.6 | 0.03285 | 11103.8 | 31822.6 | 29062.7 | 0.034204 | 18042.1 | 783.55 | 0.039115 | 539.09 | 17105.8 | 31250.3
2324 | 0 | 39006.2 | 0 | 28412.8 | 0 | 33139 | 0 | 31154.3 | 0 | 12875 | 31154.3 | 32039.2 | 0 | 13756.5 | 3533.42 | 0 | 7401.76 | 37051.4 | 26889.7
2325 | 0 | 39526.2 | 0 | 33030.2 | 0 | 38256.8 | 0 | 31754.6 | 0 | 17509 | 31754.6 | 35266.6 | 0 | 9824.76 | 1878.08 | 0 | 14284 | 36058.1 | 9682.66
2326 | 0 | 36902.8 | 0 | 35862.5 | 0 | 938.607 | 0 | 31582.2 | 0 | 21169.2 | 31582.2 | 21092.1 | 0 | 6595.79 | 7758.65 | 0 | 4796.66 | 28825.1 | 9407.68
2327 | 0 | 36227.2 | 0 | 36969.7 | 0 | 276.358 | 0 | 15010.1 | 0 | 31580.6 | 15010.1 | 26458.5 | 0 | 11830 | 8707.25 | 0 | 884.471 | 11731.3 | 3466.69
2328 | 0 | 36706.4 | 0 | 39149.1 | 0 | 862.021 | 0 | 7782 | 0 | 35208.6 | 7782 | 22007 | 0 | 23488 | 12675 | 0 | 1060.92 | 15424.5 | 5589.59
2329 | 0 | 34256.9 | 0 | 38399.9 | 0 | 0 | 0 | 7574.17 | 0 | 36356 | 7574.17 | 24825.1 | 0 | 35416.6 | 9666.68 | 0 | 3239.87 | 29936.8 | 7731.12
2330 | 0 | 33215.6 | 0 | 25522.9 | 0 | 8692.03 | 0 | 2484.27 | 0 | 29481.1 | 2484.27 | 3145.31 | 0 | 38424.8 | 4967.8 | 0 | 4313.08 | 35123.3 | 0
2331 | 0 | 32042.7 | 0 | 10114 | 0 | 5735.62 | 0 | 1001.93 | 0 | 30697.9 | 1001.93 | 0 | 0 | 36905.2 | 3680.17 | 0 | 5548.45 | 36079.6 | 1132.37
2332 | 0 | 28973.9 | 0 | 1504.75 | 0 | 8360.27 | 0 | 290.841 | 0 | 24315 | 290.841 | 0 | 0 | 39068.5 | 4224.45 | 0 | 2988.58 | 34817.7 | 3850.97
2333 | 0 | 22172.3 | 0 | 4711.29 | 0 | 6560.69 | 0 | 544.199 | 0 | 22896 | 544.199 | 0 | 0 | 35891 | 2167.02 | 0 | 4228.01 | 33090.5 | 8125.03
2334 | 0 | 22393.5 | 0 | 6842.08 | 0.050471 | 0 | 0 | 0 | 0 | 16226.7 | 0 | 0 | 0 | 32625.7 | 2927.43 | 0 | 5552.93 | 31118.2 | 13479
2335 | 0.35129 | 22660 | 0.352 | 9288.91 | 0.77634 | 1226.19 | 0.010118 | 0 | 0.19577 | 10602.4 | 0 | 0 | 0.060928 | 33650.5 | 4395.05 | 0.15482 | 4814.57 | 31196.4 | 11717
2336 | 0.90377 | 20981 | 1.517 | 9622.69 | 1.973 | 913.355 | 0.44842 | 0 | 1.1148 | 5423.57 | 0 | 0 | 0.04749 | 30665 | 5362.42 | 0.51377 | 7435.48 | 24751.3 | 9782.96
2337 | 2.7744 | 9597.43 | 2.6889 | 6265.01 | 3.0223 | 5499.97 | 0.898 | 0 | 1.3615 | 1734.65 | 0 | 0 | 0.25739 | 27291.2 | 3302.98 | 1.3218 | 9735.92 | 16174.8 | 7142.22
2338 | 3.6487 | 7730.37 | 3.597 | 8745.26 | 3.7835 | 9943.66 | 1.341 | 0 | 3.0678 | 901.105 | 0 | 0 | 2.9992 | 26796.3 | 4551.32 | 2.7174 | 19184.8 | 8618.86 | 11402.6
2339 | 4.2293 | 12347.2 | 4.2095 | 9497.97 | 4.2366 | 31793.8 | 2.6695 | 0 | 3.6269 | 1124.79 | 0 | 0 | 3.5754 | 24935.4 | 3847.22 | 3.7572 | 29422.2 | 1201.86 | 7440.29
2340 | 4.5372 | 9116.02 | 4.5307 | 28867.8 | 4.4369 | 39913.4 | 2.3549 | 0 | 3.9246 | 1295.84 | 0 | 1029.89 | 3.8921 | 12204.9 | 1953.09 | 4.1443 | 27704 | 8619.25 | 8656.99
2341 | 4.5306 | 11625.6 | 4.5524 | 37165.3 | 4.3384 | 39817.7 | 2.8098 | 0 | 3.9901 | 4676.48 | 0 | 4873.08 | 3.9264 | 6127.83 | 2904.24 | 4.1814 | 33988.9 | 28831.1 | 15427.7
2342 | 4.2306 | 10111.2 | 4.2654 | 38950.4 | 3.9267 | 40053.4 | 2.2906 | 1609.07 | 3.8362 | 6179.83 | 1609.07 | 5623.56 | 3.7179 | 19020.5 | 3611.77 | 3.2092 | 32435.6 | 37322 | 15850.4
2343 | 3.6612 | 12091.7 | 3.657 | 40002.5 | 3.2565 | 40053.4 | 2.8776 | 5834.86 | 3.3913 | 8331.35 | 5834.86 | 8606.6 | 3.2757 | 30498 | 1004.83 | 3.5859 | 28405.8 | 39067.7 | 10623.1
2344 | 2.1839 | 11566.6 | 2.7895 | 40053.4 | 2.3289 | 40053.4 | 2.1052 | 6473.73 | 2.6938 | 9188.94 | 6473.73 | 16695.4 | 2.5686 | 32648.2 | 1720.47 | 2.8429 | 26571.5 | 39324.1 | 5635.16
2345 | 1.4197 | 15126.9 | 1.6565 | 40053.4 | 1.193 | 40053.4 | 1.0186 | 0 | 1.7326 | 7592.42 | 0 | 20102.6 | 1.641 | 24648.5 | 4295.43 | 1.8535 | 17339.8 | 39691.1 | 9838.86
2346 | 0.5414 | 26951.8 | 0.52605 | 39742.3 | 0.21802 | 40053.4 | 0.5667 | 0 | 0.66557 | 16807.3 | 0 | 21334.5 | 0.63313 | 16688.8 | 7426.82 | 0.76121 | 9737.01 | 40042.3 | 15345
2347 | 0 | 35994.8 | 0 | 37648.7 | 0 | 40053.4 | 0.027601 | 10729.5 | 0.034703 | 18635.3 | 10729.5 | 24062.7 | 0.031005 | 11788.9 | 16341.5 | 0.057067 | 4266.84 | 39816 | 24135.7
2348 | 0 | 39318.5 | 0 | 38549.3 | 0 | 40053.4 | 0 | 21892.8 | 0 | 16102.8 | 21892.8 | 36591.5 | 0 | 8240.53 | 25594.4 | 0 | 5547.99 | 39548.2 | 21941.1
2349 | 0 | 39508.9 | 0 | 40048.2 | 0 | 40053.4 | 0 | 12248.7 | 0 | 22649.5 | 12248.7 | 22427.8 | 0 | 5372.17 | 27952.6 | 0 | 10210.8 | 38950.8 | 17786.3
2350 | 0 | 39482.4 | 0 | 39061.8 | 0 | 40053.4 | 0 | 39228.2 | 0 | 32518.6 | 39228.2 | 4563.55 | 0 | 20551.2 | 24169.2 | 0 | 16885.7 | 39269.6 | 24021.1
2351 | 0 | 39525.4 | 0 | 37651.4 | 0 | 40053.4 | 0 | 30127.2 | 0 | 37299.2 | 30127.2 | 6110.79 | 0 | 39946 | 15856.9 | 0 | 24130.3 | 39344.2 | 23728.1
2352 | 0 | 39575.7 | 0 | 35210.4 | 0 | 40009.7 | 0 | 30560.2 | 0 | 22439.2 | 30560.2 | 17806 | 0 | 39617.4 | 34314.1 | 0 | 30410.4 | 40053.4 | 10985.1
2353 | 0 | 39807.7 | 0 | 38271.8 | 0 | 39885.2 | 0 | 29664.5 | 0 | 29285.4 | 29664.5 | 25337.9 | 0 | 39340.8 | 14774.1 | 0 | 37723 | 40053.4 | 15384.6
2354 | 0 | 39976.8 | 0 | 39967 | 0 | 40053.4 | 0 | 31159 | 0 | 23460.1 | 31159 | 4231.35 | 0 | 39667.7 | 30937.4 | 0 | 39299 | 40053.4 | 13011.4
2355 | 0 | 39687.9 | 0 | 39643.7 | 0 | 40053.4 | 0 | 327.333 | 0 | 14227.7 | 327.333 | 1034.83 | 0 | 38940.7 | 16115.7 | 0 | 39270 | 40053.4 | 5109.76
2356 | 0 | 39458.1 | 0 | 39566.8 | 0 | 40053.4 | 0 | 8547.42 | 0 | 10017.2 | 8547.42 | 0 | 0 | 37992 | 8704.04 | 0 | 38266.2 | 39599.8 | 1726.61
2357 | 0 | 38879.2 | 0 | 39779.1 | 0 | 40053.4 | 0 | 18289.7 | 0 | 7627.41 | 18289.7 | 0 | 0 | 29943.6 | 32580.6 | 0 | 33651.2 | 39206.8 | 0
2358 | 0 | 39260 | 0 | 40053.4 | 0.054786 | 40053.4 | 0 | 12952.7 | 0 | 26016.9 | 12952.7 | 50.1854 | 0 | 36766.8 | 30373 | 0 | 23507 | 38214.5 | 0
2359 | 0.43033 | 39289.3 | 0.20664 | 40053.4 | 0.81822 | 40053.4 | 0.23659 | 5703.41 | 0.19962 | 11901.7 | 5703.41 | 0 | 0.23137 | 27816.2 | 26012.2 | 0.25159 | 24710.2 | 37317.4 | 681.163
2360 | 1.6354 | 39735.2 | 1.4969 | 40053.4 | 2.0332 | 40053.4 | 1.1726 | 3683.17 | 1.1261 | 3150.35 | 3683.17 | 0 | 1.1901 | 26952.3 | 28497 | 1.1882 | 13679.1 | 38398.7 | 534.968
2361 | 2.8003 | 38305.3 | 2.7071 | 40053.4 | 3.0754 | 40053.4 | 2.1313 | 12548.6 | 2.1928 | 833.669 | 12548.6 | 404.28 | 2.2344 | 25634.4 | 30025.3 | 2.2537 | 11769 | 39722.6 | 2917.85
2362 | 3.6681 | 38340.3 | 3.6247 | 40053.4 | 3.844 | 40053.4 | 2.8563 | 4568.87 | 3.0408 | 598.391 | 4568.87 | 0 | 3.0545 | 39280 | 27757.7 | 3.1544 | 7224.15 | 39954.1 | 3231.96
2363 | 4.2274 | 38992.1 | 4.2503 | 40053.4 | 4.2684 | 40053.4 | 3.3134 | 3069.77 | 3.6128 | 1098.83 | 3069.77 | 590.35 | 3.5938 | 39405.7 | 20282 | 3.7548 | 3816.77 | 39310.3 | 7809.64
2364 | 4.4853 | 39236.5 | 4.5644 | 40053.4 | 4.4383 | 40053.4 | 2.4826 | 3807.54 | 3.9258 | 1220.18 | 3807.54 | 0 | 3.8604 | 40053.4 | 20350.9 | 4.1039 | 1710.16 | 35610.9 | 13456.7
2365 | 4.4423 | 36925.2 | 4.5753 | 40053.4 | 4.3226 | 40053.4 | 2.4677 | 3847.67 | 4.0009 | 2282 | 3847.67 | 2672.19 | 3.8787 | 40053.4 | 18715.2 | 4.1482 | 62.0597 | 35986.8 | 12665.6
2366 | 4.1333 | 39447.6 | 4.2825 | 40053.4 | 3.9121 | 40053.4 | 2.4359 | 5476.95 | 3.849 | 3309.24 | 5476.95 | 2183.68 | 1.9325 | 40053.4 | 20374.6 | 3.9457 | 0 | 38172 | 27567
2367 | 3.5916 | 39568.4 | 3.7252 | 40053.4 | 3.2521 | 40053.4 | 1.401 | 1685.72 | 3.4138 | 4111.51 | 1685.72 | 4406.39 | 1.0761 | 40053.4 | 22709.8 | 3.4414 | 0 | 36770.6 | 35438.3
2368 | 2.7757 | 39481.1 | 2.8594 | 40053.4 | 2.3268 | 40053.4 | 0.9122 | 1904.86 | 2.71 | 5318.78 | 1904.86 | 4196.35 | 1.8884 | 39876.9 | 19158.3 | 2.6646 | 0 | 35374.5 | 37058.3
2369 | 1.6979 | 39555.1 | 1.7293 | 40053.4 | 1.187 | 40053.4 | 0.37333 | 2626.22 | 1.7483 | 6518.59 | 2626.22 | 8623.96 | 1.0785 | 40053.4 | 22645.2 | 0.64223 | 2190.12 | 36603.9 | 22669.9
2370 | 0.53789 | 40004.5 | 0.53389 | 38358.7 | 0.21699 | 40053.4 | 0.093552 | 10553.8 | 0.68253 | 7225.39 | 10553.8 | 5891.09 | 0.64849 | 40053.4 | 25079.5 | 0.097859 | 6490.78 | 37344.9 | 7283.3
2371 | 0 | 40053.4 | 0 | 23899.1 | 0 | 39293.6 | 0 | 6926.22 | 0.037434 | 17873.5 | 6926.22 | 19186.8 | 0.036141 | 39818.1 | 20008.8 | 0.0097646 | 8184.67 | 38896.6 | 6552.2
2372 | 0 | 39786.7 | 0 | 36520.5 | 0 | 35249.7 | 0 | 902.835 | 0 | 25618.5 | 902.835 | 34879.6 | 0 | 35640.5 | 22067.7 | 0 | 3331.89 | 39338.5 | 11082.8
2373 | 0 | 39041.8 | 0 | 31827.9 | 0 | 33615.6 | 0 | 1619.26 | 0 | 31750.3 | 1619.26 | 29615.3 | 0 | 17099.6 | 18248.1 | 0 | 1432.95 | 39816.1 | 9839.08
2374 | 0 | 34326.3 | 0 | 33294.9 | 0 | 35792 | 0 | 12049.8 | 0 | 36178.7 | 12049.8 | 23869.7 | 0 | 9395.22 | 28702.5 | 0 | 0 | 40023 | 0
2375 | 0 | 31278.7 | 0 | 34428.5 | 0 | 33015.2 | 0 | 34370.6 | 0 | 34319.3 | 34370.6 | 10284.6 | 0 | 3072.36 | 18598.4 | 0 | 0 | 39819.9 | 0
2376 | 0 | 25515.3 | 0 | 36126.7 | 0 | 27697.2 | 0 | 34700.2 | 0 | 24175.4 | 34700.2 | 825.343 | 0 | 2405.03 | 18384.1 | 0 | 0 | 39919.3 | 0
2377 | 0 | 19645 | 0 | 21356.3 | 0 | 14423.4 | 0 | 21348.3 | 0 | 19001.1 | 21348.3 | 0 | 0 | 2897.33 | 26976.5 | 0 | 1673.95 | 40053.4 | 1258.8
2378 | 0 | 14936.8 | 0 | 19999.3 | 0 | 6564.35 | 0 | 3389.05 | 0 | 32022.4 | 3389.05 | 0 | 0 | 8404.58 | 18250.5 | 0 | 3455.07 | 40053.4 | 6720.9
2379 | 0 | 9456.88 | 0 | 18174.1 | 0 | 10721.4 | 0 | 2630.54 | 0 | 36128.7 | 2630.54 | 0 | 0 | 2910.23 | 19601.6 | 0 | 11726.5 | 40053.4 | 10663.2
2380 | 0 | 7892 | 0 | 13630.2 | 0 | 18270.2 | 0 | 754.688 | 0 | 37673 | 754.688 | 0 | 0 | 0 | 15847.5 | 0 | 15792.7 | 39309.8 | 11782.9
2381 | 0 | 7618.99 | 0 | 17025.4 | 0 | 26247.4 | 0 | 0 | 0 | 36301.8 | 0 | 0 | 0 | 0 | 17061.1 | 0 | 5029.43 | 38357 | 6453.53
2382 | 0 | 8726.14 | 0 | 27029.3 | 0.062256 | 19187.5 | 0 | 29382.6 | 0 | 35223.4 | 29382.6 | 0 | 0 | 7082.24 | 11657.5 | 0 | 104.381 | 36911.1 | 3157.92
2383 | 0.38016 | 9855.42 | 0.3648 | 35429.3 | 0.64797 | 10060.1 | 0.14978 | 8540.49 | 0.17255 | 34937.9 | 8540.49 | 0 | 0.24021 | 23716.4 | 11996.8 | 0.0434 | 0 | 33277 | 279.331
2384 | 1.2863 | 11209.3 | 1.5033 | 24458.5 | 1.893 | 9834.61 | 0.55432 | 2815.18 | 0.81402 | 21143.9 | 2815.18 | 0 | 1.1766 | 15085.7 | 5312.64 | 0.14375 | 0 | 28142.8 | 659.157
2385 | 2.683 | 6119.49 | 2.6743 | 19954.3 | 2.9019 | 15147.2 | 1.3485 | 12808.7 | 1.5764 | 8448.92 | 12808.7 | 0 | 2.2212 | 8771.04 | 4624.99 | 0.5205 | 958.786 | 26514.7 | 445.587
2386 | 3.4998 | 8901.59 | 3.6019 | 8750.41 | 3.664 | 8627.57 | 1.7138 | 18546.2 | 2.8535 | 5832.23 | 18546.2 | 0 | 3.0479 | 13077.5 | 8648.57 | 0.48886 | 1217.33 | 20623.4 | 1493.54
2387 | 4.0653 | 7862.53 | 4.2489 | 12208.8 | 4.095 | 11721.3 | 2.4667 | 6307.36 | 3.6373 | 9267.11 | 6307.36 | 0 | 3.6346 | 10607.9 | 13011.6 | 0.90704 | 1469.7 | 12719.8 | 2595.43
2388 | 4.3684 | 9122.7 | 4.576 | 12149.4 | 4.219 | 11294.1 | 2.5201 | 25558.6 | 3.6524 | 12775.5 | 25558.6 | 728.694 | 3.9017 | 9496.99 | 13647.4 | 0.79321 | 231.309 | 9759.66 | 1236.33
2389 | 4.3778 | 9801.72 | 4.611 | 14133.3 | 3.7333 | 9478.16 | 2.7114 | 30267.2 | 4.002 | 14025.9 | 30267.2 | 2058.01 | 3.9366 | 7125.48 | 13783.4 | 1.0342 | 1904.03 | 8849.21 | 0
2390 | 4.099 | 9196.04 | 4.3266 | 16927.2 | 3.2096 | 9761.78 | 2.7617 | 25264 | 3.3884 | 10511.3 | 25264 | 7136.2 | 3.7766 | 3571.02 | 14411.9 | 0.75971 | 5937.93 | 11039.4 | 527.021
2391 | 3.5485 | 11415.3 | 3.7362 | 16459.1 | 2.7906 | 11346.8 | 2.0581 | 32909 | 1.6969 | 10648.7 | 32909 | 4701.99 | 3.3181 | 1659.94 | 20951.4 | 0.95833 | 6457.1 | 15283 | 1094.52
2392 | 2.7207 | 13405.9 | 1.1151 | 16246.8 | 2.2924 | 23965 | 1.6736 | 18054.9 | 1.6583 | 8339.68 | 18054.9 | 5065.75 | 2.5506 | 1433.51 | 24093.3 | 0.62114 | 8490.57 | 13120.7 | 12969.5
2393 | 1.4068 | 22884.6 | 1.6179 | 18293.1 | 1.1728 | 17919.2 | 1.1134 | 23690.2 | 1.6348 | 9692.64 | 23690.2 | 8972.73 | 1.5925 | 1866.3 | 27593.9 | 0.50811 | 9592.57 | 4198.13 | 35285.1
2394 | 0.46469 | 26626.8 | 0.4339 | 27380.3 | 0.22223 | 16886.9 | 0.52173 | 30034.6 | 0.64446 | 12057 | 30034.6 | 15547.8 | 0.63184 | 1885.81 | 32294.4 | 0.14859 | 10184.4 | 0 | 40053.4
2395 | 0 | 30226.1 | 0 | 34732.1 | 0 | 23229.3 | 0.022679 | 40053.4 | 0.029846 | 11059.2 | 40053.4 | 14706.4 | 0.024916 | 962.405 | 29112.2 | 0.010103 | 2740.55 | 3645.21 | 40053.4
2396 | 0 | 32600.7 | 0 | 36834.1 | 0 | 16166.6 | 0 | 35976.5 | 0 | 36076 | 35976.5 | 9626.13 | 0 | 0 | 33339.2 | 0 | 1812.9 | 7842.19 | 40053.4
2397 | 0 | 33945.8 | 0 | 39594.6 | 0 | 17049.1 | 0 | 9178.4 | 0 | 35986.8 | 9178.4 | 12206.9 | 0 | 0 | 29260.8 | 0 | 1423.51 | 12595.6 | 39805
2398 | 0 | 11078.9 | 0 | 39494.8 | 0 | 12695.8 | 0 | 13869.4 | 0 | 36479.9 | 13869.4 | 21965.9 | 0 | 0 | 35395 | 0 | 0 | 16635.3 | 38356.8
2399 | 0 | 15247.4 | 0 | 40053.4 | 0 | 10649.2 | 0 | 4683.99 | 0 | 38419.9 | 4683.99 | 27148.2 | 0 | 0 | 28886.4 | 0 | 0 | 23050.3 | 38987.8
2400 | 0 | 23803.7 | 0 | 39444.6 | 0 | 258.417 | 0 | 1801.6 | 0 | 37393.8 | 1801.6 | 19474.1 | 0 | 0 | 36927 | 0 | 0 | 19095.2 | 39599.7
2401 | 0 | 33916.9 | 0 | 35145.5 | 0 | 807.78 | 0 | 7028.65 | 0 | 38656.1 | 7028.65 | 4399.95 | 0 | 0 | 36168.4 | 0 | 0 | 19902.7 | 39308.2
2402 | 0 | 25722.2 | 0 | 34197.1 | 0 | 17797.7 | 0 | 4142.91 | 0 | 37777.2 | 4142.91 | 648.048 | 0 | 1142.31 | 31792.4 | 0 | 0 | 26930.2 | 37045.5
2403 | 0 | 21368.7 | 0 | 25323.9 | 0 | 25547.8 | 0 | 5710.63 | 0 | 37779.9 | 5710.63 | 0 | 0 | 3970.43 | 23913.8 | 0 | 0 | 28973.9 | 35725.8
2404 | 0 | 21871.9 | 0 | 28021.7 | 0 | 13158.9 | 0 | 7920.17 | 0 | 36817.2 | 7920.17 | 0 | 0 | 5896.39 | 23369.3 | 0 | 0 | 33108.1 | 36563
2405 | 0 | 20031 | 0 | 38515.1 | 0 | 1866.98 | 0 | 4741.71 | 0 | 27612.9 | 4741.71 | 0 | 0 | 9584.04 | 26063.5 | 0 | 0 | 25467.1 | 30332
2406 | 0 | 19312.8 | 0 | 39415 | 0.065449 | 6239.51 | 0 | 3194.46 | 0 | 21226.2 | 3194.46 | 744.829 | 0 | 17120.9 | 21617 | 0 | 1.197 | 17145.9 | 23807.1
2407 | 0.38276 | 18692.5 | 0.3995 | 39833.5 | 0.77865 | 9950.67 | 0.087851 | 4431.27 | 0.22321 | 17753.8 | 4431.27 | 0 | 0.092243 | 22739.9 | 25485.2 | 0.074601 | 0 | 12963.3 | 12810.9
2408 | 1.432 | 19747.1 | 1.5776 | 38010.3 | 1.9011 | 1103.98 | 0.32867 | 2393.34 | 1.1938 | 14613.3 | 2393.34 | 0 | 0.31045 | 24646.1 | 36830 | 0.18538 | 1692.37 | 10501.5 | 3392.64
2409 | 2.5996 | 23776.8 | 2.7946 | 37540.1 | 2.9208 | 1478.48 | 0.34426 | 4805.11 | 2.3192 | 6851.1 | 4805.11 | 0 | 2.2827 | 26885.5 | 39342.1 | 0.39752 | 1129.15 | 6852.04 | 1171.96
2410 | 3.4204 | 26034.6 | 3.7403 | 38248.4 | 3.6907 | 0 | 0.65822 | 3757.28 | 3.2246 | 6788.06 | 3757.28 | 0 | 1.3127 | 16474.3 | 39272.9 | 0.70821 | 3569.82 | 8158.18 | 710.976
2411 | 4.018 | 22967.5 | 4.3825 | 37842.3 | 4.1412 | 4025.38 | 0.81176 | 4894.81 | 3.8127 | 1809.64 | 4894.81 | 444.764 | 2.9837 | 19939.5 | 39091.5 | 1.0798 | 2674.21 | 7088.98 | 601.459
2412 | 3.7008 | 16894.8 | 4.7134 | 38443.4 | 4.3064 | 1731.18 | 1.04 | 5770.02 | 3.3742 | 911.001 | 5770.02 | 3882.42 | 1.7903 | 18889.8 | 39604.6 | 1.2369 | 5182.62 | 6881.51 | 3427.95
2413 | 3.4882 | 18969.9 | 4.7116 | 40053.4 | 4.2404 | 4459.64 | 1.349 | 6416.85 | 3.0459 | 4667.47 | 6416.85 | 6897.05 | 3.0559 | 20067.2 | 39512.9 | 1.52 | 4511.55 | 6974.72 | 688.913
2414 | 3.3956 | 15724.1 | 4.3892 | 40053.4 | 3.8857 | 1822.32 | 1.0442 | 7708.17 | 3.4734 | 8058.12 | 7708.17 | 7767.85 | 3.1301 | 15836.9 | 39466.2 | 2.5592 | 4444.29 | 5432.61 | 75.3645
2415 | 2.8451 | 15912.5 | 3.7815 | 39047.1 | 3.2285 | 2481.45 | 0.59066 | 15289.4 | 1.6536 | 9040.62 | 15289.4 | 24429.8 | 1.9605 | 13227.6 | 38915.9 | 1.8515 | 4032.96 | 3441.1 | 982.357
2416 | 0.49376 | 21650.4 | 2.8851 | 38362.7 | 2.291 | 3458.66 | 0.34291 | 13818.4 | 2.8294 | 18412.9 | 13818.4 | 35871.7 | 1.7007 | 10016 | 37676.9 | 1.48 | 4437.72 | 2169.42 | 5947.57
2417 | 1.3414 | 24586 | 1.7387 | 37530.4 | 1.1735 | 1244.41 | 0.088729 | 16591.2 | 1.8386 | 22019.8 | 16591.2 | 36291.4 | 0.59594 | 7557.81 | 36413.1 | 0.81196 | 3076.15 | 0 | 23483.2
2418 | 0.39275 | 24527.8 | 0.5486 | 17520.8 | 0.22787 | 2902.61 | 0.096949 | 23045.7 | 0.72779 | 19023 | 23045.7 | 36707.6 | 0.68585 | 3292.39 | 30287.1 | 0.31576 | 1904.94 | 0 | 38234.8
2419 | 0 | 24456.1 | 0 | 2327.18 | 0 | 13041.7 | 0 | 27066.3 | 0.03491 | 28540.7 | 27066.3 | 31350.5 | 0.034155 | 1752.07 | 26844.8 | 0.042707 | 2665.86 | 2465.19 | 40053.4
2420 | 0 | 19082.1 | 0 | 0 | 0 | 18296.4 | 0 | 28560.2 | 0 | 18790.7 | 28560.2 | 32635.9 | 0 | 3276.9 | 32391.5 | 0 | 2524.58 | 11043.6 | 38422.8
2421 | 0 | 30492.1 | 0 | 0 | 0 | 14011.4 | 0 | 9801.72 | 0 | 26854.7 | 9801.72 | 20576.2 | 0 | 5329.43 | 29209.9 | 0 | 2372.86 | 11272.4 | 39030.9
2422 | 0 | 28968.9 | 0 | 0 | 0 | 22356.1 | 0 | 19447 | 0 | 33845.4 | 19447 | 17106.8 | 0 | 2578.91 | 24194.8 | 0 | 4383.22 | 12295.7 | 38879.5
2423 | 0 | 28001 | 0 | 0 | 0 | 6248.75 | 0 | 14102.5 | 0 | 36482.6 | 14102.5 | 18145.7 | 0 | 0 | 25122.4 | 0 | 4419.17 | 5102.97 | 39125.9
2424 | 0 | 27628.6 | 0 | 10461.3 | 0 | 1821.67 | 0 | 7194.15 | 0 | 37006.6 | 7194.15 | 15781.2 | 0 | 0 | 27238.1 | 0 | 6078.55 | 2772.12 | 39446.5
2425 | 0 | 26610.2 | 0 | 34767.2 | 0 | 0 | 0 | 8844.96 | 0 | 37243.9 | 8844.96 | 17219.5 | 0 | 0 | 27037.4 | 0 | 7999.64 | 3526.77 | 39413.5
2426 | 0 | 23517.1 | 0 | 36926.7 | 0 | 1463.48 | 0 | 1389.5 | 0 | 35311.6 | 1389.5 | 34582.5 | 0 | 0 | 19770.1 | 0 | 6678.82 | 6149.26 | 38136.2
2427 | 0 | 21726.6 | 0 | 31990 | 0 | 8098.31 | 0 | 4947.67 | 0 | 33933.6 | 4947.67 | 16146.6 | 0 | 0 | 19752.6 | 0 | 7017.15 | 10711 | 34225.3
2428 | 0 | 27767.9 | 0 | 25576.6 | 0 | 5140.57 | 0 | 0 | 0 | 32229.4 | 0 | 23668.3 | 0 | 1228.99 | 11681.3 | 0 | 11231 | 14527.9 | 31330.1
2429 | 0 | 31431.6 | 0 | 34184.2 | 0 | 5693.86 | 0 | 2781.71 | 0 | 37346.5 | 2781.71 | 2878.17 | 0 | 5078.46 | 9992.77 | 0 | 15071.4 | 7049.46 | 15894.8
2430 | 0 | 34650 | 0 | 28608.8 | 0.072327 | 2901.18 | 0 | 0 | 0 | 37747.3 | 0 | 14807.7 | 0 | 4132.75 | 11657.1 | 0 | 18944.4 | 2771.89 | 5646.03
2431 | 0.40176 | 36734.9 | 0.39024 | 23394.1 | 0.806 | 2810.31 | 0.024404 | 23579 | 0.23407 | 26098 | 23579 | 0 | 0.27245 | 3043.54 | 11729.5 | 0.28679 | 19928.5 | 1739.1 | 15743.7
2432 | 1.4061 | 36191.2 | 1.5346 | 29324.5 | 1.9611 | 1945.77 | 0.78838 | 7197.46 | 1.2254 | 25057.2 | 7197.46 | 4761.44 | 1.2553 | 5048.52 | 8763.88 | 1.19 | 25396.8 | 601.483 | 672.914
2433 | 2.2437 | 32828.6 | 2.6934 | 33115.9 | 3.012 | 475.752 | 0.5635 | 1913.31 | 2.3413 | 21163.9 | 1913.31 | 16044.8 | 2.3307 | 7184.71 | 12672.8 | 2.2168 | 26539.9 | 0 | 0
2434 | 2.9239 | 29812.2 | 3.6192 | 33654.6 | 3.7968 | 0 | 1.2373 | 2951.12 | 3.2036 | 24106.4 | 2951.12 | 18636.1 | 3.1539 | 8739.8 | 12404.6 | 3.0553 | 28998.8 | 0 | 0
2435 | 3.5075 | 23789.1 | 4.2412 | 38359.2 | 4.2756 | 0 | 1.4984 | 0 | 3.8127 | 11635.7 | 0 | 7978.95 | 3.7119 | 7339.16 | 18628.4 | 2.9516 | 34528.7 | 0 | 0
2436 | 3.7803 | 23217.5 | 4.0282 | 33472.6 | 3.5065 | 0 | 1.7178 | 990.158 | 4.1054 | 30573.4 | 990.158 | 10276.7 | 4.0048 | 13636.5 | 9694.18 | 3.7719 | 37430.4 | 0 | 0
2437 | 2.6755 | 25390.1 | 4.5836 | 29088.3 | 2.6849 | 0 | 2.2289 | 1150.59 | 4.165 | 26406.1 | 1150.59 | 18196.3 | 4.048 | 12440.3 | 7816.25 | 4.0345 | 38266.3 | 0 | 0
2438 | 2.9719 | 20568.1 | 4.3089 | 32483.4 | 3.1387 | 0 | 3.5298 | 3199.07 | 3.943 | 28525.3 | 3199.07 | 16432.2 | 3.8398 | 15639.3 | 1409.77 | 3.8462 | 38270.4 | 0 | 0
2439 | 2.4347 | 25380.9 | 3.7347 | 32595.2 | 2.6787 | 0 | 3.1412 | 3023.09 | 3.5009 | 28485.5 | 3023.09 | 16571.9 | 3.394 | 10945.5 | 3211.67 | 3.3953 | 39059.8 | 0 | 0
2440 | 1.6432 | 25952.8 | 2.8731 | 33145.5 | 1.9041 | 0 | 2.5032 | 444.151 | 2.8034 | 39879 | 444.151 | 24673.5 | 2.6965 | 12502.8 | 2046.75 | 2.6989 | 37629.2 | 0 | 676.076
2441 | 0.74751 | 22292.3 | 1.7467 | 27426.1 | 0.84807 | 806.48 | 1.2514 | 4893.33 | 1.8268 | 26167.5 | 4893.33 | 26168.9 | 1.74 | 16430.6 | 6146.03 | 1.7694 | 36035.9 | 430.721 | 13157.4
2442 | 0.23149 | 10236.9 | 0.54977 | 18361.9 | 0.17282 | 1327.56 | 0.62361 | 4618.48 | 0.71818 | 23237.2 | 4618.48 | 23104.4 | 0.68278 | 15458 | 0 | 0.7515 | 34254.3 | 3944.8 | 36724.8
2443 | 0 | 3317.32 | 0 | 10487.4 | 0 | 293.695 | 0.036484 | 5426.12 | 0.034847 | 21439.6 | 5426.12 | 24217.2 | 0.033212 | 15214.6 | 540.716 | 0.073458 | 9006.05 | 13785.9 | 40053.4
2444 | 0 | 1879.33 | 0 | 7889.35 | 0 | 299.737 | 0 | 34453 | 0 | 30799.9 | 34453 | 30283.8 | 0 | 17609.7 | 0 | 0 | 16481.3 | 27730.5 | 40053.4
2445 | 0 | 492.41 | 0 | 8479.23 | 0 | 2796.16 | 0 | 36248.5 | 0 | 39001.9 | 36248.5 | 16595.7 | 0 | 20203.3 | 0 | 0 | 13102.8 | 29657.3 | 40053.4
2446 | 0 | 1043.87 | 0 | 11965.2 | 0 | 1392.08 | 0 | 20701 | 0 | 27055.5 | 20701 | 28767.6 | 0 | 18137.2 | 0 | 0 | 12163.7 | 35708.1 | 39836.8
2447 | 0 | 4883.95 | 0 | 16170.4 | 0 | 1936.57 | 0 | 10488.2 | 0 | 12040.4 | 10488.2 | 24540.3 | 0 | 8656.28 | 1503.07 | 0 | 9011.59 | 38513.1 | 39436.7
2448 | 0 | 4551 | 0 | 3266.64 | 0 | 6250.27 | 0 | 8339.68 | 0 | 18632.5 | 8339.68 | 23065.2 | 0 | 2910.41 | 0 | 0 | 8972.5 | 38671.1 | 39770.7
2449 | 0 | 3444.71 | 0 | 1054.91 | 0 | 5840.93 | 0 | 5081.3 | 0 | 28872.3 | 5081.3 | 0 | 0 | 2146.2 | 0 | 0 | 13188.9 | 38393.9 | 39642.5
2450 | 0 | 4507.07 | 0 | 0 | 0 | 9892.46 | 0 | 15096.4 | 0 | 28356.9 | 15096.4 | 0 | 0 | 0 | 0 | 0 | 14616 | 38246.6 | 38124
2451 | 0 | 14583.6 | 0 | 657.72 | 0 | 14496.5 | 0 | 7483.18 | 0 | 4780.8 | 7483.18 | 1285.2 | 0 | 0 | 0 | 0 | 18455.3 | 39321.4 | 33515.6
2452 | 0 | 12392.1 | 0 | 975.311 | 0 | 9232.76 | 0 | 1024.47 | 0 | 16362.9 | 1024.47 | 12422.7 | 0 | 0 | 0 | 0 | 16519 | 39462.1 | 33778.3
2453 | 0 | 21170.6 | 0 | 5463.66 | 0 | 8135.18 | 0 | 2699.69 | 0 | 10782 | 2699.69 | 18531.8 | 0 | 0 | 608.147 | 0 | 11214.5 | 39606.9 | 27411.9
2454 | 0 | 26307.5 | 0 | 10848.7 | 0.076862 | 10004.1 | 0 | 4138.42 | 0 | 13521.9 | 4138.42 | 15390.1 | 0 | 474.771 | 975.706 | 0 | 7217.19 | 39756.2 | 19648.9
2455 | 0.47554 | 31711.8 | 0.40939 | 19906 | 0.82745 | 8513.29 | 0.14435 | 5739.17 | 0.20475 | 17390.5 | 5739.17 | 24312.3 | 0.22876 | 1020.25 | 1507.17 | 0.29488 | 11701.6 | 39872.4 | 13696.6
2456 | 1.6243 | 16171.6 | 1.592 | 9365.05 | 1.9869 | 7576.07 | 0.83476 | 2029.26 | 0.35019 | 6256.13 | 2029.26 | 8844.15 | 1.2049 | 735.088 | 1468.27 | 1.205 | 8824.86 | 37800.7 | 1731.6
2457 | 2.7211 | 10140 | 2.7614 | 5722.89 | 3.02 | 5824.44 | 2.3155 | 7283.56 | 1.6173 | 0 | 7283.56 | 14893.2 | 2.2495 | 378.937 | 779.206 | 2.2297 | 10061 | 25097.6 | 1428.98
2458 | 3.535 | 5079.39 | 3.6401 | 2694.78 | 3.7913 | 3311.77 | 3.1315 | 10822.7 | 1.5691 | 0 | 10822.7 | 9041.53 | 3.074 | 1464.33 | 433.447 | 3.0832 | 7869.17 | 20267.7 | 2645.22
2459 | 4.0756 | 2300.8 | 4.2287 | 3901.8 | 4.2517 | 1850.72 | 3.6497 | 8216.12 | 3.5866 | 479.912 | 8216.12 | 5268.24 | 3.6174 | 48.1253 | 641.05 | 3.6973 | 6321.23 | 21952.2 | 1915.59
2460 | 4.3566 | 1680.18 | 4.5202 | 7694.93 | 4.4474 | 21386.8 | 3.916 | 10944.2 | 3.9085 | 0 | 10944.2 | 2330.71 | 3.9112 | 0 | 0 | 3.748 | 5525.49 | 24944.4 | 364.09
2461 | 4.3779 | 2959.73 | 4.5218 | 8503.82 | 4.3352 | 39028.4 | 3.9509 | 17672.3 | 3.9839 | 0 | 17672.3 | 6333.17 | 3.961 | 0 | 0 | 3.5178 | 7046.25 | 25352.1 | 33.1258
2462 | 4.1308 | 4724.02 | 4.2304 | 9961.19 | 3.936 | 40053.4 | 3.763 | 17706.2 | 3.3491 | 0 | 17706.2 | 9807.14 | 3.7992 | 0 | 0 | 3.4028 | 12255.2 | 33040.6 | 2044.99
2463 | 3.6058 | 5178 | 3.6814 | 10629.8 | 3.2638 | 40053.4 | 3.3545 | 22392.5 | 3.3977 | 136.459 | 22392.5 | 13206.6 | 3.3767 | 0 | 0 | 1.1478 | 32138.1 | 36515.9 | 3801.05
2464 | 2.7844 | 4639 | 2.8402 | 3770.95 | 2.297 | 40053.4 | 2.6859 | 19073.4 | 2.7344 | 932.973 | 19073.4 | 16104.8 | 2.7171 | 1628.28 | 0 | 0.045351 | 39380.7 | 36659.7 | 10912.9
2465 | 1.7031 | 4275.94 | 1.7258 | 196.097 | 1.1636 | 40053.4 | 1.7305 | 36219.7 | 1.7904 | 2038.35 | 36219.7 | 22212.8 | 1.7694 | 1634.16 | 0 | 0.27349 | 38488.3 | 38112.8 | 31138.8
2466 | 0.55338 | 1898.85 | 0.55123 | 1886.93 | 0.24416 | 40053.4 | 0.66937 | 24122.6 | 0.70694 | 887.162 | 24122.6 | 26604 | 0.69838 | 2743.02 | 0 | 0.1001 | 37218 | 39156.7 | 39482.6
2467 | 0 | 422.383 | 0 | 4302.42 | 0 | 40053.4 | 0.04222 | 23733.3 | 0.035923 | 4230.55 | 23733.3 | 4950.38 | 0.037437 | 6575.56 | 0 | 0.014559 | 39803.8 | 38855.5 | 40053.4
2468 | 0 | 18019.2 | 0 | 14322.5 | 0 | 36863.5 | 0 | 35550.1 | 0 | 2897.49 | 35550.1 | 12660.4 | 0 | 7147.33 | 0 | 0 | 40053.4 | 39486.6 | 40053.4
2469 | 0 | 31394.6 | 0 | 24445 | 0 | 9035.09 | 0 | 15315.8 | 0 | 666.24 | 15315.8 | 19756.6 | 0 | 7965.41 | 0 | 0 | 40053.4 | 39808.8 | 39300.9
2470 | 0 | 33989.9 | 0 | 34293.3 | 0 | 0 | 0 | 6680.43 | 0 | 2105.45 | 6680.43 | 12582.5 | 0 | 13224.8 | 949.07 | 0 | 40053.4 | 40053.4 | 39711.3
2471 | 0 | 31103 | 0 | 37585.9 | 0 | 5011.15 | 0 | 1819.77 | 0 | 3087.72 | 1819.77 | 25519.3 | 0 | 28649.6 | 607.06 | 0 | 39736.2 | 40053.4 | 39347.7
2472 | 0 | 36111.6 | 0 | 33558.4 | 0 | 164.958 | 0 | 7586.11 | 0 | 8011.83 | 7586.11 | 26217.4 | 0 | 32676.2 | 2277.17 | 0 | 39474.6 | 40053.4 | 38811.2
2473 | 0 | 36091.5 | 0 | 37290.4 | 0 | 4526.52 | 0 | 1857.18 | 0 | 12087.4 | 1857.18 | 16351 | 0 | 32363.1 | 6774.22 | 0 | 39843.5 | 40053.4 | 36782.9
2474 | 0 | 37125.7 | 0 | 37912.1 | 0 | 2600.17 | 0 | 1177.38 | 0 | 4809.61 | 1177.38 | 9507.26 | 0 | 33083.3 | 11078.1 | 0 | 40041.9 | 40042.6 | 28066.7
2475 | 0 | 38366.4 | 0 | 38969.2 | 0 | 1643.08 | 0 | 3633.27 | 0 | 352.747 | 3633.27 | 11249.2 | 0 | 31979.4 | 17537.4 | 0 | 40053.4 | 39581.5 | 31971.6
2476 | 0 | 37985.2 | 0 | 38076.6 | 0 | 0 | 0 | 5576.6 | 0 | 1799.11 | 5576.6 | 11640.7 | 0 | 26501.2 | 22554.6 | 0 | 40053.4 | 37591.2 | 37006.9
2477 | 0 | 39025.7 | 0 | 37660 | 0 | 1824.11 | 0 | 6989.9 | 0 | 1059.78 | 6989.9 | 14108 | 0 | 27054.8 | 22700.4 | 0 | 39831.4 | 38930 | 37552.2
2478 | 0 | 36559.4 | 0 | 31295.4 | 0.079982 | 0 | 0 | 2975.69 | 0 | 0 | 2975.69 | 4118.01 | 0 | 30086.3 | 26656.2 | 0 | 38962.8 | 39502.1 | 37921.4
2479 | 0.41437 | 29317.3 | 0.41745 | 21641.2 | 0.67404 | 0 | 0.35918 | 1516.33 | 0.24447 | 0 | 1516.33 | 0 | 0.20448 | 32765.9 | 26401.4 | 0.19107 | 38576.2 | 40034 | 38991.2
2480 | 1.2828 | 25002.4 | 1.5748 | 23883.7 | 1.837 | 0 | 1.3272 | 728.864 | 1.1898 | 0 | 728.864 | 0 | 1.2472 | 30460.2 | 22891 | 1.1801 | 37286 | 40053.4 | 37694
2481 | 2.4554 | 28837.2 | 2.7353 | 35904.6 | 2.3826 | 0 | 2.3465 | 3749.73 | 2.2426 | 0 | 3749.73 | 0 | 2.2674 | 28667.1 | 21090 | 2.2061 | 39576.2 | 40053.4 | 33778.4
2482 | 3.2384 | 27610.8 | 3.6416 | 38053.5 | 2.2969 | 0 | 3.1343 | 2918.92 | 3.0816 | 0 | 2918.92 | 0 | 3.0376 | 20359.6 | 33994.3 | 3.0693 | 39922.4 | 40053.4 | 37300.3
2483 | 3.6788 | 23929.1 | 4.2611 | 38397.4 | 3.4687 | 1104.5 | 3.6755 | 5454.36 | 3.6165 | 0 | 5454.36 | 0 | 3.0921 | 13342.9 | 38479.5 | 3.6797 | 40033 | 40014.1 | 36388.1
2484 | 3.8367 | 17119.8 | 4.5712 | 39297.5 | 2.0829 | 1491.45 | 3.9164 | 6960.45 | 3.9144 | 0 | 6960.45 | 0 | 3.323 | 12656.3 | 38906.8 | 4.048 | 40053.4 | 39822.8 | 36540.2
2485 | 3.1522 | 14759.2 | 4.5791 | 37895.1 | 2.7121 | 1688.17 | 3.9266 | 11381.9 | 3.9529 | 0 | 11381.9 | 0 | 3.4638 | 29303.6 | 39645.6 | 4.1314 | 40053.4 | 39930.3 | 38195.7
2486 | 2.9801 | 20712.1 | 4.279 | 34853.6 | 2.2092 | 4846.17 | 3.6718 | 11169.3 | 3.7524 | 0 | 11169.3 | 0 | 2.722 | 38306.6 | 39379.1 | 3.9407 | 40053.4 | 39867.3 | 40006.5
2487 | 2.4381 | 26826.6 | 3.6891 | 33157.3 | 0.50345 | 7927.96 | 3.1801 | 5226.84 | 3.308 | 856.995 | 5226.84 | 2564.13 | 3.1805 | 38747.8 | 39470 | 3.4772 | 40053.4 | 39626.4 | 40053.4
2488 | 1.5775 | 23932.4 | 2.8224 | 35775.8 | 0.39604 | 16406.5 | 0.89304 | 5523 | 2.6244 | 1918.44 | 5523 | 5443.04 | 2.5301 | 37313.6 | 34807.7 | 2.7691 | 40053.4 | 39368 | 40053.4
2489 | 1.2342 | 23548 | 1.6939 | 36258.4 | 0.12264 | 18435.5 | 0.39108 | 2211.78 | 1.7091 | 3075.33 | 2211.78 | 7681.25 | 1.3298 | 39235.9 | 25380.1 | 1.8158 | 40053.4 | 39793.4 | 39254.8
2490 | 0.44478 | 19816.9 | 0.55262 | 37241 | 0.22706 | 35865.3 | 0.17735 | 1032.86 | 0.68006 | 3666.55 | 1032.86 | 8571.14 | 0.23953 | 39378.8 | 39659.8 | 0.77305 | 40053.4 | 40053.4 | 21176.7
2491 | 0 | 16030.9 | 0 | 37868.7 | 0 | 34126.1 | 0.04057 | 0 | 0.03565 | 9272.37 | 0 | 9172.93 | 0.018085 | 39447.1 | 40053.4 | 0.086042 | 40053.4 | 39694.5 | 27861.1
2492 | 0 | 14960.9 | 0 | 39861.2 | 0 | 1496.96 | 0 | 0 | 0 | 16161.2 | 0 | 6701.3 | 0 | 39663.1 | 39630 | 0 | 40053.4 | 40040 | 39296
2493 | 0 | 10186.4 | 0 | 40053.4 | 0 | 14.1652 | 0 | 0 | 0 | 21291.6 | 0 | 11997.3 | 0 | 39926.4 | 39439.4 | 0 | 40053.4 | 40053.4 | 40053.4
2494 | 0 | 3866.55 | 0 | 40053.4 | 0 | 1255.09 | 0 | 0 | 0 | 23133.7 | 0 | 8968.32 | 0 | 39887.2 | 38691.2 | 0 | 40053.4 | 40053.4 | 40053.4
2495 | 0 | 2896.89 | 0 | 40053.4 | 0 | 3276.29 | 0 | 700.538 | 0 | 26555.9 | 700.538 | 12477.6 | 0 | 39689.9 | 39253 | 0 | 40053.4 | 40053.4 | 40053.4
2496 | 0 | 0 | 0 | 40053.4 | 0 | 585.909 | 0 | 0 | 0 | 1098.79 | 0 | 3007.72 | 0 | 39327.6 | 38274 | 0 | 39729.7 | 40053.4 | 40053.4
2497 | 0 | 0 | 0 | 40053.4 | 0 | 4708.04 | 0 | 168.472 | 0 | 2207.05 | 168.472 | 5351.69 | 0 | 39296.4 | 38371 | 0 | 39348.6 | 39606.4 | 40053.4
2498 | 0 | 10158.5 | 0 | 39458.2 | 0 | 5740.24 | 0 | 191.211 | 0 | 1870.79 | 191.211 | 21511.4 | 0 | 38276 | 35591 | 0 | 38544.8 | 38978.9 | 40053.4
2499 | 0 | 36984.7 | 0 | 39001.7 | 0 | 2700.71 | 0 | 2134.99 | 0 | 3246.15 | 2134.99 | 26551.9 | 0 | 38948.1 | 36358.5 | 0 | 37512.5 | 37532.5 | 40053.4
2500 | 0 | 39164.1 | 0 | 37579.4 | 0 | 1266.71 | 0 | 7992.63 | 0 | 6829.97 | 7992.63 | 675.18 | 0 | 39349.5 | 22936.3 | 0 | 34787.6 | 31503.4 | 40053.4
2501 | 0 | 38362 | 0 | 33334.5 | 0 | 0 | 0 | 6671.12 | 0 | 9157.91 | 6671.12 | 5458.35 | 0 | 37529.8 | 26320.8 | 0 | 33998.2 | 21992.5 | 40053.4
2502 | 0 | 34929.1 | 0 | 23884.8 | 0.071178 | 0 | 0 | 3019.85 | 0 | 7244.01 | 3019.85 | 2272.7 | 0 | 33310.2 | 23078 | 0 | 33169 | 12696.4 | 39934.6
2503 | 0.48268 | 27272.2 | 0.42906 | 13363.8 | 0.30704 | 0 | 0.36289 | 2.8053 | 0.20245 | 7018.17 | 2.8053 | 5888.45 | 0.24491 | 26776.2 | 16813.4 | 0.30506 | 34633 | 29600.3 | 38663.4
2504 | 1.601 | 6054.9 | 1.5166 | 9173.3 | 1.3108 | 0 | 1.2471 | 131.517 | 1.118 | 7560.69 | 131.517 | 840.466 | 1.1603 | 13325.6 | 15284.6 | 1.2168 | 29586.9 | 23592.2 | 39398.4
2505 | 2.1021 | 4155.24 | 2.5851 | 6595.41 | 2.3032 | 0 | 2.1811 | 1481.51 | 0.95559 | 6287.57 | 1481.51 | 1209.28 | 2.0277 | 4172.77 | 10554.8 | 2.2247 | 29375 | 7114.3 | 38462.2
2506 | 2.577 | 8829.52 | 3.446 | 3253.57 | 4.1536 | 0 | 2.927 | 6473.18 | 1.3547 | 2000.3 | 6473.18 | 1738.9 | 2.8589 | 4938.12 | 12684.7 | 3.0337 | 26307.1 | 2498.33 | 37334.3
2507 | 0.73728 | 11514.1 | 4.0363 | 7535.82 | 4.6279 | 1441.22 | 3.0897 | 13286.8 | 2.3001 | 2354.27 | 13286.8 | 5546.7 | 3.4138 | 1009.24 | 7863.29 | 3.5458 | 22039.1 | 3380.67 | 32600.2
2508 | 2.2377 | 11924.7 | 4.379 | 17296.3 | 2.7312 | 517.702 | 2.3545 | 15926.4 | 3.7546 | 4026.8 | 15926.4 | 3760.5 | 3.6649 | 0 | 14233 | 3.8356 | 16558.3 | 3934.12 | 34026.3
2509 | 1.0966 | 15619.7 | 4.413 | 21894.4 | 2.2018 | 0 | 1.9334 | 27882.6 | 3.8063 | 3447.24 | 27882.6 | 2928.54 | 3.2736 | 0 | 17298.9 | 3.8763 | 10484.1 | 5948.38 | 31564.4
2510 | 2.3098 | 11446.8 | 4.1468 | 27474.7 | 1.97 | 11347.1 | 1.9822 | 29308.8 | 3.6362 | 5972.19 | 29308.8 | 2655.63 | 3.5039 | 547.087 | 25814.8 | 3.6691 | 9993.53 | 6337.71 | 30190.6
2511 | 0.92484 | 12396.8 | 3.6145 | 31860.8 | 2.9193 | 8498.61 | 1.1662 | 34985.5 | 3.204 | 5501.35 | 34985.5 | 1619.21 | 3.1014 | 9727.05 | 25119.2 | 3.2289 | 12978.9 | 6601.37 | 26225
2512 | 1.6604 | 14424.3 | 2.7908 | 38678.9 | 1.4005 | 8438.84 | 1.0647 | 37851.6 | 2.2087 | 1951.53 | 37851.6 | 3547.39 | 2.4552 | 20346.6 | 30634 | 2.5742 | 8947.65 | 8178.65 | 10400
2513 | 0.35069 | 18047 | 1.6901 | 39427 | 1.3061 | 2585.56 | 0.84834 | 20047.3 | 1.2405 | 1515.7 | 20047.3 | 3232.51 | 1.5965 | 21282.7 | 23613.3 | 1.6877 | 5961.84 | 7855.96 | 1605.94
2514 | 0.096797 | 16852.1 | 0.55195 | 29197.6 | 0.27784 | 0 | 0.22287 | 37344.1 | 0.57237 | 747.498 | 37344.1 | 782.536 | 0.64692 | 10825.5 | 18523.5 | 0.63007 | 3771.21 | 7042.15 | 0
2515 | 0 | 16339.8 | 0 | 8016.93 | 0 | 2127.46 | 0.014695 | 29861 | 0.041777 | 3422.46 | 29861 | 0 | 0.038019 | 4493.6 | 19402.5 | 0.090254 | 5567.6 | 9778.39 | 7894.6
2516 | 0 | 12759.9 | 0 | 31355.1 | 0 | 3152.15 | 0 | 36750 | 0 | 8985.91 | 36750 | 184.9 | 0 | 2006.38 | 28581.7 | 0 | 6320.5 | 16303.1 | 36614.5
2517 | 0 | 21792 | 0 | 38863.6 | 0 | 4418.61 | 0 | 37520.5 | 0 | 9240.65 | 37520.5 | 0 | 0 | 416.818 | 28477 | 0 | 3884.18 | 18940.6 | 39063.8
2518 | 0 | 17649.3 | 0 | 36793.8 | 0 | 3387.25 | 0 | 39488.7 | 0 | 8167.75 | 39488.7 | 1355.63 | 0 | 8502.04 | 27763.4 | 0 | 2044.85 | 32648.4 | 34846
2519 | 0 | 14593 | 0 | 37742.4 | 0 | 13143.6 | 0 | 37137 | 0 | 4078.54 | 37137 | 0 | 0 | 10944.3 | 27532.6 | 0 | 827.841 | 36762 | 21841.6
2520 | 0 | 5743.75 | 0 | 36996.1 | 0 | 3460.87 | 0 | 37048.1 | 0 | 3093.22 | 37048.1 | 0 | 0 | 27131.8 | 26262.4 | 0 | 0 | 37195 | 38269.4
2521 | 0 | 1474.02 | 0 | 38721.4 | 0 | 8708.84 | 0 | 38339.7 | 0 | 610.694 | 38339.7 | 0 | 0 | 35735.3 | 30289.6 | 0 | 0 | 36066.3 | 39348.3
2522 | 0 | 2295.52 | 0 | 33766 | 0 | 8929.17 | 0 | 38561.6 | 0 | 8417.45 | 38561.6 | 0 | 0 | 33097.3 | 30737.9 | 0 | 0 | 36725 | 37057.9
2523 | 0 | 1123.62 | 0 | 22176.1 | 0 | 11596.7 | 0 | 37365.3 | 0 | 888.773 | 37365.3 | 1188.26 | 0 | 27334.5 | 31516.4 | 0 | 0 | 34786.9 | 23790.7
2524 | 0 | 1675.88 | 0 | 24359.1 | 0 | 15870.9 | 0 | 35228.5 | 0 | 1997.77 | 35228.5 | 3619.81 | 0 | 29438.8 | 30737.6 | 0 | 0 | 29314.7 | 14146.6
2525 | 0 | 299.167 | 0 | 25682.9 | 0 | 18353.3 | 0 | 34288.7 | 0 | 2740.4 | 34288.7 | 1730 | 0 | 26205 | 27022.1 | 0 | 0 | 31177.8 | 11250.1
2526 | 0 | 1117.09 | 0 | 15799.2 | 0.060433 | 15864.8 | 0 | 35406.1 | 0 | 1518.94 | 35406.1 | 1331.65 | 0 | 29070.9 | 21440.6 | 0 | 0 | 32935 | 8820.29
2527 | 0.5392 | 2119.74 | 0.43611 | 8535.88 | 0.60337 | 13050.8 | 0.074708 | 28567.2 | 0.25254 | 169.353 | 28567.2 | 1374.33 | 0.28706 | 30028.7 | 18912.6 | 0.31637 | 0 | 27410.4 | 14631.2
2528 | 1.7562 | 4496.94 | 1.5672 | 0 | 1.8289 | 9759.95 | 0.27537 | 31206.9 | 1.1752 | 1257.71 | 31206.9 | 0 | 1.1972 | 30756 | 8436.08 | 1.1705 | 0 | 11391.4 | 1918.28
2529 | 2.8922 | 8769.93 | 2.6597 | 0 | 2.9123 | 9758.94 | 0.57115 | 22463.3 | 2.1982 | 0 | 22463.3 | 524.338 | 2.1685 | 30046.4 | 3450.73 | 0.75952 | 0 | 7720.91 | 0
2530 | 3.76 | 6545.42 | 3.5015 | 0 | 3.6506 | 7337.6 | 1.133 | 19732.3 | 3.0065 | 0 | 19732.3 | 0 | 2.9197 | 24777.6 | 4980.05 | 0.84059 | 0 | 8626.02 | 0
2531 | 4.2955 | 1987.62 | 4.0389 | 0 | 2.8362 | 11832.1 | 0.89559 | 30109.5 | 3.5357 | 0 | 30109.5 | 1970.42 | 3.4632 | 21358.6 | 3626.15 | 1.7351 | 0 | 3141.08 | 1823.8
2532 | 4.5606 | 386.745 | 4.3145 | 3666.14 | 2.5164 | 24455.9 | 0.81447 | 30083.9 | 3.8298 | 0 | 30083.9 | 5397.15 | 3.6983 | 30623 | 1177.25 | 1.5118 | 918.47 | 604.917 | 3681.91
2533 | 4.5424 | 103.369 | 4.3182 | 18021.3 | 2.0725 | 7553.31 | 1.0428 | 24067.7 | 3.8893 | 0 | 24067.7 | 2501.83 | 3.6827 | 37460.8 | 1073.4 | 2.6435 | 1890.4 | 0 | 2031.58
2534 | 4.2448 | 79.7235 | 4.0498 | 38779 | 1.2996 | 8822.79 | 1.2838 | 26996.4 | 3.6977 | 0 | 26996.4 | 3749.99 | 3.549 | 39070 | 786.375 | 2.5562 | 642.628 | 0 | 1660.45
2535 | 3.6843 | 1142.26 | 3.5059 | 38659.3 | 2.6843 | 24171.3 | 2.2997 | 21575.9 | 3.2777 | 0 | 21575.9 | 4514.94 | 3.0841 | 39904.6 | 0 | 2.1975 | 0 | 0 | 5457.19
2536 | 2.8242 | 14.9167 | 2.6967 | 5896.03 | 1.7272 | 18222.8 | 1.6105 | 9943.84 | 1.4878 | 0 | 9943.84 | 2127.19 | 2.3609 | 38547.3 | 1526.86 | 2.5162 | 928.299 | 0 | 25947.5
2537 | 1.722 | 0 | 1.6541 | 0 | 0.92898 | 20441.8 | 1.2762 | 5957.68 | 1.7001 | 0 | 5957.68 | 7017.51 | 1.5047 | 36813.8 | 0 | 1.1896 | 877.839 | 0 | 36793.2
2538 | 0.57291 | 87.1042 | 0.54501 | 0 | 0.22591 | 5998.75 | 0.30716 | 12652.3 | 0.67901 | 0 | 12652.3 | 14261.4 | 0.62997 | 35604 | 0 | 0.60858 | 834.597 | 1517.33 | 39576.2
2539 | 0.042276 | 1028.7 | 0 | 0 | 0 | 2404.99 | 0.022534 | 23892.4 | 0.038735 | 0 | 23892.4 | 9620.99 | 0.040742 | 39335.4 | 0 | 0.10281 | 0 | 11272.9 | 39825.9
2540 | 0 | 1821.19 | 0 | 10534.1 | 0 | 15629.3 | 0 | 11592.8 | 0 | 241.798 | 11592.8 | 10561.8 | 0 | 40053.4 | 0 | 0 | 0 | 16169.7 | 39505.3
2541 | 0 | 2838.63 | 0 | 31620.4 | 0 | 11446.8 | 0 | 12727.9 | 0 | 0 | 12727.9 | 10443.5 | 0 | 40053.4 | 0 | 0 | 0 | 18694.1 | 39482
2542 | 0 | 3552.45 | 0 | 21203.3 | 0 | 22743.8 | 0 | 23271 | 0 | 2003.43 | 23271 | 11450.7 | 0 | 39916.8 | 0 | 0 | 0 | 17715.4 | 39436.2
2543 | 0 | 5730.36 | 0 | 6839.96 | 0 | 20071.6 | 0 | 13388.2 | 0 | 19894.5 | 13388.2 | 0 | 0 | 39547.2 | 781.86 | 0 | 367.547 | 20338.6 | 39245.4
2544 | 0 | 15998.3 | 0 | 0 | 0 | 9546.18 | 0 | 12146.4 | 0 | 28000.2 | 12146.4 | 0 | 0 | 39202.4 | 1172.73 | 0 | 785.213 | 29110 | 39649.7
2545 | 0 | 25448 | 0 | 24668 | 0 | 11575.3 | 0 | 0 | 0 | 24312.4 | 0 | 0 | 0 | 39542 | 5321.07 | 0 | 741.868 | 36404.7 | 39409
2546 | 0 | 29280.1 | 0 | 33310.7 | 0 | 27442.4 | 0 | 1859.32 | 0 | 19869.6 | 1859.32 | 0 | 0 | 39589.7 | 6471.84 | 0 | 267.645 | 38791.6 | 33428.9
2547 | 0 | 34646.6 | 0 | 29870.7 | 0 | 11777 | 0 | 3214.13 | 0 | 16357.4 | 3214.13 | 0 | 0 | 39681.1 | 4208.63 | 0 | 13.5479 | 39309.4 | 25973.4
2548 | 0 | 36531.6 | 0 | 21008.7 | 0 | 12921.2 | 0 | 945.824 | 0 | 9968.27 | 945.824 | 0 | 0 | 39498.2 | 3335.76 | 0 | 0 | 39411.5 | 3277.76
2549 | 0 | 37473.1 | 0 | 24416.8 | 0 | 17449.5 | 0 | 3767.12 | 0 | 10733.9 | 3767.12 | 0 | 0 | 40053.4 | 6741.16 | 0 | 0 | 39478.9 | 5339.75
2550 | 0 | 28199.1 | 0 | 19470.4 | 0.12154 | 23200.8 | 0 | 9435.63 | 0 | 1497.28 | 9435.63 | 0 | 0 | 40053.4 | 6301.36 | 0 | 0 | 39488.9 | 7680.11
2551 | 0.5323 | 14000.1 | 0.44915 | 14200.4 | 0.83295 | 30124.3 | 0.23877 | 14751.6 | 0.254 | 2756.1 | 14751.6 | 0 | 0.20579 | 40053.4 | 8961.71 | 0.26798 | 1367 | 35314.9 | 11500.5
2552 | 1.7115 | 7418.4 | 1.5414 | 11290.6 | 1.9698 | 25120 | 0.76892 | 8389.07 | 1.1446 | 1021.96 | 8389.07 | 0 | 0.69614 | 40053.4 | 10217.2 | 0.3104 | 1184.49 | 34671.6 | 191.686
2553 | 2.8241 | 2049.85 | 0.61891 | 21573.1 | 2.6954 | 21733.9 | 0.99765 | 3645.8 | 2.1145 | 0 | 3645.8 | 0 | 1.2018 | 40053.4 | 8581.01 | 0.60926 | 1948.96 | 33176.7 | 0
2554 | 3.6682 | 844.132 | 0.97084 | 28772.6 | 1.6338 | 28777.3 | 0.99254 | 2300.9 | 2.8876 | 0 | 2300.9 | 0 | 0.89701 | 40053.4 | 4053.88 | 2.5301 | 5171.62 | 24072.2 | 0
2555 | 4.2485 | 358.155 | 1.4491 | 27186.1 | 1.6349 | 26936.8 | 1.2576 | 1289.66 | 3.4513 | 0 | 1289.66 | 0 | 1.7079 | 40053.4 | 2097.67 | 3.8286 | 5265.92 | 15018.4 | 0
2556 | 4.5416 | 1223.4 | 2.2123 | 29011.1 | 3.5828 | 23911.5 | 1.7026 | 1710.56 | 3.7179 | 0 | 1710.56 | 0 | 2.3243 | 40053.4 | 3858.77 | 4.1699 | 4466.69 | 22500.3 | 0
2557 | 3.6683 | 747.151 | 4.3091 | 25319 | 3.7913 | 19980.3 | 1.4932 | 1136.61 | 3.7541 | 0 | 1136.61 | 0 | 3.0708 | 40053.4 | 3242.46 | 4.2669 | 2860.35 | 33174.3 | 0
2558 | 3.0978 | 0 | 4.0348 | 32790.3 | 2.5689 | 27678.6 | 1.8805 | 734.15 | 3.5212 | 0 | 734.15 | 0 | 2.5112 | 40053.4 | 4131.84 | 4.0219 | 1892.37 | 36755.6 | 0
2559 | 2.2645 | 1547.72 | 3.4936 | 29003.2 | 0.62457 | 26591.9 | 1.7186 | 196.593 | 2.1404 | 0 | 196.593 | 0 | 3.1828 | 40053.4 | 2762.66 | 3.5192 | 5144.16 | 33228.3 | 0
2560 | 0.23225 | 1168.05 | 2.6928 | 28421 | 0.6953 | 34743.8 | 1.5411 | 0 | 1.8293 | 115.3 | 0 | 38482.3 | 2.5359 | 40053.4 | 3823.5 | 2.7616 | 4901.14 | 27434.2 | 0
2561 | 0.87066 | 792.455 | 1.6401 | 28290.6 | 0.49194 | 13409.9 | 1.1261 | 775.86 | 1.5673 | 2481.18 | 775.86 | 0 | 1.6587 | 40053.4 | 5315.15 | 1.8133 | 10107.9 | 26894 | 2250.22
2562 | 0.16204 | 1719.97 | 0.53873 | 14871.9 | 0.17618 | 26300.7 | 0.50419 | 555.641 | 0.64785 | 6351.97 | 555.641 | 0 | 0.67148 | 39510.6 | 8619.43 | 0.62699 | 17969.3 | 26225.8 | 12395.5
2563 | 0.0065161 | 2873.8 | 0 | 5914.49 | 0 | 32969.2 | 0.033744 | 4946.46 | 0.045712 | 5831.7 | 4946.46 | 0 | 0.044615 | 32761.8 | 11114.7 | 0.1091 | 27692.3 | 18406.6 | 33845.6
2564 | 0 | 10127.8 | 0 | 11074.9 | 0 | 36780.1 | 0 | 7324.68 | 0 | 6530.26 | 7324.68 | 3380.21 | 0 | 28113.1 | 31016.4 | 0 | 25013.7 | 15792.2 | 35954.4
2565 | 0 | 18499.7 | 0 | 16757.4 | 0 | 27807.2 | 0 | 8858.4 | 0 | 10634.3 | 8858.4 | 251.718 | 0 | 23285.7 | 12573.2 | 0 | 13997.8 | 11917.7 | 26385
2566 | 0 | 14437.9 | 0 | 34255.6 | 0 | 27174 | 0 | 4656.52 | 0 | 22537.1 | 4656.52 | 5359.96 | 0 | 22602 | 13360.8 | 0 | 12764.7 | 10778.2 | 21280.7
2567 | 0 | 17057.8 | 0 | 23714.8 | 0 | 12690.2 | 0 | 3336.69 | 0 | 30520.5 | 3336.69 | 0 | 0 | 24837.3 | 8210.11 | 0 | 13281.7 | 18735.9 | 21149.8
2568 | 0 | 31742.1 | 0 | 27713.9 | 0 | 12526.6 | 0 | 168.391 | 0 | 30599.1 | 168.391 | 0 | 0 | 30912.6 | 8423.98 | 0 | 17554.5 | 23838.2 | 26319.2
2569 | 0 | 33123.9 | 0 | 36331 | 0 | 16837.1 | 0 | 692.614 | 0 | 26187.5 | 692.614 | 0 | 0 | 20365.6 | 8691.05 | 0 | 17544.3 | 14545.3 | 35678.5
2570 | 0 | 34301.7 | 0 | 35672.3 | 0 | 21009 | 0 | 1097.83 | 0 | 4565.51 | 1097.83 | 1323.45 | 0 | 36577.9 | 8633.29 | 0 | 19895.7 | 19486.2 | 35501.2
2571 | 0 | 39296.4 | 0 | 29717.1 | 0 | 11121.6 | 0 | 4329.21 | 0 | 4544.43 | 4329.21 | 0 | 0 | 35255 | 9389.97 | 0 | 15804.6 | 19651.9 | 30258.6
2572 | 0 | 39668.3 | 0 | 27514.8 | 0 | 7204.46 | 0 | 4107.26 | 0 | 3364.62 | 4107.26 | 841.2 | 0 | 37208 | 10913.3 | 0 | 17869.3 | 18184.4 | 9299.71
2573 | 0 | 40053.4 | 0 | 32897 | 0 | 3142.79 | 0 | 2373.01 | 0 | 442.702 | 2373.01 | 2889.98 | 0 | 39176 | 13784.8 | 0 | 11477.3 | 30667.7 | 3180.9
2574 | 0 | 38444.2 | 0 | 22773.8 | 0.11533 | 5882.77 | 0 | 5762.28 | 0 | 993.198 | 5762.28 | 2956.81 | 0 | 38978.2 | 15113.1 | 0 | 6645.32 | 37680.3 | 0
2575 | 0.50482 | 30801.7 | 0.44878 | 12497.7 | 0.79192 | 2920.4 | 0.41748 | 3845.55 | 0.16665 | 355.715 | 3845.55 | 5672.15 | 0.13738 | 35178.8 | 15924.7 | 0.028374 | 11420 | 38968.9 | 28.5338
2576 | 1.5822 | 20666 | 1.54 | 12184.5 | 1.3894 | 0 | 1.3717 | 8234.31 | 0.83776 | 0 | 8234.31 | 3950.25 | 0.054603 | 34270.8 | 16787.4 | 0.15351 | 9019.48 | 40053.4 | 0
2577 | 2.8932 | 24568.2 | 2.6344 | 7356.96 | 2.7119 | 0 | 1.5654 | 14789.1 | 2.0444 | 998.077 | 14789.1 | 4008.85 | 0.39915 | 32445.3 | 17969 | 0.32566 | 4343.98 | 39756 | 0
2578 | 3.7847 | 25655 | 3.4796 | 10366.2 | 3.7611 | 4221.04 | 1.7534 | 8839.86 | 2.1744 | 0 | 8839.86 | 5818.77 | 0.54467 | 22138 | 26345.7 | 1.322 | 5080.95 | 39821.7 | 0
2579 | 4.3646 | 15692.9 | 4.0419 | 20110.2 | 4.1643 | 1834.37 | 3.0855 | 5430.52 | 1.9235 | 0 | 5430.52 | 8980.41 | 1.1846 | 11073.7 | 27730 | 1.7098 | 10216.9 | 39158.1 | 0
2580 | 3.7807 | 9678.29 | 4.3243 | 29143 | 4.7294 | 706.376 | 3.7431 | 8057.98 | 2.6106 | 0 | 8057.98 | 11741.1 | 1.6316 | 6701.83 | 25226.6 | 1.9752 | 12320.5 | 33343.8 | 0
2581 | 2.8412 | 3301.91 | 4.3256 | 29098.8 | 4.0246 | 1008.64 | 3.8146 | 9406.08 | 2.6249 | 3835.14 | 9406.08 | 15218.2 | 1.1912 | 12070.8 | 36638 | 1.638 | 15309.2 | 27204.8 | 0
2582 | 3.1371 | 143.471 | 4.0323 | 28022.6 | 0.40164 | 885.625 | 2.5498 | 13448.1 | 2.2981 | 4170.32 | 13448.1 | 29552.3 | 1.6711 | 10912.6 | 23705.5 | 0.96851 | 19234.8 | 14956.9 | 0
2583 | 1.8849 | 0 | 3.4783 | 22927.4 | 2.3665 | 2423.01 | 3.0216 | 14814.7 | 2.0408 | 9792.24 | 14814.7 | 32310.3 | 1.1005 | 7395.16 | 17850.2 | 0.85347 | 24677.2 | 5797.2 | 0
2584 | 2.4323 | 0 | 2.0027 | 18173.5 | 1.4984 | 3368.47 | 1.5652 | 22006.4 | 1.2268 | 20376.1 | 22006.4 | 31144.1 | 0.50595 | 9219.75 | 36004.6 | 0.68104 | 22718.8 | 10643.6 | 0
2585 | 1.5211 | 0 | 0.2443 | 16076.1 | 0.76969 | 1497.75 | 1.2238 | 24058.6 | 0.89443 | 8715.76 | 24058.6 | 28091 | 0.34624 | 18863.2 | 26495.7 | 0.36169 | 26984 | 24963.3 | 0
2586 | 0.58935 | 684.628 | 0.34491 | 8051.69 | 0.28117 | 1248.31 | 0.71983 | 24208.6 | 0.3656 | 21585.2 | 24208.6 | 30066.4 | 0.089037 | 16173.6 | 34296.8 | 0.78484 | 30758.3 | 37054.8 | 2485.45
2587 | 0.053723 | 3413.06 | 0 | 3510.14 | 0 | 6572.7 | 0.060319 | 39418 | 0.031443 | 28285.2 | 39418 | 14608.5 | 0.0043354 | 12737 | 36938.4 | 0.13603 | 29964.6 | 34331.3 | 8065.38
2588 | 0 | 18374.9 | 0 | 38197.4 | 0 | 14905.5 | 0 | 39960.2 | 0 | 32157.5 | 39960.2 | 23671.9 | 0 | 7715.56 | 26878.3 | 0 | 21570.2 | 36255.2 | 11927.4
2589 | 0 | 25748.8 | 0 | 37493.2 | 0 | 13855 | 0 | 40053.4 | 0 | 32870.6 | 40053.4 | 22598.5 | 0 | 4081.48 | 38073.8 | 0 | 16564.6 | 38152.6 | 15591.7
2590 | 0 | 12880.6 | 0 | 38310.5 | 0 | 11872.9 | 0 | 40053.4 | 0 | 29702.2 | 40053.4 | 26745.6 | 0 | 2139.27 | 39254.9 | 0 | 19398.4 | 39876.9 | 30305.7
2591 | 0 | 0 | 0 | 38442.3 | 0 | 5296.18 | 0 | 39479.1 | 0 | 28853.7 | 39479.1 | 22028.1 | 0 | 4615 | 38315.7 | 0 | 16917.6 | 39896 | 31356.4
2592 | 0 | 0 | 0 | 35464.8 | 0 | 5694.04 | 0 | 32293.3 | 0 | 28956.4 | 32293.3 | 29529.7 | 0 | 6696.31 | 37672 | 0 | 12723.4 | 39940.9 | 32527
2593 | 0 | 1496.93 | 0 | 27616.3 | 0 | 3889.52 | 0 | 34307.5 | 0 | 24992.3 | 34307.5 | 32708.8 | 0 | 11869.6 | 38086.6 | 0 | 11217.9 | 39634.6 | 24631.8
2594 | 0 | 5934.87 | 0 | 18738.9 | 0 | 1179.44 | 0 | 37986.7 | 0 | 22532.1 | 37986.7 | 17369.7 | 0 | 11224.3 | 37686.9 | 0 | 8524.95 | 38497.6 | 11673.1
2595 | 0 | 10912.6 | 0 | 18474.7 | 0 | 1362.7 | 0 | 34637.7 | 0 | 28090.3 | 34637.7 | 20269.9 | 0 | 16920.8 | 39240.6 | 0 | 15130.2 | 38088.1 | 4762.41
2596 | 0 | 12678.2 | 0 | 15946.1 | 0 | 935.816 | 0 | 15765.8 | 0 | 28024.9 | 15765.8 | 31196.3 | 0 | 16571.8 | 38533.5 | 0 | 13688.1 | 37411 | 0
2597 | 0 | 10834.5 | 0 | 15222 | 0 | 832.575 | 0 | 28562.1 | 0 | 33193.4 | 28562.1 | 35187.6 | 0 | 23081.3 | 38928.3 | 0 | 15608.8 | 37589.4 | 0
2598 | 0.0066654 | 5857.22 | 0 | 8342.45 | 0.11107 | 497.251 | 0 | 36791.3 | 0 | 29354.5 | 36791.3 | 32209.5 | 0 | 29482.5 | 39002.6 | 0 | 17381.3 | 37788.2 | 0
2599 | 0.13309 | 2819.37 | 0.37524 | 3782.3 | 0.96152 | 0 | 0.42663 | 38383.2 | 0.072025 | 21487 | 38383.2 | 33436.3 | 0.23655 | 35156.5 | 38180 | 0.40082 | 14997.9 | 33389.2 | 0
2600 | 0.79564 | 2807.56 | 0.4665 | 5859.73 | 2.1492 | 0 | 1.4389 | 37175.4 | 0.13805 | 24254.8 | 37175.4 | 37875.1 | 1.2189 | 34312.4 | 39388.9 | 1.3823 | 11913.5 | 9611.48 | 0
2601 | 1.0715 | 1525.32 | 1.9224 | 13917.6 | 3.161 | 0 | 2.4635 | 37082.4 | 0.35399 | 32816.4 | 37082.4 | 18793.6 | 1.0109 | 32962.8 | 37402.4 | 2.4519 | 7081.78 | 3798.03 | 0
2602 | 1.5452 | 2276.42 | 3.0012 | 20410.2 | 3.8997 | 0 | 3.2626 | 40053.4 | 0.55618 | 31735.8 | 40053.4 | 37404.2 | 1.5541 | 31229.3 | 39584.6 | 3.3346 | 8068.51 | 8684.27 | 0
2603 | 1.0017 | 2618.02 | 3.6428 | 16190.2 | 4.2898 | 3138.16 | 3.8125 | 38702.4 | 0.75127 | 33851.1 | 38702.4 | 39910.3 | 2.1785 | 34103.8 | 39402 | 3.975 | 14675.7 | 8012.56 | 612.338
2604 | 1.2771 | 4227.67 | 3.5193 | 18031.3 | 4.4405 | 8309.53 | 4.0581 | 40053.4 | 0.74094 | 38716.5 | 40053.4 | 40053.4 | 2.6355 | 39845.2 | 39122.7 | 4.32 | 13566.8 | 4059.53 | 589.732
2605 | 2.9432 | 1523.59 | 3.7309 | 16397.5 | 4.2935 | 8536.36 | 3.6556 | 40053.4 | 0.9144 | 40053.4 | 40053.4 | 39847.5 | 1.9118 | 40053.4 | 39398.1 | 4.3694 | 15594.9 | 3724.08 | 554.562
2606 | 3.2205 | 0 | 1.0967 | 17578.8 | 3.8912 | 16902.9 | 2.8487 | 40053.4 | 0.90961 | 39349.3 | 40053.4 | 39296.6 | 1.8522 | 40053.4 | 37949.8 | 4.1502 | 21723.6 | 1492.7 | 448.021
2607 | 2.6839 | 1235.17 | 0.55867 | 17073.6 | 3.228 | 23204.5 | 2.3915 | 40053.4 | 0.88972 | 40009.1 | 40053.4 | 10413.1 | 2.0633 | 40053.4 | 38536.2 | 3.6686 | 28583.4 | 0 | 31.5457
2608 | 0.75273 | 0 | 1.4112 | 11736.1 | 2.3402 | 33618 | 1.3269 | 35310.8 | 0.61387 | 40053.4 | 35310.8 | 27988.6 | 1.2303 | 40053.4 | 36991.9 | 2.1336 | 22462.5 | 0 | 0
2609 | 0.19912 | 0 | 0.46423 | 11570 | 1.0709 | 39534.4 | 0.78126 | 18141 | 0.91426 | 39880.3 | 18141 | 6510.96 | 0.776 | 40053.4 | 34161.8 | 1.3736 | 24278.1 | 0 | 0
2610 | 0.23865 | 431.414 | 0.3747 | 9383.72 | 0.26704 | 35028.5 | 0.70402 | 26168.9 | 0.36414 | 37455.9 | 26168.9 | 22226.1 | 0.33988 | 40053.4 | 34755.9 | 0.61536 | 25939.1 | 0 | 0
2611 | 0.017298 | 5926.39 | 0.015469 | 8241.16 | 0 | 38938.8 | 0.061415 | 36996 | 0.031442 | 24132.4 | 36996 | 21858.9 | 0.032795 | 40053.4 | 32268.5 | 0.10359 | 30176.1 | 2030.81 | 574.222
2612 | 0 | 19141.3 | 0 | 13973.7 | 0 | 40045.9 | 0 | 9006.34 | 0 | 19729.3 | 9006.34 | 4914.99 | 0 | 40053.4 | 27191.4 | 0 | 23224.6 | 798.827 | 0
2613 | 0 | 0 | 0 | 15250.2 | 0 | 30395.4 | 0 | 7026.85 | 0 | 23392.6 | 7026.85 | 7692.08 | 0 | 40053.4 | 32525.3 | 0 | 10376.3 | 1396.91 | 0
2614 | 0 | 0 | 0 | 16466.9 | 0 | 18592.9 | 0 | 2121.81 | 0 | 9977.51 | 2121.81 | 4127.33 | 0 | 40053.4 | 21578 | 0 | 7246.3 | 1666.6 | 0
2615 | 0 | 20628.4 | 0 | 15653.6 | 0 | 118.826 | 0 | 2037.91 | 0 | 12927.7 | 2037.91 | 2534.49 | 0 | 40053.4 | 16423.1 | 0 | 7953.08 | 9187.37 | 0
2616 | 0 | 34645 | 0 | 18589.7 | 0 | 9724.29 | 0 | 1985.98 | 0 | 22099.8 | 1985.98 | 1350.16 | 0 | 40053.4 | 8586.51 | 0 | 4682.31 | 8946.74 | 451.045
2617 | 0 | 39048.8 | 0 | 19902.9 | 0 | 6598.05 | 0 | 0 | 0 | 21217.9 | 0 | 807.796 | 0 | 40053.4 | 7521.94 | 0 | 4849.86 | 8072.73 | 3358.03
2618 | 0 | 38394.9 | 0 | 28758.7 | 0 | 5390.49 | 0 | 796.184 | 0 | 12913.9 | 796.184 | 1783.93 | 0 | 27827.5 | 9087.18 | 0 | 6674 | 19205.9 | 791.28
2619 | 0 | 37253.7 | 0 | 30177.9 | 0 | 36610.1 | 0 | 1880.29 | 0 | 18376.1 | 1880.29 | 0 | 0 | 16923.4 | 13178 | 0 | 4319.44 | 29269.6 | 0
2620 | 0 | 38395.9 | 0 | 22847 | 0 | 657.197 | 0 | 10182.8 | 0 | 26176.5 | 10182.8 | 22542.4 | 0 | 17593.3 | 9169.37 | 0 | 1643.1 | 32250.8 | 0
2621 | 0 | 39322.4 | 0 | 25510.5 | 0 | 1505.05 | 0 | 31338.8 | 0 | 29334.8 | 31338.8 | 2814.6 | 0 | 36686.6 | 4183.96 | 0 | 357.531 | 17009.4 | 0
2622 | 0.043287 | 37631.4 | 0 | 21423.8 | 0.12667 | 0 | 0 | 37477.1 | 0 | 22757.2 | 37477.1 | 5337.84 | 0 | 33018.9 | 328.944 | 0 | 0 | 5815.25 | 925.844
2623 | 0.56141 | 32546.8 | 0.043145 | 16576.9 | 0.8083 | 0 | 0.27235 | 27431 | 0.24815 | 5079.59 | 27431 | 4111.24 | 0.1142 | 32887.2 | 0 | 0.40483 | 1993.95 | 6407.07 | 490.873
2624 | 1.7326 | 27588.4 | 0.82751 | 18884.3 | 2.0948 | 0 | 0.57948 | 24333.7 | 1.1808 | 10206.6 | 24333.7 | 18089 | 0.15986 | 25269 | 0 | 1.3895 | 1929.97 | 5931.38 | 0
2625 | 2.8458 | 27901.5 | 1.6647 | 24992 | 3.073 | 3224.72 | 1.1965 | 27465.7 | 0.87525 | 16569.6 | 27465.7 | 37365.4 | 0.55419 | 16278.9 | 0 | 2.0532 | 0 | 1082.24 | 0
2626 | 3.6822 | 25515.7 | 2.6977 | 32320.6 | 3.7879 | 1877.99 | 1.644 | 33424.6 | 0.47025 | 19992.6 | 33424.6 | 36903.2 | 1.3985 | 11724.2 | 0 | 3.3351 | 0 | 522.974 | 0
2627 | 4.213 | 17473.7 | 4.1618 | 22189.5 | 4.2019 | 2025.74 | 2.3092 | 32759.4 | 1.7991 | 4707.25 | 32759.4 | 34183.3 | 1.8285 | 18850.8 | 0 | 3.9427 | 2021.74 | 0 | 0
2628 | 4.4046 | 6179.11 | 4.4842 | 14186 | 3.6747 | 2840.03 | 1.5324 | 34430.1 | 1.9442 | 5384.5 | 34430.1 | 34171.2 | 1.1618 | 16804.7 | 0 | 4.2657 | 6204.41 | 0 | 0
2629 | 3.393 | 1179.19 | 3.6015 | 12362.5 | 2.9859 | 3462.41 | 1.4882 | 34025.6 | 2.8678 | 5999.18 | 34025.6 | 30258 | 3.03 | 22058.9 | 0 | 4.3862 | 11462.5 | 0 | 0
2630 | 4.0403 | 0 | 4.2294 | 15347.3 | 3.2841 | 1607.84 | 1.0935 | 39397 | 2.3138 | 3968.12 | 39397 | 27836.4 | 3.2124 | 16359.2 | 0 | 4.1503 | 13287.2 | 0 | 0
2631 | 2.827 | 0 | 3.6808 | 12034.8 | 2.6111 | 4940.19 | 0.85618 | 36229.5 | 2.381 | 2038.22 | 36229.5 | 26135.9 | 3.2549 | 16998.6 | 0 | 3.6665 | 10473.4 | 0 | 0
2632 | 2.2832 | 28174.2 | 2.8331 | 6311.04 | 1.7842 | 4516.85 | 0.54397 | 37134 | 1.9973 | 992.225 | 37134 | 25251.8 | 2.5958 | 17031 | 663.521 | 2.9267 | 8382.28 | 3007.56 | 0
2633 | 1.3666 | 1490.26 | 1.7377 | 4161.22 | 0.74528 | 6192.56 | 0.18096 | 38563.7 | 1.682 | 0 | 38563.7 | 19800.1 | 1.6983 | 17385.2 | 2871.55 | 1.9482 | 10777.1 | 9169.5 | 0
2634 | 0.59509 | 550.017 | 0.57374 | 3949.43 | 0.23564 | 7772.82 | 0.21437 | 33282.4 | 0.69459 | 994.233 | 33282.4 | 14526 | 0.70393 | 23060.6 | 4550.15 | 0.87201 | 13855.7 | 19316.1 | 0
2635 | 0.064919 | 0 | 0.039096 | 3718.07 | 0 | 6387.72 | 0.023938 | 26502 | 0.052551 | 2187.54 | 26502 | 19680.9 | 0.057722 | 33514.6 | 5132.6 | 0.14158 | 20250.4 | 19745.6 | 0
2636 | 0 | 0 | 0 | 15881.6 | 0 | 3343.84 | 0 | 31855.3 | 0 | 0 | 31855.3 | 13587.6 | 0 | 37149.5 | 12007.1 | 0 | 7879.71 | 25334 | 0
2637 | 0 | 2109.34 | 0 | 25963.7 | 0 | 1080.47 | 0 | 22955 | 0 | 703.276 | 22955 | 9308.81 | 0 | 38683.3 | 13856.8 | 0 | 4971.54 | 27555.4 | 0
2638 | 0 | 4677.69 | 0 | 28118.1 | 0 | 0 | 0 | 13131.3 | 0 | 0 | 13131.3 | 6938.26 | 0 | 29356.9 | 24125.1 | 0 | 4776.88 | 17341 | 0
2639 | 0 | 8595.86 | 0 | 29141 | 0 | 0 | 0 | 2709.75 | 0 | 380.476 | 2709.75 | 11650.4 | 0 | 14904 | 21760.7 | 0 | 4155.6 | 16499.4 | 0
2640 | 0 | 25588.2 | 0 | 32452.9 | 0 | 0 | 0 | 49.9494 | 0 | 3720.81 | 49.9494 | 4805.11 | 0 | 7487.61 | 17133 | 0 | 732.635 | 26205.7 | 0
2641 | 0 | 36822.7 | 0 | 31858 | 0 | 0 | 0 | 1084.08 | 0 | 8607.35 | 1084.08 | 12394.3 | 0 | 3858.63 | 16875.2 | 0 | 0 | 32941.4 | 0
2642 | 0 | 40053.4 | 0 | 23142.1 | 0 | 0 | 0 | 1790.67 | 0 | 20713.5 | 1790.67 | 7365.21 | 0 | 6467.42 | 22296.7 | 0 | 0 | 35591.3 | 8582.74
2643 | 0 | 40053.4 | 0 | 12872.3 | 0 | 0 | 0 | 9985.66 | 0 | 31266.8 | 9985.66 | 0 | 0 | 5159.97 | 12531.6 | 0 | 0 | 35355.1 | 3396.25
2644 | 0 | 40053.4 | 0 | 15200.6 | 0 | 0 | 0 | 9600.52 | 0 | 35246.5 | 9600.52 | 0 | 0 | 4002.97 | 19254.2 | 0 | 0 | 35009.1 | 0
2645 | 0 | 40053.4 | 0 | 30657.7 | 0 | 0 | 0 | 2682.79 | 0 | 35447 | 2682.79 | 0 | 0 | 7731.24 | 22950.1 | 0 | 0 | 36436 | 2201.71
2646 | 0.046859 | 40053.4 | 0 | 23449.4 | 0.12012 | 0 | 0 | 2063.67 | 0 | 34443.2 | 2063.67 | 3707.62 | 0 | 8907.8 | 26293.3 | 0 | 0 | 37194.6 | 8226.4
2647 | 0.50359 | 40053.4 | 0.48013 | 15795.4 | 0.48307 | 0 | 0.10027 | 4785.7 | 0.22457 | 29584.4 | 4785.7 | 0 | 0.17796 | 5359.12 | 32091 | 0.2708 | 1718.1 | 38329.3 | 2456.36
2648 | 1.5546 | 40053.4 | 1.6384 | 5391.02 | 1.3644 | 0 | 0.38896 | 3341.64 | 0.78765 | 18079.2 | 3341.64 | 0 | 0.66736 | 1927.26 | 31077.1 | 0.49151 | 1478.67 | 34445.1 | 0
2649 | 2.2756 | 40048.4 | 2.7577 | 1232.25 | 1.8131 | 0 | 1.4477 | 2989.37 | 1.6578 | 12492.8 | 2989.37 | 0 | 1.7616 | 0 | 32176.8 | 0.85604 | 1318.29 | 30014.1 | 0
2650 | 2.7681 | 39842.1 | 3.6413 | 1100.04 | 2.5456 | 0 | 1.29 | 2505.13 | 1.5012 | 16502.2 | 2505.13 | 0 | 2.4984 | 28.5634 | 30114.5 | 0.81657 | 905.776 | 29588.6 | 0
2651 | 2.4383 | 39123.5 | 4.2236 | 1863.71 | 2.0851 | 2906.25 | 1.4224 | 1379.48 | 2.4931 | 18310.9 | 1379.48 | 372.457 | 3.4273 | 5761.77 | 32435 | 1.902 | 2327.24 | 25514.2 | 363.069
2652 | 2.2563 | 38976.2 | 4.5201 | 3680.32 | 2.0155 | 5022.96 | 1.5828 | 908.396 | 0.34002 | 18583.8 | 908.396 | 1035.69 | 1.7223 | 6080.33 | 36754.4 | 2.6086 | 6196.84 | 31389.3 | 0
2653 | 3.8074 | 39622.8 | 4.5095 | 1973.8 | 3.0401 | 3133.25 | 1.0952 | 1311.19 | 1.5878 | 19467.4 | 1311.19 | 0 | 1.0105 | 8232.56 | 35877.3 | 2.9506 | 11559.9 | 33838.4 | 0
2654 | 3.2602 | 38357.4 | 4.1961 | 1852.83 | 1.3067 | 10959 | 0.4853 | 942.401 | 0.70283 | 18488.8 | 942.401 | 0 | 3.5199 | 8169.75 | 37037.1 | 2.437 | 16817.4 | 38015.4 | 0
2655 | 1.4447 | 39001.7 | 3.6129 | 887.965 | 2.5039 | 11000.2 | 0.3472 | 766.118 | 0.58334 | 16254.3 | 766.118 | 0 | 3.0838 | 2492.65 | 28914.3 | 2.321 | 22830.1 | 39190.8 | 757.863
2656 | 1.6411 | 38905.4 | 2.7572 | 666.956 | 1.2558 | 16950.2 | 1.446 | 0 | 2.5283 | 13182.4 | 0 | 1328.47 | 0.85576 | 776.04 | 26247.8 | 1.7592 | 22326.2 | 39796.6 | 0
2657 | 0.1047 | 37137.2 | 1.6709 | 335.078 | 0.95718 | 24581.8 | 0.81351 | 491.863 | 1.2864 | 14131.2 | 491.863 | 3202.28 | 0.71002 | 724.604 | 17734.1 | 1.5386 | 24531.5 | 40053.4 | 0
2658 | 0.59228 | 24871.6 | 0.56124 | 0 | 0.2478 | 8238.93 | 0.54414 | 746.852 | 0.44945 | 15943.2 | 746.852 | 3482.58 | 0.027311 | 603.058 | 10784.5 | 0.64085 | 26684.3 | 40053.4 | 0
2659 | 0.064655 | 9759.89 | 0.041812 | 0 | 0 | 0 | 0.067288 | 1659.15 | 0.051656 | 10897.2 | 1659.15 | 8878.08 | 0 | 2186.4 | 17960 | 0.13078 | 28414.8 | 40053.4 | 0
2660 | 0 | 6385.05 | 0 | 923.798 | 0 | 0 | 0 | 6370.66 | 0 | 20467.7 | 6370.66 | 12901.8 | 0 | 3042.07 | 18786 | 0 | 25160.8 | 40053.4 | 0
2661 | 0 | 8258.07 | 0 | 4205.91 | 0 | 6171.94 | 0 | 8802 | 0 | 33015.5 | 8802 | 21421.3 | 0 | 3980.67 | 15760.7 | 0 | 31106.1 | 40053.4 | 2887.31
2662 | 0 | 6959.76 | 0 | 16258.2 | 0 | 2739.87 | 0 | 700.645 | 0 | 35002.5 | 700.645 | 21411.6 | 0 | 3988.05 | 5727.91 | 0 | 32496.1 | 40053.4 | 5465.16
2663 | 0 | 9088.61 | 0 | 31974.6 | 0 | 1685.22 | 0 | 300.872 | 0 | 27699.6 | 300.872 | 28295.6 | 0 | 6277.73 | 6011.98 | 0 | 30400.4 | 40053.4 | 3967.21
2664 | 0 | 14905.2 | 0 | 37404.2 | 0 | 2781.19 | 0 | 333.877 | 0 | 18647.6 | 333.877 | 20973.8 | 0 | 8977.56 | 5323.37 | 0 | 16605.5 | 40053.4 | 10779.4
2665 | 0 | 6449.75 | 0 | 32548.8 | 0 | 971.346 | 0 | 0 | 0 | 19389.5 | 0 | 25351.2 | 0 | 7340.17 | 4722.1 | 0 | 7575.66 | 40053.4 | 39054.7
2666 | 0 | 5897.78 | 0 | 31701.2 | 0 | 3052.11 | 0 | 0 | 0 | 18993.1 | 0 | 22613.5 | 0 | 9499.9 | 5316.45 | 0 | 13655.9 | 40053.4 | 40053.4
2667 | 0 | 13454.6 | 0 | 28262 | 0 | 646.141 | 0 | 203.393 | 0 | 21687.1 | 203.393 | 980.275 | 0 | 8612.55 | 14876.3 | 0 | 22476 | 40053.4 | 37401.7
2668 | 0 | 20861.3 | 0 | 25788.8 | 0 | 961.069 | 0 | 7350.07 | 0 | 25440.8 | 7350.07 | 13083.1 | 0 | 8851.29 | 16355.7 | 0 | 17109.5 | 40053.4 | 34726.5
2669 | 0 | 19102.5 | 0 | 26290.5 | 0 | 487.543 | 0 | 6652.81 | 0 | 28565.3 | 6652.81 | 2032.89 | 0 | 12331.4 | 25547.6 | 0 | 17594 | 40053.4 | 33650.9
2670 | 0.028083 | 28666.8 | 0 | 15457.2 | 0.066015 | 1761.28 | 0 | 5423.79 | 0 | 31859.9 | 5423.79 | 402.826 | 0 | 20033.7 | 11727.3 | 0.015869 | 18181.6 | 40053.4 | 32481
2671 | 0.35691 | 35742.9 | 0.44476 | 7348.01 | 0.3096 | 2204.36 | 0.26897 | 2854.44 | 0.19218 | 33802.6 | 2854.44 | 0 | 0.010166 | 27742 | 18666.4 | 0.43268 | 25879.2 | 40053.4 | 25678.8
2672 | 1.4527 | 25642.3 | 1.5208 | 4238.99 | 1.3168 | 0 | 0.92799 | 229.666 | 0.5954 | 12952.3 | 229.666 | 0 | 0.078018 | 23865.8 | 4305.76 | 0.8408 | 27797.3 | 40053.4 | 14806.7
2673 | 1.2275 | 36680 | 2.8448 | 0 | 2.4724 | 5255.13 | 1.7819 | 6422.92 | 0.41699 | 10997.9 | 6422.92 | 2024.48 | 0.59525 | 19511.8 | 6185.37 | 2.4546 | 26553.3 | 40053.4 | 3832.95
2674 | 2.8328 | 39516.6 | 3.7469 | 656.577 | 2.5095 | 10810.5 | 1.6862 | 13335.7 | 1.1928 | 10539.1 | 13335.7 | 0 | 0.56759 | 17253.5 | 4515.76 | 2.3675 | 16270.4 | 39568.2 | 1360.46
2675 | 3.177 | 38799.1 | 4.3797 | 0 | 1.2706 | 10269.2 | 1.7035 | 15793.7 | 1.2448 | 11072.7 | 15793.7 | 0 | 1.1517 | 14942.3 | 7123.83 | 2.0526 | 21211.1 | 38270.2 | 0
2676 | 3.2108 | 39185.2 | 4.6743 | 1049.45 | 3.1437 | 13751.5 | 2.3662 | 13209.5 | 1.1137 | 10906.4 | 13209.5 | 565.99 | 0.82659 | 22200.5 | 3668.04 | 2.7032 | 36909.1 | 37905.7 | 0
2677 | 2.2378 | 38260.7 | 4.6679 | 1184.31 | 1.331 | 24071.4 | 2.6035 | 13574.8 | 1.1612 | 13133 | 13574.8 | 2014.79 | 0.90989 | 37552.9 | 5631.93 | 1.935 | 36875.7 | 37799.7 | 0
2678 | 3.2639 | 36368.2 | 4.3656 | 1453.9 | 2.6205 | 23267.2 | 2.3814 | 11082.4 | 1.1794 | 10045.7 | 11082.4 | 3428.15 | 0.95215 | 30034.6 | 14319.5 | 2.5823 | 38448.5 | 37325.9 | 74.167
2679 | 2.9077 | 35625.4 | 3.7696 | 1709.34 | 1.1052 | 12350.5 | 2.4702 | 9275.78 | 1.1323 | 16864.5 | 9275.78 | 6067.38 | 0.53639 | 28892.3 | 12929.3 | 2.1103 | 39802.2 | 36983.6 | 4641.37
2680 | 0.12105 | 32129.6 | 2.8892 | 1372.26 | 1.8963 | 10377.7 | 1.9589 | 11137.2 | 0.26642 | 15317.3 | 11137.2 | 7933.73 | 1.2431 | 29785.7 | 9201.68 | 2.2162 | 40053.4 | 37997.2 | 23754.2
2681 | 1.0949 | 33438.3 | 1.7569 | 1702.09 | 0.036693 | 13995.8 | 1.5112 | 10600.4 | 0.12185 | 12874.4 | 10600.4 | 5461.04 | 0.29267 | 37302.8 | 780.202 | 1.4381 | 39968.6 | 39485 | 36097.1
2682 | 0.42607 | 34792.8 | 0.47236 | 4851.76 | 0.13907 | 17248.8 | 0.64683 | 11420.2 | 0.21325 | 10001.1 | 11420.2 | 5039.35 | 0.028632 | 39112 | 4371.8 | 0.85386 | 39741.7 | 40053.4 | 39518
2683 | 0.042302 | 35332.3 | 0.036453 | 9684.89 | 0 | 20041.3 | 0.072274 | 8953.71 | 0.024442 | 8000.03 | 8953.71 | 8803.29 | 0 | 39567.2 | 44.8239 | 0.1559 | 39369.7 | 40053.4 | 40053.4
2684 | 0 | 24540.7 | 0 | 8425.94 | 0 | 28207.2 | 0 | 14231.8 | 0 | 9787.18 | 14231.8 | 9521.55 | 0 | 39829.8 | 4160.72 | 0 | 37103.3 | 40053.4 | 39771.6
2685 | 0 | 5579.11 | 0 | 19561.4 | 0 | 16706.6 | 0 | 27447 | 0 | 13364.2 | 27447 | 12078.5 | 0 | 40053.4 | 4015.61 | 0 | 40044.8 | 40053.4 | 38654.2
2686 | 0 | 0 | 0 | 15848.7 | 0 | 32446.7 | 0 | 24306.1 | 0 | 13945 | 24306.1 | 7604.21 | 0 | 39677.9 | 7902.81 | 0 | 40053.4 | 40053.4 | 39387.9
2687 | 0 | 0 | 0 | 16414.9 | 0 | 37484.2 | 0 | 7921.1 | 0 | 12334.1 | 7921.1 | 13419 | 0 | 38434.3 | 10722.6 | 0 | 40053.4 | 40053.4 | 37849.9
2688 | 0 | 0 | 0 | 23913.5 | 0 | 38388.8 | 0 | 802.455 | 0 | 11115.9 | 802.455 | 0 | 0 | 38306.5 | 2113.06 | 0 | 40053.4 | 40053.4 | 37361.8
2689 | 0 | 2466.96 | 0 | 25969.5 | 0 | 29996.9 | 0 | 1694.68 | 0 | 10814.1 | 1694.68 | 438.91 | 0 | 35453.5 | 20704.6 | 0 | 40053.4 | 40053.4 | 38734.8
2690 | 0 | 4133.25 | 0 | 21547.8 | 0 | 32941.2 | 0 | 1151.88 | 0 | 10465.2 | 1151.88 | 0 | 0 | 28243.8 | 17009.8 | 0 | 40053.4 | 40053.4 | 38149.9
2691 | 0 | 5486.17 | 0 | 22476.9 | 0 | 28248.6 | 0 | 636.285 | 0 | 11794.5 | 636.285 | 0 | 0 | 28099.3 | 18052.7 | 0 | 40053.4 | 40053.4 | 35059.6
2692 | 0 | 2606.92 | 0 | 27917.1 | 0 | 26140.8 | 0 | 1833.63 | 0 | 13175.9 | 1833.63 | 0 | 0 | 24076.3 | 24435.6 | 0 | 40053.4 | 40053.4 | 18393.6
2693 | 0 | 3500.11 | 0 | 27387.6 | 0 | 16681.5 | 0 | 1146.6 | 0 | 13619.7 | 1146.6 | 0 | 0 | 17708.6 | 27478.2 | 0 | 40053.4 | 39968.6 | 31081.2
2694 | 0.024443 | 884.061 | 0 | 16444.2 | 0.14764 | 10496 | 0 | 0 | 0 | 10259.7 | 0 | 0 | 0 | 10190 | 19968.1 | 0.032232 | 40053.4 | 39895.2 | 38214
2695 | 0.32224 | 0 | 0.51263 | 8167.71 | 0.71326 | 9455.23 | 0.38424 | 0 | 0.34719 | 9582.28 | 0 | 0 | 0.17607 | 8892.53 | 17301.6 | 0.43385 | 40053.4 | 36941.9 | 38594.1
2696 | 0.28708 | 0 | 1.6852 | 9428.5 | 0.28447 | 3887.72 | 1.167 | 0 | 1.281 | 8879.95 | 0 | 0 | 0.32661 | 5448.38 | 10370.8 | 1.3945 | 40053.4 | 19609.5 | 31615
2697 | 2.1315 | 0 | 2.8009 | 3959.5 | 0.64958 | 5920.59 | 1.9325 | 0 | 2.3454 | 6454.55 | 0 | 0 | 0.65662 | 2827.56 | 6529.07 | 2.4117 | 40053.4 | 6497.77 | 26180.8
2698 | 2.4205 | 0 | 3.6249 | 7383.67 | 0.87137 | 3832.09 | 2.8777 | 613.903 | 0.70692 | 6106.96 | 613.903 | 0 | 0.75512 | 0 | 5309.24 | 3.2348 | 40053.4 | 2204.21 | 9773.51
2699 | 1.9478 | 0 | 4.1364 | 13705 | 1.1696 | 2185.36 | 3.2935 | 306.392 | 0.82928 | 2689.91 | 306.392 | 0 | 0.81392 | 920.943 | 4713.47 | 3.844 | 40053.4 | 904.404 | 9782.71
2700 | 1.5281 | 0 | 4.3642 | 35802.8 | 1.5754 | 1342.41 | 3.3865 | 681.16 | 1.7869 | 2484.69 | 681.16 | 0 | 1.0019 | 989.718 | 2987.09 | 4.1327 | 40053.4 | 204.248 | 12502.1
2701 | 2.0682 | 924.174 | 4.3701 | 39130.3 | 0.56977 | 956.676 | 3.3087 | 2291.3 | 1.4446 | 785.63 | 2291.3 | 0 | 1.8846 | 143.54 | 1650.86 | 4.1783 | 40053.4 | 1616.55 | 12479.1
2702 | 1.6611 | 2276.16 | 3.7215 | 27485.5 | 0.65711 | 0 | 3.4018 | 785.483 | 0.85713 | 0 | 785.483 | 0 | 1.2628 | 0 | 1219.52 | 3.9311 | 40053.4 | 3398.64 | 12897.2
2703 | 1.3628 | 0 | 3.288 | 11290.1 | 0.57416 | 0 | 3.0048 | 740.32 | 1.1722 | 0 | 740.32 | 1051.83 | 1.0625 | 0 | 2444.13 | 3.4346 | 40053.4 | 5988.2 | 30963.2
2704 | 0.55637 | 216.93 | 2.7953 | 7931.56 | 1.8062 | 0 | 2.3794 | 964.718 | 1.2294 | 0 | 964.718 | 1981.95 | 0.85615 | 0 | 2632.62 | 2.728 | 40053.4 | 14211.3 | 37874.4
2705 | 0.42701 | 1108.13 | 1.7246 | 10626.7 | 0.90776 | 0 | 1.553 | 242.516 | 0.95242 | 0 | 242.516 | 2924.86 | 0.62051 | 0 | 2097.32 | 1.8246 | 40053.4 | 23288.1 | 39546.2
2706 | 0.18291 | 9732.65 | 0.58077 | 15084.5 | 0.29276 | 0 | 0.57428 | 1284.7 | 0.2827 | 0 | 1284.7 | 2499.07 | 0.45245 | 541.259 | 3095.59 | 0.83617 | 39794.1 | 32345.7 | 40053.4
2707 | 0.016889 | 27560.2 | 0.046064 | 20803 | 0 | 0 | 0.079883 | 4083.51 | 0.037615 | 0 | 4083.51 | 6223.33 | 0.067351 | 2068.07 | 5132.83 | 0.14299 | 39243.8 | 32890.4 | 40053.4
2708 | 0 | 38235.7 | 0 | 23016.7 | 0 | 0 | 0 | 6791.62 | 0 | 0 | 6791.62 | 7782.85 | 0 | 5292.39 | 5622.02 | 0 | 39377.2 | 35492 | 40053.4
2709 | 0 | 39723.4 | 0 | 36024.3 | 0 | 0 | 0 | 12367.3 | 0 | 536.436 | 12367.3 | 9374.55 | 0 | 9835.92 | 6556.41 | 0 | 39857.8 | 37878.5 | 40053.4
2710 | 0 | 39359.2 | 0 | 36838.8 | 0 | 1023.65 | 0 | 6713.43 | 0 | 1145.39 | 6713.43 | 7063.8 | 0 | 12742.5 | 9592.37 | 0 | 40023.4 | 38711 | 40053.4
2711 | 0 | 37708 | 0 | 33462.6 | 0 | 5521.94 | 0 | 6426.49 | 0 | 3456.68 | 6426.49 | 4655.8 | 0 | 25129.9 | 4380.24 | 0 | 39803 | 39514.3 | 40053.4
2712 | 0 | 38878.5 | 0 | 19474 | 0 | 6429.52 | 0 | 3549.47 | 0 | 7436.64 | 3549.47 | 1267.36 | 0 | 29789.4 | 2447 | 0 | 39766.3 | 39434.9 | 39724.2
2713 | 0 | 38262.3 | 0 | 12365.3 | 0 | 6045.43 | 0 | 451.01 | 0 | 12239.6 | 451.01 | 4665.84 | 0 | 35315.6 | 2331.78 | 0 | 39771.7 | 35342.9 | 40053.4
2714 | 0 | 38227.7 | 0 | 16092.9 | 0 | 1481.71 | 0 | 1665.79 | 0 | 16064.2 | 1665.79 | 0 | 0 | 34670.1 | 10044.9 | 0 | 40053.4 | 32165.5 | 39872.8
2715 | 0 | 38306.9 | 0 | 12984.1 | 0 | 758.703 | 0 | 5464.95 | 0 | 15043.4 | 5464.95 | 780.478 | 0 | 30888.2 | 6323.36 | 0 | 39693.9 | 39051.8 | 39732.7
2716 | 0 | 38404.5 | 0 | 12537.6 | 0 | 0 | 0 | 8082.8 | 0 | 15168.3 | 8082.8 | 0 | 0 | 32326.8 | 4882.76 | 0 | 39993.3 | 40053.4 | 38879.1
2717 | 0 | 37021.6 | 0 | 14972.5 | 0 | 195.654 | 0 | 17069.6 | 0 | 23819.6 | 17069.6 | 0 | 0 | 32027.1 | 4272.61 | 0 | 39645.1 | 40053.4 | 38098
2718 | 0.052685 | 31824.2 | 0 | 11940.3 | 0.066174 | 2422.66 | 0.0070642 | 24571.5 | 0 | 28657.8 | 24571.5 | 0 | 0 | 27431.9 | 1800.62 | 0.031851 | 39292 | 40053.4 | 37087.3
2719 | 0.48879 | 23865.4 | 0.51209 | 9383.32 | 0.61469 | 14470.7 | 0.32256 | 20311.9 | 0.34087 | 26418.4 | 20311.9 | 0 | 0.39367 | 26850.6 | 3448.18 | 0.18703 | 39588.3 | 39552.2 | 33013.1
2720 | 0.87418 | 26346.4 | 1.6467 | 12177.5 | 1.6591 | 1587.36 | 0.84625 | 9530.62 | 1.3906 | 14515.1 | 9530.62 | 0 | 1.4218 | 23271.9 | 505.837 | 0.35247 | 39444.1 | 38882.6 | 32261
2721 | 1.9827 | 31133 | 2.723 | 9033.36 | 3.0633 | 1886.12 | 0.12266 | 4620.05 | 2.4832 | 6634 | 4620.05 | 0 | 2.4694 | 18896.3 | 418.244 | 0.40494 | 40051 | 37400.3 | 25433
2722 | 2.5969 | 28179.2 | 3.5368 | 12426.3 | 3.8124 | 1979.76 | 0.60901 | 5492.49 | 3.3423 | 4748.27 | 5492.49 | 5545.14 | 3.2621 | 13386.9 | 1702.01 | 0.46131 | 40053.4 | 36443.9 | 24709.5
2723 | 4.3404 | 30262.4 | 4.0992 | 7552.77 | 3.5535 | 3396.47 | 1.3596 | 7750.86 | 3.9182 | 5738.25 | 7750.86 | 2429.09 | 3.7788 | 8558.16 | 2404.78 | 1.0601 | 40053.4 | 34999.2 | 16645
2724 | 1.3795 | 30467.1 | 4.3843 | 8502.99 | 3.6245 | 4083.94 | 1.9892 | 19566.9 | 4.2127 | 8911.68 | 19566.9 | 8164.88 | 4.0443 | 3304.83 | 6104.61 | 0.74555 | 39095.4 | 31641.9 | 23057.1
2725 | 3.2992 | 24660.5 | 4.3879 | 8187.82 | 3.3854 | 3282.37 | 2.9353 | 28463.8 | 4.2373 | 9311.04 | 28463.8 | 24147 | 4.0686 | 180.129 | 12503.6 | 1.8848 | 38187.6 | 22502.3 | 28268.5
2726 | 3.0862 | 22939.1 | 4.102 | 21053.1 | 3.1437 | 1381.21 | 3.7586 | 37238.2 | 3.4501 | 13090 | 37238.2 | 30222.7 | 3.8716 | 0 | 19193.9 | 3.2493 | 38499.7 | 15504.7 | 21119.8
2727 | 1.5075 | 15187.9 | 3.5559 | 23078.8 | 2.7778 | 0 | 3.338 | 38614.8 | 2.8902 | 14791.4 | 38614.8 | 36351.2 | 3.4283 | 0 | 19101.2 | 1.795 | 39287.9 | 9751.66 | 18627.3
2728 | 1.1825 | 12544.7 | 2.7465 | 22109.5 | 2.0336 | 0 | 2.311 | 6506.78 | 2.6144 | 18133 | 6506.78 | 33726.7 | 2.7448 | 1822.1 | 13199.3 | 1.8251 | 39537.2 | 5665.6 | 17730.8
2729 | 1.7623 | 13684.4 | 1.6966 | 17978.7 | 1.0461 | 32.2555 | 1.4209 | 16092.7 | 1.4047 | 20638.7 | 16092.7 | 30588.6 | 1.8104 | 10718.6 | 12920.6 | 1.1708 | 39116 | 1787.41 | 33031.6
2730 | 0.6193 | 13286.3 | 0.57332 | 23632 | 0.25392 | 946.379 | 0.50365 | 30892.5 | 0.76563 | 22343.5 | 30892.5 | 23015 | 0.68967 | 14422.3 | 23319.9 | 0.23266 | 38327.4 | 0 | 39216.8
2731 | 0.055725 | 12261.7 | 0.04588 | 28499.3 | 0 | 1758.1 | 0.085853 | 26957.7 | 0.075737 | 20645 | 26957.7 | 5894.46 | 0.081197 | 10247.8 | 24100.8 | 0.13551 | 37530.2 | 6599.19 | 39078.2
2732 | 0 | 5864.38 | 0 | 37511.8 | 0 | 0 | 0 | 36332.3 | 0 | 33223.2 | 36332.3 | 2554.94 | 0 | 21934 | 16261 | 0 | 38285.1 | 20601.8 | 39659.2
2733 | 0 | 8261.73 | 0 | 38171 | 0 | 0 | 0 | 8291.23 | 0 | 35330.4 | 8291.23 | 25460.6 | 0 | 33781.6 | 35910.5 | 0 | 38017.2 | 18427.3 | 37325.5
2734 | 0 | 8471.24 | 0 | 39496.5 | 0 | 0 | 0 | 15557.6 | 0 | 36144.4 | 15557.6 | 30125.6 | 0 | 37601 | 26335.4 | 0 | 37622.1 | 15233.4 | 37654.1
2735 | 0 | 4636.32 | 0 | 40017 | 0 | 0 | 0 | 12388.9 | 0 | 36485.2 | 12388.9 | 845.431 | 0 | 38790.8 | 27644 | 0 | 36365.5 | 12965.2 | 37027.3
2736 | 0 | 5459.6 | 0 | 38082.5 | 0 | 0 | 0 | 16895.4 | 0 | 28722.9 | 16895.4 | 7680.51 | 0 | 37619.6 | 29864.8 | 0 | 33703.8 | 7814.22 | 38499.6
2737 | 0 | 7512.05 | 0 | 37245.8 | 0 | 0 | 0 | 10117.8 | 0 | 18655 | 10117.8 | 13678.1 | 0 | 36735.4 | 27470.5 | 0 | 30589 | 6044.73 | 37137.5
2738 | 0 | 15228.6 | 0 | 35390.1 | 0 | 0 | 0 | 6929.97 | 0 | 22780.4 | 6929.97 | 23321.6 | 0 | 35952.4 | 28699.5 | 0 | 33245.2 | 4354.31 | 26101.8
2739 | 0 | 8192.97 | 0 | 29887.6 | 0 | 0 | 0 | 16212 | 0 | 9484.44 | 16212 | 10968.9 | 0 | 34770.1 | 26596.9 | 0 | 35839 | 1722.48 | 17422.8
2740 | 0 | 5440.05 | 0 | 16116.3 | 0 | 0 | 0 | 3354.94 | 0 | 8966.96 | 3354.94 | 24744.4 | 0 | 29710.1 | 23625.9 | 0 | 37952.2 | 1172.83 | 6398.94
2741 | 0 | 4620.03 | 0 | 7882.21 | 0 | 0 | 0 | 7821.1 | 0 | 24723.3 | 7821.1 | 15860.7 | 0 | 31117.2 | 17517.4 | 0 | 37199.3 | 627.825 | 11160
2742 | 0.074644 | 4237.93 | 0 | 5677.16 | 0.16999 | 0 | 0.020925 | 9381.25 | 0 | 7656.69 | 9381.25 | 5177.56 | 0 | 27584.1 | 13401.9 | 0.041123 | 36507.8 | 0 | 17419.4
2743 | 0.57626 | 3729.9 | 0.50889 | 3744.03 | 0.81926 | 0 | 0.35584 | 1509.64 | 0.042962 | 28670.8 | 1509.64 | 9664.83 | 0.39343 | 25148 | 7744.68 | 0.47855 | 31166 | 0 | 6921.3
2744 | 1.6196 | 4858.02 | 1.6386 | 4547.84 | 2.0972 | 0 | 1.1426 | 0 | 0.18654 | 5418.06 | 0 | 10417.8 | 1.3863 | 19360.6 | 643.668 | 1.1902 | 19929.5 | 0 | 67.012
2745 | 2.7921 | 0 | 2.7183 | 1186.93 | 3.0894 | 0 | 2.0945 | 0 | 0.35064 | 4473.35 | 0 | 6340.34 | 2.3925 | 14293.7 | 521.888 | 1.9975 | 13739.7 | 0 | 0
2746 | 3.5802 | 0 | 3.5356 | 3033.99 | 3.82 | 0 | 3.0053 | 1047.76 | 0.51426 | 2418.73 | 1047.76 | 3532.23 | 3.1571 | 11817.2 | 1300.83 | 2.8138 | 15740 | 808.27 | 0
2747 | 4.1113 | 8891.07 | 4.076 | 8085.8 | 4.2946 | 0 | 3.0377 | 1323.16 | 2.8822 | 1162.09 | 1323.16 | 2590.78 | 3.6799 | 5556.41 | 1288.37 | 4.2278 | 20263 | 0 | 0
2748 | 4.405 | 7051.31 | 4.3418 | 25344.9 | 4.481 | 0 | 3.3227 | 1457.33 | 2.9052 | 1294.82 | 1457.33 | 1168.34 | 3.9368 | 746.129 | 1926.75 | 4.5936 | 22193.4 | 1381.81 | 0
2749 | 4.4066 | 7468.35 | 4.3394 | 31786.8 | 4.3562 | 1089.85 | 4.1351 | 996.123 | 2.3314 | 350.859 | 996.123 | 135.801 | 3.9497 | 749.582 | 3468.45 | 4.6392 | 22260.6 | 821.617 | 0
2750 | 3.4834 | 15025.4 | 4.0594 | 32461 | 3.0348 | 8017.71 | 3.9235 | 1301.27 | 3.7226 | 0 | 1301.27 | 0 | 3.7444 | 618.232 | 3173.62 | 4.4023 | 30622 | 0 | 0
2751 | 3.0417 | 13885.3 | 3.5363 | 38707.9 | 3.3003 | 3942.76 | 3.4656 | 1814.09 | 2.9128 | 0 | 1814.09 | 0 | 3.1233 | 1166.54 | 3103.38 | 3.1301 | 32162 | 0 | 0
2752 | 2.3665 | 8079.62 | 2.7316 | 40053.4 | 2.3652 | 1745.45 | 2.779 | 3030.22 | 2.5909 | 0 | 3030.22 | 0 | 2.3902 | 4601.85 | 5126.37 | 2.5143 | 36926.3 | 0 | 7378.27
2753 | 1.4654 | 9861.69 | 1.684 | 40053.4 | 1.258 | 5574.71 | 1.8418 | 9718.28 | 1.6879 | 0 | 9718.28 | 0 | 1.0947 | 11949.2 | 9173.79 | 2.0478 | 36968.7 | 0 | 31238
2754 | 0.61181 | 9632.45 | 0.57005 | 40053.4 | 0.30313 | 8844.19 | 0.76887 | 10953.8 | 0.71382 | 0 | 10953.8 | 2429.31 | 0.51781 | 25599.1 | 13196.8 | 0.94161 | 36985.7 | 0 | 39905.9
2755 | 0.045256 | 9764.78 | 0.066243 | 39786.7 | 0 | 10135.3 | 0.085511 | 4854.9 | 0.083655 | 0 | 4854.9 | 3705 | 0.085356 | 27085.1 | 8243.51 | 0.17537 | 37363.9 | 0 | 39985
2756 | 0 | 20078.4 | 0 | 39943.5 | 0 | 10922.4 | 0 | 8557.58 | 0 | 0 | 8557.58 | 4516.08 | 0 | 24460.6 | 22554.3 | 0 | 37662.4 | 870.118 | 39976.6
2757 | 0 | 29623.2 | 0 | 40053.4 | 0 | 18229.1 | 0 | 31864.4 | 0 | 0 | 31864.4 | 34706.6 | 0 | 20897.4 | 24444 | 0 | 38363.5 | 3362.33 | 40053.4
2758 | 0 | 26223.2 | 0 | 40053.4 | 0 | 2833.88 | 0 | 33606.8 | 0 | 0 | 33606.8 | 26941.9 | 0 | 20852.7 | 26570.7 | 0 | 38992.8 | 2635.47 | 40053.4
2759 | 0 | 26902.3 | 0 | 40053.4 | 0 | 0 | 0 | 36724.9 | 0 | 29.062 | 36724.9 | 5369.31 | 0 | 36994.8 | 31629.9 | 0 | 39282.3 | 1782.65 | 40053.4
2760 | 0 | 31133.2 | 0 | 40053.4 | 0 | 0 | 0 | 36521.9 | 0 | 897.824 | 36521.9 | 1716.14 | 0 | 38211 | 31129.9 | 0 | 39027 | 776.715 | 40050.8
2761 | 0 | 28895.6 | 0 | 38404.5 | 0 | 0 | 0 | 29498.5 | 0 | 100.993 | 29498.5 | 0 | 0 | 36883.6 | 30672.9 | 0 | 39265.6 | 0 | 39746.1
2762 | 0 | 31150.7 | 0 | 36073.9 | 0 | 0 | 0 | 12066.7 | 0 | 12446.1 | 12066.7 | 0 | 0 | 34131.6 | 34563 | 0 | 39533 | 0 | 35189.7
2763 | 0 | 21124.3 | 0 | 15005.7 | 0 | 0 | 0 | 2002.09 | 0 | 7101.68 | 2002.09 | 0 | 0 | 32702.8 | 39044.5 | 0 | 39710.7 | 2224.96 | 29571
2764 | 0 | 14041.6 | 0 | 9243.3 | 0 | 0 | 0 | 0 | 0 | 15868.3 | 0 | 0 | 0 | 30937.3 | 39274.5 | 0 | 39541.9 | 8626.63 | 14809
2765 | 0 | 16678.8 | 0 | 20572.6 | 0 | 0 | 0 | 1457.21 | 0 | 12995.6 | 1457.21 | 4566.36 | 0 | 36140.8 | 32949.2 | 0 | 39462.5 | 2868.23 | 5431.18
2766 | 0.083791 | 11100.1 | 0.036437 | 10780.8 | 0.16171 | 0 | 0.037431 | 0 | 0 | 11216.7 | 0 | 0 | 0 | 35111.5 | 22019.3 | 0.040215 | 39372.7 | 0 | 704.948
2767 | 0.63261 | 6774.37 | 0.50502 | 4706.93 | 1.0597 | 0 | 0.49237 | 0 | 0.33555 | 20028.5 | 0 | 0 | 0.099484 | 35855.3 | 15434 | 0.4948 | 39112.9 | 0 | 0
2768 | 1.6569 | 5501.18 | 1.5923 | 3762.61 | 2.2563 | 0 | 1.5419 | 0 | 1.229 | 9868.71 | 0 | 1213.66 | 0.42121 | 35466.7 | 1613.06 | 1.4873 | 38331.9 | 0 | 0
2769 | 2.8834 | 3212.9 | 2.6262 | 13357.5 | 3.2729 | 0 | 2.5298 | 2961.01 | 2.1398 | 1544.84 | 2961.01 | 0 | 1.7916 | 35178.2 | 0 | 2.503 | 38158.7 | 0 | 0
2770 | 3.7201 | 7529.13 | 3.4201 | 25164.6 | 4.0233 | 0 | 3.2601 | 2959.27 | 2.6475 | 4192.76 | 2959.27 | 0 | 1.1304 | 28730.2 | 0 | 3.3376 | 38465.5 | 0 | 0
2771 | 4.2788 | 11568.8 | 3.9521 | 32544.2 | 4.4035 | 0 | 3.7494 | 1142.2 | 0.19793 | 2493.41 | 1142.2 | 0 | 1.3839 | 28378.9 | 0 | 3.9285 | 37791.8 | 0 | 0
2772 | 4.5641 | 10078.2 | 4.1986 | 36716.8 | 4.5583 | 0 | 3.9975 | 797.794 | 1.2586 | 1886.72 | 797.794 | 0 | 0.92443 | 31531.5 | 0 | 4.2605 | 39018.3 | 0 | 0
2773 | 4.5329 | 7242.48 | 0.78477 | 36498.4 | 4.4248 | 626 | 4.0134 | 0 | 3.7483 | 394.834 | 0 | 0 | 0.75538 | 34098.6 | 0 | 4.2598 | 39274.5 | 0 | 275.82
2774 | 4.2156 | 10028.1 | 1.2583 | 38011.1 | 4.0237 | 406.549 | 3.8119 | 152.897 | 3.5465 | 0 | 152.897 | 0 | 0.82892 | 37103.4 | 0 | 3.9588 | 39100.6 | 0 | 1057.06
2775 | 3.6447 | 20684 | 2.9945 | 40030.1 | 3.327 | 0 | 3.3717 | 0 | 2.3813 | 0 | 0 | 0 | 1.3515 | 38423.8 | 0 | 3.427 | 39313.7 | 0 | 548.555
2776 | 2.8142 | 25625.6 | 2.641 | 40053.4 | 2.1462 | 882.414 | 2.6957 | 0 | 2.0202 | 0 | 0 | 0 | 1.3755 | 38752.9 | 579.655 | 1.4888 | 39193.2 | 3104.08 | 0
2777 | 1.7553 | 30432.9 | 1.4875 | 40053.4 | 1.2935 | 967.702 | 1.7796 | 0 | 1.363 | 0 | 0 | 0 | 1.3954 | 38800.6 | 804.971 | 1.666 | 37542.1 | 9892.37 | 0
2778 | 0.61696 | 18694.4 | 0.36094 | 37986 | 0.2961 | 2437.68 | 0.7512 | 0 | 0.62552 | 0 | 0 | 54.4927 | 0.593 | 39369.6 | 1793.54 | 0.60855 | 34276.9 | 22302.3 | 0
2779 | 0.048192 | 8673.73 | 0.055479 | 23380.8 | 0 | 2809.93 | 0.08898 | 0 | 0.086658 | 0 | 0 | 2293.03 | 0.092131 | 39439.7 | 928.024 | 0.18441 | 36680.4 | 26283.7 | 12740.7
2780 | 0 | 579.718 | 0 | 15287 | 0 | 8902.47 | 0 | 0 | 0 | 0 | 0 | 4006.11 | 0 | 37788.8 | 2633.25 | 0 | 36561.7 | 31696.8 | 32923.9
2781 | 0 | 0 | 0 | 17014.4 | 0 | 625.424 | 0 | 0 | 0 | 0 | 0 | 3106.32 | 0 | 33480.1 | 10978.7 | 0 | 37667.9 | 35439.6 | 36368.7
2782 | 0 | 1063.91 | 0 | 19924.1 | 0 | 813.912 | 0 | 0 | 0 | 0 | 0 | 0 | 0 | 36743.3 | 28572.7 | 0 | 36640 | 37072.7 | 38458.9
2783 | 0 | 873.812 | 0 | 10587.2 | 0 | 570.898 | 0 | 0 | 0 | 191.998 | 0 | 0 | 0 | 38879.6 | 16212 | 0 | 35095.1 | 37352 | 39288.1
2784 | 0 | 0 | 0 | 13319.6 | 0 | 0 | 0 | 0 | 0 | 0 | 0 | 0 | 0 | 39786.7 | 15520.5 | 0 | 31722.5 | 36078.1 | 40053.4
2785 | 0 | 890.822 | 0 | 7864.52 | 0 | 0 | 0 | 0 | 0 | 29009.2 | 0 | 0 | 0 | 39985.6 | 6461.72 | 0 | 36931 | 34464.5 | 39892.8
2786 | 0 | 6727.64 | 0 | 1338.22 | 0 | 0 | 0 | 0 | 0 | 20058.1 | 0 | 0 | 0 | 39995.8 | 10075.2 | 0 | 38301 | 31190.9 | 39102.9
2787 | 0 | 7910.78 | 0 | 667.243 | 0 | 0 | 0 | 0 | 0 | 9884.65 | 0 | 0 | 0 | 39599.7 | 28099.3 | 0 | 36643.2 | 29745.2 | 39157.4
2788 | 0 | 6232.03 | 0 | 354.346 | 0 | 0 | 0 | 0 | 0 | 8799.82 | 0 | 0 | 0 | 39636.4 | 27266.4 | 0 | 32606.8 | 31224.2 | 37783.6
2789 | 0 | 6013.26 | 0 | 1299.03 | 0 | 0 | 0 | 0 | 0 | 3057.17 | 0 | 0 | 0 | 37289.5 | 20287.2 | 0 | 35464.1 | 32683.8 | 35454.5
2790 | 0.059645 | 6793.86 | 0.0394 | 2448.31 | 0.17532 | 0 | 0 | 0 | 0 | 4356.02 | 0 | 0 | 0 | 34248.6 | 28848.9 | 0.015239 | 37266.9 | 33986.3 | 31129.5
2791 | 0.63553 | 7829.8 | 0.51604 | 3889.61 | 0.73224 | 0 | 0.025125 | 0 | 0.34848 | 3195.19 | 0 | 0 | 0.41023 | 39251 | 22724.4 | 0.23359 | 38408.9 | 36647.9 | 24043.3
2792 | 1.7722 | 1310.64 | 1.5654 | 0 | 1.7507 | 0 | 0.36797 | 0 | 1.251 | 10.9887 | 0 | 0 | 1.0235 | 37930.2 | 14470.4 | 0.59138 | 36243.9 | 30893.3 | 10750.6
2793 | 2.8253 | 3638.6 | 2.5956 | 0 | 3.0612 | 0 | 1.9905 | 0 | 1.9654 | 0 | 0 | 0 | 2.1511 | 35601.9 | 7354.83 | 0.79779 | 31380.5 | 11339.8 | 6210.51
2794 | 3.6376 | 4410.51 | 3.3729 | 0 | 3.7789 | 0 | 2.3468 | 0 | 2.705 | 0 | 0 | 0 | 3.0185 | 36980 | 2583.9 | 1.3555 | 21859.9 | 11124 | 11141
2795 | 3.1739 | 4078.21 | 3.8998 | 0 | 3.6091 | 0 | 2.2609 | 0 | 2.9683 | 0 | 0 | 0 | 3.6985 | 37777.9 | 5017.4 | 1.5466 | 17349.3 | 10427.6 | 18557.1
2796 | 3.4629 | 5390.76 | 3.6848 | 0 | 3.3566 | 0 | 3.7665 | 0 | 2.8608 | 0 | 0 | 0 | 3.7415 | 32078.5 | 9094.76 | 1.3753 | 11050.3 | 13137.1 | 31290.5
2797 | 3.5962 | 2642.75 | 3.9506 | 0 | 2.199 | 1109.44 | 3.8019 | 0 | 3.8421 | 0 | 0 | 1109.27 | 3.7554 | 17319.8 | 16620.5 | 1.9136 | 10210.4 | 25123.5 | 36644.8
2798 | 3.443 | 3676.66 | 0.44764 | 1110.89 | 2.7008 | 996.618 | 3.5948 | 44.7423 | 3.6317 | 0 | 44.7423 | 1728.13 | 3.7775 | 13068.8 | 19590.3 | 1.471 | 9822.77 | 35915.1 | 37619.1
2799 | 1.0864 | 1773.09 | 1.1553 | 1223.58 | 1.662 | 1704.29 | 2.2936 | 0 | 3.2296 | 658.9 | 0 | 1297.61 | 3.1296 | 4141.04 | 20182.5 | 1.7106 | 11840.4 | 34073.3 | 38185.7
2800 | 2.1215 | 2841.55 | 0.61639 | 1176.41 | 1.4591 | 2295.97 | 2.5132 | 0 | 2.5882 | 402.478 | 0 | 2819.22 | 2.5112 | 1776.74 | 22996.4 | 2.1122 | 12849.1 | 32958.8 | 38952.1
2801 | 1.405 | 12213.1 | 0.77328 | 892.814 | 0.90854 | 1487.74 | 1.6622 | 0 | 1.7121 | 0 | 0 | 3506.55 | 1.7893 | 6.6339 | 27052.6 | 0.40114 | 11372.3 | 34845.9 | 39399.6
2802 | 0.56086 | 11989.3 | 0.39746 | 4985.08 | 0.27645 | 1093.6 | 0.72212 | 1177.39 | 0.72723 | 2549.73 | 1177.39 | 5079.52 | 0.75231 | 566.032 | 25778 | 0.68295 | 9945.05 | 36549.1 | 39678.8
2803 | 0.054941 | 11778 | 0.046993 | 12689.1 | 0 | 2022.98 | 0.10908 | 3119.55 | 0.084802 | 3101.78 | 3119.55 | 7743.4 | 0.084437 | 1090.32 | 22855.6 | 0.074086 | 7087.73 | 39246.2 | 40053.4
2804 | 0 | 14857 | 0 | 32422.8 | 0 | 1967.43 | 0 | 8428.1 | 0 | 3171.56 | 8428.1 | 6300.12 | 0 | 0 | 38395.3 | 0 | 5527.1 | 39697.6 | 40053.4
2805 | 0 | 20507.7 | 0 | 32021.8 | 0 | 668.691 | 0 | 11678.4 | 0 | 9453.67 | 11678.4 | 0 | 0 | 0 | 39397 | 0 | 1460.64 | 38988.7 | 40053.4
2806 | 0 | 17656.9 | 0 | 38313.1 | 0 | 420.148 | 0 | 4926.6 | 0 | 32456.5 | 4926.6 | 2494.59 | 0 | 0 | 39433.4 | 0 | 334.222 | 39659.2 | 40053.4
2807 | 0 | 18428.8 | 0 | 39313 | 0 | 0 | 0 | 0 | 0 | 32483.4 | 0 | 3467.84 | 0 | 0 | 39361.4 | 0 | 0 | 39585.5 | 40036.1
2808 | 0 | 26356 | 0 | 39392.4 | 0 | 0 | 0 | 402.046 | 0 | 29010.7 | 402.046 | 141.74 | 0 | 0 | 38764.3 | 0 | 0 | 39649.6 | 40053.4
2809 | 0 | 28919.4 | 0 | 40053.4 | 0 | 0 | 0 | 2668.25 | 0 | 5867.19 | 2668.25 | 1636.92 | 0 | 0 | 38494.1 | 0 | 0 | 39435.5 | 40053.4
2810 | 0 | 20125.1 | 0 | 39288.8 | 0 | 0 | 0 | 11252.7 | 0 | 6740.16 | 11252.7 | 780.741 | 0 | 0 | 39178.1 | 0 | 0 | 39615.4 | 40053.4
2811 | 0 | 22977.3 | 0 | 39339.3 | 0 | 0 | 0 | 12408.2 | 0 | 5269.23 | 12408.2 | 6460.64 | 0 | 0 | 39271.7 | 0 | 0 | 39040.9 | 40053.4
2812 | 0 | 32359.9 | 0 | 39240.8 | 0 | 0 | 0 | 14989.8 | 0 | 6599.58 | 14989.8 | 5662.02 | 0 | 0 | 37187.2 | 0 | 0 | 34161.3 | 39698.1
2813 | 0 | 39396.6 | 0 | 36270.7 | 0 | 0 | 0 | 6719.89 | 0 | 4595.06 | 6719.89 | 8152.43 | 0 | 0 | 38016.8 | 0 | 0 | 38236.5 | 39877
2814 | 0.061322 | 37020.2 | 0.043341 | 34874.5 | 0.18406 | 0 | 0.045596 | 976.766 | 0 | 3353.03 | 976.766 | 13520.1 | 0 | 606.933 | 31089.2 | 0.044767 | 2655.45 | 39602 | 40053.4
2815 | 0.64948 | 28614.3 | 0.52554 | 33233.4 | 1.0424 | 0 | 0.52609 | 1930.71 | 0.11051 | 2332.97 | 1930.71 | 12571.7 | 0.29686 | 2850.43 | 23225.9 | 0.096316 | 4270.99 | 40053.4 | 38673.9
2816 | 1.7884 | 17616.9 | 1.1124 | 19223.9 | 2.1737 | 0 | 1.5643 | 917.506 | 0.61501 | 10119.3 | 917.506 | 10641.8 | 1.3576 | 7241.31 | 18022.9 | 0.36084 | 1092.44 | 40053.4 | 29438.3
2817 | 2.8481 | 8436.89 | 0.72477 | 19798.4 | 3.1569 | 0 | 2.5676 | 5307.75 | 0.95119 | 7931.5 | 5307.75 | 1030.01 | 2.321 | 14990.2 | 6257.38 | 1.0016 | 0 | 40053.4 | 21150.9
2818 | 3.6717 | 8647.86 | 1.3158 | 21731.9 | 3.8909 | 0 | 3.3191 | 16260.8 | 1.2293 | 2952.53 | 16260.8 | 3098 | 1.1153 | 10422.7 | 9030.43 | 0.93119 | 0 | 40053.4 | 4065.01
2819 | 4.2305 | 3257.99 | 3.9184 | 24685.4 | 4.3233 | 2591.47 | 3.825 | 23816.1 | 1.3032 | 1118.46 | 23816.1 | 25624.5 | 0.39966 | 5640.52 | 14180.1 | 1.1802 | 0 | 39590.8 | 3714.79
2820 | 4.5118 | 1488.83 | 2.1938 | 24607.1 | 4.4958 | 2564.41 | 4.0657 | 31474.9 | 1.2899 | 0 | 31474.9 | 12190.7 | 0.34133 | 2950.19 | 14575.5 | 1.3383 | 0 | 39391.2 | 6175.51
2821 | 1.6085 | 810.597 | 2.4209 | 27855.7 | 4.3836 | 6899.44 | 4.0517 | 37007 | 1.212 | 28.1847 | 37007 | 13552.9 | 1.0362 | 2083.61 | 19671 | 1.1626 | 673.824 | 39680.6 | 4838.3
2822 | 1.5673 | 1047.38 | 3.9652 | 35240.2 | 3.4243 | 9490.68 | 3.8458 | 37909.8 | 1.4992 | 3187 | 37909.8 | 32602 | 0.13653 | 0 | 5952.48 | 1.9214 | 1141.94 | 39462.8 | 10784.1
2823 | 2.0532 | 0 | 3.4287 | 36220.8 | 2.7661 | 15156.2 | 3.4267 | 37666 | 1.152 | 2314.88 | 37666 | 29796.6 | 0.23421 | 0 | 6429.17 | 1.7719 | 1053.94 | 39551.5 | 27991.9
2824 | 1.6563 | 816.903 | 2.348 | 35893.3 | 1.2179 | 16905.9 | 2.7771 | 37787.4 | 0.98279 | 1102.13 | 37787.4 | 27398.7 | 0.65091 | 0 | 5514.97 | 1.5345 | 1264.58 | 39772.2 | 38444.9
2825 | 0.91797 | 2015.09 | 0.030366 | 23866.7 | 1.012 | 17290.4 | 1.856 | 32702.7 | 0.65628 | 0 | 32702.7 | 23488.7 | 1.2816 | 0 | 28909.4 | 0.74703 | 776.064 | 40028 | 39448.2
2826 | 0.1012 | 85.5404 | 0.4856 | 39028.2 | 0.27028 | 23135.1 | 0.79193 | 31546.3 | 0.71503 | 1634.13 | 31546.3 | 22394.6 | 0.34299 | 0 | 893.634 | 0.63915 | 103.5 | 40053.4 | 39898
2827 | 0.012872 | 0 | 0.047413 | 40053.4 | 0 | 13970.3 | 0.10036 | 29900.8 | 0.096803 | 1616.51 | 29900.8 | 16694.2 | 0.059016 | 0 | 3643.23 | 0.10414 | 0 | 39667.8 | 38952.6
2828 | 0 | 0 | 0 | 40053.4 | 0 | 15419.8 | 0 | 29432.9 | 0 | 1894.11 | 29432.9 | 15146.2 | 0 | 0 | 13542.6 | 0 | 64.104 | 39631 | 39702
2829 | 0 | 0 | 0 | 40053.4 | 0 | 4856.85 | 0 | 23892.8 | 0 | 5511.95 | 23892.8 | 6644.59 | 0 | 0 | 3011.76 | 0 | 1160.03 | 39864.5 | 40053.4
2830 | 0 | 0 | 0 | 40049.6 | 0 | 6094.4 | 0 | 20372.7 | 0 | 545.596 | 20372.7 | 5035.82 | 0 | 0 | 973.852 | 0 | 4325.54 | 40053.4 | 39890.9
2831 | 0 | 0 | 0 | 39771.7 | 0 | 14426.2 | 0 | 3054.65 | 0 | 1165.91 | 3054.65 | 1483.04 | 0 | 0 | 1519.56 | 0 | 8645.54 | 40053.4 | 39787.4
2832 | 0 | 2320.83 | 0 | 39054.3 | 0 | 0 | 0 | 31053.9 | 0 | 0 | 31053.9 | 1875.16 | 0 | 0 | 19324.1 | 0 | 10247.4 | 40053.4 | 40044.9
2833 | 0 | 8889.22 | 0 | 37798.1 | 0 | 0 | 0 | 26003.5 | 0 | 0 | 26003.5 | 1397.34 | 0 | 0 | 32577 | 0 | 12473.6 | 39498.8 | 36407.5
2834 | 0 | 2114.44 | 0 | 33311.3 | 0 | 0 | 0 | 18270.9 | 0 | 0 | 18270.9 | 2994.34 | 0 | 0 | 36217.7 | 0 | 13094.8 | 37873.6 | 29116.2
2835 | 0 | 2142.13 | 0 | 23741.4 | 0 | 0 | 0 | 17970.4 | 0 | 2446.94 | 17970.4 | 1768.23 | 0 | 1095.44 | 38030.6 | 0 | 14716.8 | 37633.4 | 18812.2
2836 | 0 | 4272.82 | 0 | 19625.4 | 0 | 0 | 0 | 11928.5 | 0 | 0 | 11928.5 | 848.042 | 0 | 1352.35 | 30437.5 | 0 | 17090 | 38246.9 | 18301.8
2837 | 0 | 0 | 0 | 27248.5 | 0 | 0 | 0 | 6441.56 | 0 | 742.418 | 6441.56 | 0 | 0 | 145.031 | 12721.4 | 0 | 12337.5 | 39348.1 | 20027.1
2838 | 0.065906 | 0 | 0.04664 | 20505.3 | 0.075128 | 0 | 0.041824 | 1744.12 | 0 | 0 | 1744.12 | 0 | 0 | 557.867 | 11574.7 | 0.049165 | 8633.55 | 39847.2 | 22869.1
2839 | 0.61077 | 0 | 0.54096 | 14219.3 | 0.80836 | 0 | 0.54482 | 3241.07 | 0.15173 | 0 | 3241.07 | 0 | 0.31378 | 0 | 7531.47 | 0.51761 | 10752.8 | 39873 | 13029.1
2840 | 1.8375 | 0 | 1.59 | 12066.2 | 0.3347 | 0 | 1.5213 | 3028.1 | 0.34385 | 0 | 3028.1 | 0 | 0.78589 | 0 | 2593.05 | 1.5195 | 11409.3 | 39389.5 | 0
2841 | 2.9019 | 0 | 2.6288 | 17112.9 | 2.1057 | 0 | 2.4859 | 3093.84 | 0.4663 | 0 | 3093.84 | 0 | 1.6953 | 0 | 0 | 2.5563 | 13454 | 34910.9 | 1397.43
2842 | 3.7197 | 0 | 3.4208 | 8522.61 | 1.4538 | 1583.88 | 3.2187 | 5638.58 | 1.5272 | 0 | 5638.58 | 0 | 2.3503 | 324.958 | 0 | 3.3727 | 11045.6 | 23298.1 | 3472.39
2843 | 4.2702 | 0 | 3.9575 | 7736.35 | 3.5981 | 5368.95 | 3.7252 | 3475.57 | 2.097 | 0 | 3475.57 | 0 | 2.5494 | 0 | 0 | 1.2492 | 10466.4 | 14037.9 | 2255.76
2844 | 4.5415 | 0 | 3.5855 | 12782.9 | 3.9293 | 16610 | 3.9631 | 4585.72 | 2.7664 | 0 | 4585.72 | 0 | 3.7087 | 0 | 0 | 4.2411 | 9618.49 | 12838.5 | 439.572
2845 | 4.5135 | 1161.05 | 3.7385 | 12510 | 4.3573 | 13113.3 | 3.9765 | 8115.48 | 3.7241 | 0 | 8115.48 | 0 | 3.7295 | 0 | 0 | 4.2926 | 7552.85 | 13921.6 | 0
2846 | 3.4839 | 2046.27 | 3.4364 | 13705.4 | 1.4563 | 23034.9 | 3.7691 | 15471.2 | 3.5669 | 0 | 15471.2 | 0 | 3.5803 | 1655.78 | 92.5786 | 4.1094 | 3150.57 | 9836.46 | 0
2847 | 2.2166 | 6687.21 | 3.2893 | 13350.7 | 2.6574 | 23989.1 | 3.3383 | 11642.6 | 3.144 | 0 | 11642.6 | 0 | 3.1718 | 7550.91 | 589.093 | 2.7726 | 54.2929 | 6210.69 | 0
2848 | 0.96465 | 10699.9 | 1.2511 | 12497.9 | 2.3921 | 31676.4 | 2.6656 | 10439.2 | 2.5008 | 0 | 10439.2 | 2691.2 | 2.5244 | 15916 | 3077.72 | 1.739 | 0 | 4483.52 | 1509.33
2849 | 1.0698 | 14044.9 | 1.4846 | 13307.4 | 0.84808 | 33509.7 | 1.7636 | 10614.1 | 1.6523 | 2781.32 | 10614.1 | 0 | 1.312 | 28132.5 | 5890.41 | 1.7187 | 0 | 2103.82 | 10038.1
2850 | 0.53907 | 33044.9 | 0.22339 | 9512.25 | 0.28801 | 35088.2 | 0.76461 | 8877.48 | 0.71333 | 0 | 8877.48 | 0 | 0.72443 | 34191.2 | 5553.13 | 0.95685 | 0 | 744.33 | 28031.2
2851 | 0.062849 | 39537.8 | 0.053285 | 6879.56 | 0 | 27733.9 | 0.10829 | 7859.27 | 0.092026 | 1255.74 | 7859.27 | 0 | 0.098057 | 35268.4 | 8170.57 | 0.18365 | 0 | 0 | 39168.8
2852 | 0 | 39190.7 | 0 | 18739.2 | 0 | 17521 | 0 | 10235.6 | 0 | 4522.5 | 10235.6 | 277.904 | 0 | 26551.9 | 16162.2 | 0 | 0 | 4131.53 | 39874.2
2853 | 0 | 39581.8 | 0 | 13650.3 | 0 | 3451.25 | 0 | 7734.88 | 0 | 10126.6 | 7734.88 | 0 | 0 | 15723.3 | 25813.2 | 0 | 0 | 5411.6 | 39666.9
2854 | 0 | 30785.2 | 0 | 16885.5 | 0 | 2562.45 | 0 | 12499.7 | 0 | 6623.12 | 12499.7 | 0 | 0 | 28294.9 | 36376.3 | 0 | 0 | 6916.56 | 39363.4
2855 | 0 | 20428.9 | 0 | 7894.95 | 0 | 12237 | 0 | 12809.1 | 0 | 0 | 12809.1 | 5374.43 | 0 | 37849.6 | 37199.3 | 0 | 0 | 9849.64 | 38888
2856 | 0 | 15287.2 | 0 | 8242.75 | 0 | 19378.8 | 0 | 12684.8 | 0 | 0 | 12684.8 | 5898.75 | 0 | 39162.3 | 37506.4 | 0 | 0 | 19201.4 | 39595.6
2857 | 0 | 21087.6 | 0 | 6540.69 | 0 | 9786.3 | 0 | 7861.16 | 0 | 0 | 7861.16 | 5828.04 | 0 | 38272.2 | 37767.9 | 0 | 0 | 28494.4 | 39078.3
2858 | 0 | 32178.4 | 0 | 11194.8 | 0 | 4086.98 | 0 | 373.995 | 0 | 0 | 373.995 | 0 | 0 | 33562.3 | 33768.8 | 0 | 0 | 37674.8 | 37898.1
2859 | 0 | 29302.5 | 0 | 22078.6 | 0 | 1990.8 | 0 | 0 | 0 | 0 | 0 | 0 | 0 | 30310.7 | 35085.4 | 0 | 0 | 39768.9 | 31374.8
2860 | 0 | 25032.5 | 0 | 27655.7 | 0 | 2322.04 | 0 | 491.863 | 0 | 0 | 491.863 | 0 | 0 | 27653.3 | 40036.6 | 0 | 0 | 40053.4 | 29379
2861 | 0 | 21438.5 | 0 | 29288.6 | 0 | 2097.1 | 0 | 1673.18 | 0 | 0 | 1673.18 | 0 | 0 | 22896.2 | 24583.3 | 0 | 0 | 39631.8 | 29311.1
2862 | 0.069261 | 12051 | 0.054008 | 21529.1 | 0.13045 | 1004.19 | 0.043636 | 2133.65 | 0 | 0 | 2133.65 | 0 | 0.0091357 | 13795.6 | 4136.16 | 0 | 0 | 38298 | 29031.8
2863 | 0.69522 | 5679.95 | 0.55581 | 14792.2 | 0.90032 | 1003.3 | 0.52636 | 2339.95 | 0.097255 | 18.6835 | 2339.95 | 0 | 0.17989 | 12065.5 | 2910.93 | 0.29538 | 0 | 34977.8 | 24230.5
2864 | 1.8852 | 3566.03 | 1.6576 | 7161.39 | 2.2221 | 817.417 | 1.5077 | 615.762 | 0.72112 | 2364.21 | 615.762 | 0 | 0.087426 | 9252.53 | 28695 | 0.56375 | 0 | 27525.8 | 6669.74
2865 | 2.9829 | 852.409 | 2.7068 | 6533.47 | 1.1743 | 1447 | 2.4261 | 744.821 | 0.76603 | 3078.09 | 744.821 | 0 | 0.55783 | 6655.03 | 16919.7 | 1.8836 | 0 | 26399 | 0
2866 | 3.8239 | 1433.85 | 3.5187 | 4679.84 | 1.1894 | 3511.87 | 3.1241 | 5138.72 | 1.7581 | 0 | 5138.72 | 0 | 0.55481 | 11045.9 | 27838.7 | 1.3759 | 0 | 20264.2 | 0
2867 | 4.3913 | 849.865 | 4.0649 | 1785.74 | 3.4835 | 14106.6 | 3.5912 | 7628.64 | 2.4036 | 1866.72 | 7628.64 | 0 | 0.57092 | 8465.68 | 32426.5 | 2.5187 | 0 | 19549.6 | 0
2868 | 4.6753 | 913.473 | 4.3175 | 642.01 | 3.606 | 19612.6 | 3.8194 | 9343.71 | 3.6413 | 1900.4 | 9343.71 | 0 | 0.66792 | 24346.9 | 30095.1 | 2.9236 | 0 | 19722.1 | 259.177
2869 | 4.6588 | 1897.92 | 4.3007 | 0 | 0.66339 | 9175.92 | 3.8227 | 11124.5 | 2.976 | 594.761 | 11124.5 | 0 | 0.93597 | 33132.9 | 25395.6 | 2.7613 | 0 | 16503.2 | 0
2870 | 3.2104 | 1138.18 | 4.0114 | 585.833 | 1.7091 | 15649.9 | 3.6196 | 8224.24 | 3.4981 | 1152.74 | 8224.24 | 213.447 | 1.2833 | 38515.8 | 24620.7 | 2.2621 | 0 | 13324.8 | 0
2871 | 2.3755 | 1200.47 | 3.4674 | 1900.28 | 1.332 | 14461.6 | 3.1988 | 4452.4 | 2.5291 | 298.536 | 4452.4 | 0 | 0.89963 | 39405.7 | 23511.4 | 2.5461 | 0 | 7445.02 | 0
2872 | 2.1982 | 0 | 2.6777 | 3315.37 | 1.788 | 18416.1 | 2.5464 | 10121.8 | 1.424 | 0 | 10121.8 | 8844.98 | 1.0872 | 39633 | 25466.3 | 1.9995 | 0 | 37674 | 0
2873 | 1.4894 | 39154.3 | 1.6454 | 34946.3 | 0.65853 | 11155.2 | 1.691 | 12037.9 | 0.68517 | 3112.32 | 12037.9 | 2043.92 | 0.54378 | 40053.4 | 31892.9 | 1.7738 | 0 | 38251.8 | 0
2874 | 0.060566 | 32578.8 | 0.60176 | 23158.7 | 0.25581 | 25209.9 | 0.74062 | 13024.4 | 0.50253 | 925.115 | 13024.4 | 9595.75 | 0.69903 | 40053.4 | 30010.9 | 0.87999 | 0 | 38749.4 | 0
2875 | 0.0064711 | 16204.5 | 0.052608 | 10766.1 | 0 | 21406.9 | 0.10336 | 9086.44 | 0.10284 | 3161.53 | 9086.44 | 15019.1 | 0.10842 | 21891.4 | 10466.9 | 0.17389 | 0 | 39639 | 3706.39
2876 | 0 | 22269.6 | 0 | 21853.1 | 0 | 18008.3 | 0 | 8034.74 | 0 | 22651.2 | 8034.74 | 26833.8 | 0 | 27080.9 | 21357.8 | 0 | 0 | 39914 | 16447.4
2877 | 0 | 17812.1 | 0 | 37930.3 | 0 | 39275.7 | 0 | 12957.1 | 0 | 29081.2 | 12957.1 | 446.127 | 0 | 31513.4 | 28036 | 0 | 0 | 39826.7 | 25301.8
2878 | 0 | 16945.7 | 0 | 39131 | 0 | 13576.8 | 0 | 4196.4 | 0 | 28559.2 | 4196.4 | 0 | 0 | 28555.9 | 28603.1 | 0 | 0 | 40053.4 | 33085.8
2879 | 0 | 23272.3 | 0 | 37857.9 | 0 | 27755.5 | 0 | 776.586 | 0 | 30258.3 | 776.586 | 0 | 0 | 33348 | 26996.1 | 0 | 0 | 40038.2 | 33166
2880 | 0 | 26233.6 | 0 | 34938.2 | 0 | 32221.9 | 0 | 2110.15 | 0 | 24828.6 | 2110.15 | 2874.34 | 0 | 27227.2 | 29993.1 | 0 | 0 | 40053.4 | 32917.4
2881 | 0 | 15493.6 | 0 | 19628.4 | 0 | 26315.6 | 0 | 1476.15 | 0 | 31413.5 | 1476.15 | 2102.23 | 0 | 19131.9 | 10732.8 | 0 | 375.604 | 40049.2 | 29839.3
2882 | 0 | 6043.18 | 0 | 16613.7 | 0 | 25550.1 | 0 | 531.069 | 0 | 10952.5 | 531.069 | 1479.54 | 0 | 26876.3 | 8589.24 | 0 | 0 | 39724.5 | 16039.3
2883 | 0 | 9180.91 | 0 | 25684.5 | 0 | 18103.7 | 0 | 1015.84 | 0 | 7361.18 | 1015.84 | 2262.31 | 0 | 29586.3 | 31494.9 | 0 | 0 | 39391.6 | 2859.85
2884 | 0 | 22185.6 | 0 | 33928.8 | 0 | 18613.4 | 0 | 560.958 | 0 | 7028.34 | 560.958 | 0 | 0 | 28911.2 | 26866.4 | 0 | 0 | 38591.1 | 0
2885 | 0 | 29407.4 | 0 | 37106.4 | 0 | 14987.4 | 0 | 0 | 0 | 7338.67 | 0 | 0 | 0 | 34945 | 7456.91 | 0 | 0 | 38222.1 | 0
2886 | 0.0729 | 27006.5 | 0.045483 | 16750.6 | 0.18171 | 16276.4 | 0.042825 | 0 | 0 | 7556.98 | 0 | 0 | 0.018682 | 32456.1 | 8018.19 | 0.0070995 | 72.1591 | 37593.1 | 0
2887 | 0.69915 | 23568.5 | 0.48129 | 2166.63 | 1.1247 | 8485.92 | 0.51949 | 0 | 0.038785 | 8167.61 | 0 | 0 | 0.40068 | 26994.7 | 8251.95 | 0.073951 | 574.4 | 28162.6 | 0
2888 | 1.8596 | 3505.7 | 1.6549 | 0 | 2.2649 | 16767 | 1.4472 | 0 | 0.90639 | 9966.54 | 0 | 0 | 1.3109 | 20281.6 | 7314.32 | 0.23851 | 578.915 | 12604 | 0
2889 | 2.9369 | 229.35 | 2.727 | 0 | 3.2094 | 19351.8 | 0.79411 | 1563.1 | 1.0287 | 13837.2 | 1563.1 | 0 | 2.2251 | 14052.6 | 7612.07 | 0.53981 | 0 | 18815.8 | 0
2890 | 3.7603 | 3375.27 | 3.5907 | 0 | 3.8955 | 18891.9 | 2.0327 | 1272.74 | 0.72697 | 10644.1 | 1272.74 | 0 | 2.9275 | 9955.55 | 10639.3 | 0.42078 | 0 | 32554 | 0
2891 | 3.5409 | 1878.8 | 4.1646 | 0 | 4.3075 | 25651.5 | 1.4552 | 2009.84 | 1.0165 | 7659.51 | 2009.84 | 1126.24 | 3.3917 | 11601.7 | 9690.99 | 0.584 | 0 | 39807.7 | 0
2892 | 3.7537 | 0 | 4.4862 | 1522.12 | 4.455 | 26806.1 | 2.1372 | 2880.76 | 0.54243 | 7661.66 | 2880.76 | 2768.35 | 3.6411 | 6584.7 | 9422.1 | 0.61722 | 0 | 37617.7 | 0
2893 | 3.8456 | 0 | 4.4938 | 5888.41 | 4.3161 | 30837.7 | 0.44403 | 4475.27 | 1.463 | 8868.78 | 4475.27 | 3028.28 | 3.665 | 4639.29 | 8900.69 | 0.88781 | 0 | 4707.7 | 0
2894 | 3.2845 | 0 | 4.2206 | 9201.13 | 3.374 | 31416.9 | 3.6399 | 3863.06 | 0.97932 | 7698.1 | 3863.06 | 9456.08 | 3.4845 | 11650.5 | 6687.82 | 0.68974 | 0 | 7428.44 | 1388.45
2895 | 1.5184 | 0 | 3.677 | 11400.9 | 1.2973 | 28938.9 | 2.6096 | 3113.73 | 0.54442 | 17036.9 | 3113.73 | 10932.1 | 3.0842 | 23539.8 | 8081.78 | 1.3073 | 0 | 24778.3 | 2506.54
2896 | 2.8868 | 0 | 2.8701 | 14989.6 | 1.7126 | 29210.7 | 2.6049 | 4605.16 | 0.44005 | 22119.3 | 4605.16 | 13521.8 | 2.475 | 33136.4 | 10925.7 | 1.927 | 0 | 36867.5 | 1414.3
2897 | 1.811 | 644.413 | 1.805 | 12004.8 | 1.2944 | 30894.6 | 1.7401 | 3513.44 | 0.30674 | 8886.09 | 3513.44 | 13873.5 | 1.5229 | 36151.3 | 11858.8 | 0.67056 | 0 | 39472.2 | 0
2898 | 0.65628 | 2936.19 | 0.64032 | 3786.93 | 0.32052 | 33977.3 | 0.76589 | 2493.86 | 0.24808 | 5642.34 | 2493.86 | 14724.6 | 0.61943 | 37086.8 | 15617.1 | 0.0316 | 0 | 40053.4 | 0
2899 | 0.066577 | 6682.06 | 0.060379 | 0 | 0 | 20898.1 | 0.11106 | 5063.16 | 0.045541 | 19221 | 5063.16 | 10674.8 | 0.10184 | 33181.1 | 18616.3 | 0.18328 | 0 | 40053.4 | 0
2900 | 0 | 9137.18 | 0 | 817.486 | 0 | 11254.9 | 0 | 7928.13 | 0 | 12083.1 | 7928.13 | 20958.5 | 0 | 38260.4 | 10472.7 | 0 | 0 | 40053.4 | 0
2901 | 0 | 13365.7 | 0 | 9059.1 | 0 | 25799.4 | 0 | 11494 | 0 | 13181 | 11494 | 12881.5 | 0 | 39703.2 | 16933.1 | 0 | 711.59 | 40053.4 | 0
2902 | 0 | 20140 | 0 | 38815.8 | 0 | 24167.9 | 0 | 12273.8 | 0 | 8423.67 | 12273.8 | 16508.7 | 0 | 39298.8 | 24512 | 0 | 5474.71 | 40053.4 | 968.179
2903 | 0 | 19613 | 0 | 40053.4 | 0 | 34196.9 | 0 | 19988.6 | 0 | 8585.99 | 19988.6 | 16514.6 | 0 | 36372 | 19474.1 | 0 | 8512.46 | 40053.4 | 1535.12
2904 | 0 | 29872.9 | 0 | 34295.3 | 0 | 34570 | 0 | 8189.67 | 0 | 7659.15 | 8189.67 | 13383 | 0 | 32774 | 18415.6 | 0 | 5570.42 | 40053.4 | 0
2905 | 0 | 29619.7 | 0 | 9673.03 | 0 | 36519.7 | 0 | 2017.96 | 0 | 6590.96 | 2017.96 | 2988.99 | 0 | 36686.7 | 18435 | 0 | 3124.65 | 40053.4 | 0
2906 | 0 | 24277.6 | 0 | 9941.74 | 0 | 32828.7 | 0 | 180.511 | 0 | 9041.04 | 180.511 | 997.795 | 0 | 38184.4 | 8716.86 | 0 | 2364.93 | 40053.4 | 7295.81
2907 | 0 | 30441.6 | 0 | 23537.1 | 0 | 27784.6 | 0 | 2576.7 | 0 | 12867.4 | 2576.7 | 6400.5 | 0 | 37590.7 | 11864.5 | 0 | 3393.32 | 40053.4 | 7565.82
2908 | 0 | 19871.4 | 0 | 19188.5 | 0 | 974.298 | 0 | 0 | 0 | 10702 | 0 | 11363.3 | 0 | 38208.4 | 12944.4 | 0 | 5362.13 | 40053.4 | 28298.1
2909 | 0 | 13233.2 | 0 | 13667.4 | 0 | 2270.51 | 0 | 0 | 0 | 8111.28 | 0 | 7750.73 | 0 | 34353.7 | 8951.65 | 0 | 1920.71 | 40053.4 | 22244
2910 | 0.072478 | 10629.4 | 0.051742 | 8573.62 | 0.1911 | 11559.9 | 0 | 0 | 0 | 9140 | 0 | 4854.77 | 0.016103 | 30608.2 | 13441.5 | 0.053821 | 0 | 40053.4 | 15935.1
2911 | 0.70322 | 8470.45 | 0.61422 | 4612.04 | 0.86416 | 4871.36 | 0.27729 | 0 | 0.087502 | 7231.1 | 0 | 1958.97 | 0.41223 | 27565.5 | 11473.2 | 0.18772 | 941.406 | 40053.4 | 18657.9
2912 | 1.8541 | 5039.13 | 1.8213 | 274.382 | 1.8146 | 107.848 | 0.49885 | 0 | 0.27266 | 10577.2 | 0 | 0 | 0.9859 | 25028.7 | 10254.6 | 0.66018 | 1271.16 | 40053.4 | 28637.6
2913 | 2.9053 | 4121.63 | 2.9552 | 0 | 2.7282 | 0 | 0.37766 | 0 | 0.58953 | 5881.46 | 0 | 192.672 | 1.7373 | 22203.2 | 11645.4 | 2.4325 | 1917.19 | 40024.5 | 38319.5
2914 | 3.0383 | 8577.42 | 3.8297 | 0 | 3.1414 | 1108.08 | 0.91943 | 150.366 | 1.0823 | 7193.18 | 150.366 | 547.166 | 2.4921 | 13506.1 | 11661.3 | 3.1772 | 2034.08 | 40053.4 | 31930.7
2915 | 1.1006 | 10270.3 | 4.4196 | 0 | 3.1641 | 1288.69 | 1.1201 | 1506.91 | 1.5009 | 8351.09 | 1506.91 | 2341.08 | 2.941 | 27121.5 | 10945.7 | 3.6797 | 7706.12 | 40053.4 | 36170.6
2916 | 1.0127 | 11875.3 | 4.7129 | 0 | 3.9535 | 793.388 | 1.3709 | 1795.67 | 1.0178 | 8531.82 | 1795.67 | 1226 | 3.1409 | 30464.5 | 10776.2 | 3.495 | 5475.8 | 40053.4 | 36866.6
2917 | 0.71173 | 17284.2 | 4.7076 | 0 | 0.38088 | 0 | 2.1353 | 3638.42 | 0.82569 | 8123.38 | 3638.42 | 2181.61 | 3.2485 | 36858.4 | 11066.5 | 3.6086 | 11399.9 | 40053.4 | 34380.9
2918 | 0.32867 | 21441.7 | 4.4019 | 1000.29 | 0.73326 | 0 | 1.5185 | 4305.01 | 1.1398 | 7420.17 | 4305.01 | 3028.28 | 2.8719 | 38697 | 12016 | 3.6762 | 4769.97 | 40053.4 | 37507.3
2919 | 1.2083 | 20976.7 | 3.8168 | 1239.29 | 0.31983 | 0 | 0.78738 | 4963.64 | 1.5224 | 10367.7 | 4963.64 | 3169.7 | 2.2312 | 38732.4 | 14283.7 | 2.6485 | 876.479 | 40053.4 | 39488.3
2920 | 1.0144 | 15107 | 2.9587 | 1923.69 | 0.69135 | 0 | 0.54031 | 6787.71 | 1.4657 | 10632.8 | 6787.71 | 3090.95 | 0.58557 | 39392.1 | 11556.4 | 2.2592 | 0 | 40053.4 | 37912.8
2921 | 0.93635 | 16168.6 | 1.8407 | 4158.15 | 0.05135 | 0 | 0.35863 | 7157.96 | 0.83608 | 12016.3 | 7157.96 | 3089.14 | 0.42862 | 39648.8 | 11349.6 | 0.074601 | 0 | 40053.4 | 38263
2922 | 0.59143 | 19995.6 | 0.6505 | 8845.37 | 0.28843 | 0 | 0.10807 | 6835.13 | 0.66204 | 7243.17 | 6835.13 | 6184.34 | 0.48432 | 40053.4 | 11982.9 | 0.4507 | 0 | 40053.4 | 38526.1
2923 | 0.073253 | 24064.8 | 0.05916 | 15754.4 | 0 | 0 | 0.016495 | 7015.92 | 0.11163 | 7372.68 | 7015.92 | 3816.43 | 0.079712 | 40053.4 | 15317.8 | 0.22845 | 0 | 40053.4 | 26083.6
2924 | 0 | 27452.7 | 0 | 22455.6 | 0 | 6179.85 | 0 | 4620.01 | 0 | 9631.05 | 4620.01 | 12338.5 | 0 | 40053.4 | 18087 | 0 | 0 | 40053.4 | 16256.2
2925 | 0 | 33818.3 | 0 | 38087.7 | 0 | 1981.15 | 0 | 9052.67 | 0 | 13521.8 | 9052.67 | 16230.2 | 0 | 40053.4 | 24866.2 | 0 | 0 | 40053.4 | 24536.8
2926 | 0 | 33113.5 | 0 | 38712.5 | 0 | 3474.09 | 0 | 9308.17 | 0 | 15271.5 | 9308.17 | 11233 | 0 | 40053.4 | 28927.9 | 0 | 0 | 40048 | 14244.5
2927 | 0 | 32832.6 | 0 | 34753.7 | 0 | 1755.18 | 0 | 11287.1 | 0 | 26555.9 | 11287.1 | 8498.33 | 0 | 40053.4 | 30743.8 | 0 | 516.325 | 26165.6 | 34586.2
2928 | 0 | 31917.8 | 0 | 22224.8 | 0 | 0 | 0 | 5048.49 | 0 | 27490.7 | 5048.49 | 7142.59 | 0 | 40053.4 | 29025.8 | 0 | 342.152 | 20529.7 | 29859.5
2929 | 0 | 35036.6 | 0 | 32653.2 | 0 | 0 | 0 | 147.752 | 0 | 16855.6 | 147.752 | 4499.99 | 0 | 40053.4 | 29387.9 | 0 | 1874.42 | 31849.2 | 28420
2930 | 0 | 29216.3 | 0 | 35651.8 | 0 | 0 | 0 | 587.559 | 0 | 12689 | 587.559 | 1498.41 | 0 | 40053.4 | 25422.2 | 0 | 3000.68 | 20222 | 21548.2
2931 | 0 | 22573.5 | 0 | 29036.1 | 0 | 842.636 | 0 | 0 | 0 | 12974.6 | 0 | 0 | 0 | 40053.4 | 14723.9 | 0 | 3993.8 | 5656.76 | 8732.22
2932 | 0 | 9475.07 | 0 | 21834.7 | 0 | 1094.13 | 0 | 0 | 0 | 8728.08 | 0 | 0 | 0 | 40053.4 | 14424.9 | 0 | 4482.35 | 4980.09 | 7246.19
2933 | 0 | 8999.77 | 0 | 23302.4 | 0 | 832.064 | 0 | 0 | 0 | 8015.11 | 0 | 0 | 0 | 40053.4 | 15673.8 | 0 | 4475.25 | 11012.6 | 4458.51
2934 | 0.08795 | 29379.1 | 0.05481 | 12805.8 | 0.021682 | 0 | 0.020012 | 0 | 0 | 10810.9 | 0 | 0 | 0 | 40053.4 | 17997.6 | 0.066417 | 4494.44 | 20410.9 | 2091.94
2935 | 0.71584 | 39477.2 | 0.6166 | 5855.08 | 0.11951 | 195.751 | 0.26679 | 8285.32 | 0.35993 | 12748 | 8285.32 | 0 | 0.035071 | 39722.8 | 15423.1 | 0.56366 | 5160.29 | 25823.6 | 4815.63
2936 | 1.878 | 37618.9 | 1.7973 | 12638.6 | 0.22443 | 0 | 0.81187 | 9123.51 | 1.2563 | 12076.9 | 9123.51 | 0 | 0.053588 | 39093 | 7267.96 | 1.5549 | 3887.47 | 26186.5 | 6525.02
2937 | 1.7637 | 37285.1 | 2.8625 | 8604.6 | 0.7064 | 0 | 1.6159 | 15450.6 | 2.4074 | 7381.36 | 15450.6 | 2366.07 | 0.28767 | 37717.4 | 9995.58 | 2.5824 | 4345.34 | 15541.4 | 4020.04
2938 | 3.2369 | 32050.2 | 3.6468 | 6251.53 | 3.0127 | 0 | 2.1451 | 11680.6 | 2.8801 | 7497.65 | 11680.6 | 8167.84 | 0.64184 | 37999.4 | 11063.7 | 3.4174 | 10202.4 | 14771.7 | 825.993
2939 | 3.6344 | 21782.4 | 4.1816 | 11078.8 | 3.6727 | 0 | 0.94176 | 9675.37 | 3.1064 | 6685.18 | 9675.37 | 10890.3 | 0.30628 | 33803.8 | 12188.7 | 3.9916 | 23038.4 | 17072 | 1776.84
2940 | 4.6387 | 13373.5 | 4.4506 | 25384.7 | 3.556 | 1041.1 | 1.0094 | 7997.53 | 3.3308 | 9912.31 | 7997.53 | 17712.1 | 0.42798 | 35605.7 | 13160.2 | 2.3483 | 38278.7 | 26745.9 | 1218.61
2941 | 4.6251 | 14642.3 | 4.4549 | 27186.2 | 1.8621 | 2007.44 | 0.56341 | 8632.59 | 3.2401 | 11465.2 | 8632.59 | 13985.4 | 0.69912 | 35342.9 | 14880.8 | 2.4799 | 39673.8 | 29738.9 | 5040.63
2942 | 4.3113 | 5697.14 | 4.1643 | 36383.5 | 0.24516 | 3120.9 | 2.7708 | 8222.48 | 2.9676 | 14020.2 | 8222.48 | 18840.6 | 0.28696 | 30544.7 | 15185.6 | 2.6628 | 37626.9 | 25806.4 | 12224.7
2943 | 3.7243 | 5345.21 | 3.5914 | 37085.9 | 0.099509 | 3891.82 | 2.3779 | 8073.55 | 1.471 | 20931.2 | 8073.55 | 19555.7 | 1.2933 | 19640.8 | 13401.6 | 0.91434 | 26069.7 | 30255.9 | 17822.9
2944 | 2.8846 | 3593.96 | 2.7771 | 38714.4 | 2.56 | 4844.92 | 0.65428 | 7933.71 | 1.2623 | 25398.8 | 7933.71 | 19106.8 | 0.55918 | 10719.4 | 10549.7 | 0.60104 | 18294.6 | 36537.4 | 26856.4
2945 | 1.8191 | 3130.64 | 1.7253 | 39078.6 | 0.094887 | 10963.1 | 0.32717 | 8611.06 | 1.2075 | 29922.1 | 8611.06 | 21169.5 | 0.47232 | 14664.8 | 23325.6 | 0.34564 | 23357.5 | 38319.8 | 26871.1
2946 | 0.67912 | 6270.67 | 0.61768 | 36754.5 | 0.32016 | 16606.9 | 0.54571 | 10053.4 | 0.43868 | 20659.1 | 10053.4 | 20118.5 | 0.33254 | 27836.1 | 22980 | 0.27367 | 27721.5 | 39385.4 | 27859.6
2947 | 0.075833 | 10236.7 | 0.061064 | 29696.2 | 0 | 17604 | 0.12186 | 11353.5 | 0.098231 | 38099.2 | 11353.5 | 13640.3 | 0.05404 | 35435.5 | 23627.4 | 0.14743 | 38092 | 40053.4 | 15903.3
2948 | 0 | 14296.8 | 0 | 39306.8 | 0 | 11488.1 | 0 | 24666.7 | 0 | 37056.3 | 24666.7 | 14415.8 | 0 | 31532.1 | 11063.3 | 0 | 39062.3 | 40053.4 | 32391.5
2949 | 0 | 8672.86 | 0 | 40053.4 | 0 | 13751.7 | 0 | 29326.2 | 0 | 38163.2 | 29326.2 | 16440.6 | 0 | 28112.3 | 1418.01 | 0 | 39479.3 | 39739.3 | 38777.7
2950 | 0 | 9941.41 | 0 | 39820.5 | 0 | 1035.29 | 0 | 27510.8 | 0 | 35978.5 | 27510.8 | 11926.3 | 0 | 12548.5 | 6495.23 | 0 | 39536.7 | 40053.4 | 39780.9
2951 | 0 | 3171.81 | 0 | 39670.4 | 0 | 29425.2 | 0 | 10395.2 | 0 | 34030.6 | 10395.2 | 3216.74 | 0 | 37724.9 | 3652.76 | 0 | 39494.9 | 40053.4 | 36450.2
2952 | 0 | 5054.45 | 0 | 38229.1 | 0 | 17533.3 | 0 | 4052.76 | 0 | 32280.7 | 4052.76 | 7830.89 | 0 | 37876.9 | 3652.66 | 0 | 40039.5 | 40053.4 | 36191.5
2953 | 0 | 12718.7 | 0 | 34855.7 | 0 | 21289.9 | 0 | 5329.23 | 0 | 24074.6 | 5329.23 | 8558.22 | 0 | 37438.3 | 1840.96 | 0 | 40053.4 | 40053.4 | 34782.5
2954 | 0 | 31672.8 | 0 | 37818.2 | 0 | 15268 | 0 | 1304.26 | 0 | 16906.5 | 1304.26 | 6934.77 | 0 | 22156.8 | 640.652 | 0 | 39534.7 | 40053.4 | 33849.2
2955 | 0 | 30717.8 | 0 | 36108.9 | 0 | 10531.3 | 0 | 0 | 0 | 17636.6 | 0 | 11024 | 0 | 25489.5 | 7026.46 | 0 | 38469.3 | 40049.8 | 25123.7
2956 | 0 | 26644.9 | 0 | 31979.8 | 0 | 3549.76 | 0 | 0 | 0 | 15630.1 | 0 | 8445.78 | 0 | 33321.3 | 4775.72 | 0 | 37623.1 | 40045.8 | 20207.6
2957 | 0 | 26901.6 | 0 | 36438.5 | 0 | 649.031 | 0 | 0 | 0 | 15317.1 | 0 | 5195.17 | 0 | 13324 | 6181.45 | 0 | 34882 | 40053.4 | 24379.9
2958 | 0.075564 | 22628.2 | 0.087134 | 29888.2 | 0.044635 | 0 | 0 | 32.9286 | 0 | 26099.9 | 32.9286 | 3815.03 | 0 | 11245.6 | 5515.92 | 0.044873 | 30936 | 40053.4 | 28368.8
2959 | 0.71551 | 18283.3 | 0.60431 | 20114.2 | 0.14454 | 2430.73 | 0.13312 | 0 | 0.07744 | 21784.9 | 0 | 632.218 | 0.031835 | 8722.7 | 9940.66 | 0.13052 | 28013.5 | 40053.4 | 22720.8
2960 | 1.849 | 0 | 1.6903 | 24314.7 | 1.7906 | 577.684 | 0.21395 | 0 | 0.75252 | 19873.5 | 0 | 0 | 0.072861 | 9236.9 | 7870.56 | 1.5631 | 22406.4 | 40053.4 | 13514.1
2961 | 2.8766 | 0 | 2.7392 | 39720.7 | 1.0606 | 1954.37 | 0.27296 | 0 | 0.91754 | 19254.3 | 0 | 1136.66 | 0.17402 | 9300.98 | 5368.17 | 2.5858 | 23714.8 | 40053.4 | 9926.93
2962 | 3.6636 | 0 | 3.5306 | 40053.4 | 1.2393 | 478.129 | 0.48762 | 2936.72 | 1.5777 | 18341.3 | 2936.72 | 5281.34 | 0.49815 | 10504.1 | 4738.93 | 1.7102 | 24927.7 | 40053.4 | 6696.24
2963 | 4.1614 | 0 | 4.0705 | 40053.4 | 1.0022 | 0 | 0.45261 | 4123.41 | 2.563 | 20460.6 | 4123.41 | 11379.1 | 0.88674 | 3086.5 | 1004.76 | 1.8126 | 20108.5 | 40053.4 | 7445.93
2964 | 4.4084 | 0 | 3.8756 | 40053.4 | 0.63747 | 0 | 0.51812 | 4693.05 | 1.7825 | 16383.3 | 4693.05 | 14875.8 | 1.0349 | 5133.71 | 3407.08 | 2.8022 | 19159.1 | 40053.4 | 5513.78
2965 | 4.356 | 0 | 3.8853 | 40053.4 | 0.48908 | 0 | 2.8306 | 6436.76 | 3.4676 | 25706.5 | 6436.76 | 19210.9 | 1.0009 | 1979.66 | 5379.45 | 1.4709 | 20158.1 | 40053.4 | 11594.5
2966 | 4.0555 | 0 | 3.7206 | 40053.4 | 2.0078 | 346.293 | 0.75813 | 6896.24 | 2.927 | 24002.1 | 6896.24 | 17411.8 | 0.8391 | 0 | 5487.95 | 1.0501 | 15422.9 | 40053.4 | 6030.97
2967 | 3.4778 | 102.163 | 2.7104 | 40053.4 | 2.6987 | 1423.94 | 2.358 | 6400.98 | 3.116 | 18894.4 | 6400.98 | 16447.2 | 0.83059 | 0 | 7979.12 | 0.88848 | 12456.6 | 40053.4 | 7166.75
2968 | 2.6866 | 430.244 | 2.0344 | 40053.4 | 0.63152 | 25002.8 | 2.6372 | 5664.61 | 1.2325 | 25635.4 | 5664.61 | 17698.9 | 0.58412 | 0 | 5599.39 | 0.60817 | 5867.03 | 40053.4 | 12036.8
2969 | 1.7034 | 1179.13 | 1.5212 | 40053.4 | 0.059219 | 13882 | 0.3768 | 5826.26 | 1.0182 | 31418 | 5826.26 | 21081.2 | 0.06396 | 9049.08 | 5050.94 | 0.75943 | 1681.72 | 40053.4 | 22838.6
2970 | 0.64149 | 2380.45 | 0.61092 | 39654.9 | 0.017884 | 7021.62 | 0.43535 | 6291.08 | 0.042661 | 25889.7 | 6291.08 | 20400.4 | 0.36083 | 3327.68 | 8024.93 | 0.31757 | 0 | 40053.4 | 33176.9
2971 | 0.073302 | 4329.22 | 0.063977 | 34741.1 | 0 | 4871.87 | 0.13673 | 7644.8 | 0.11784 | 19376.6 | 7644.8 | 16103.3 | 0.12933 | 1801.04 | 6364.96 | 0.08869 | 0 | 40053.4 | 37909.8
2972 | 0 | 20897.1 | 0 | 36441.9 | 0 | 0 | 0 | 16927.9 | 0 | 28633 | 16927.9 | 13955.8 | 0 | 2184.84 | 6002.03 | 0 | 0 | 40053.4 | 39946.5
2973 | 0 | 34285.2 | 0 | 33558.6 | 0 | 0 | 0 | 17132.8 | 0 | 27513.9 | 17132.8 | 5056.67 | 0 | 2592.77 | 2687.33 | 0 | 0 | 40053.4 | 39497.2
2974 | 0 | 34908.1 | 0 | 36968.1 | 0 | 8853.55 | 0 | 19937.3 | 0 | 19032.9 | 19937.3 | 17454.5 | 0 | 9061.01 | 2251.43 | 0 | 0 | 40053.4 | 39595.4
2975 | 0 | 30457.3 | 0 | 33686.3 | 0 | 0 | 0 | 9393.71 | 0 | 32431.6 | 9393.71 | 17052.4 | 0 | 7116.63 | 3272.41 | 0 | 0 | 38247.5 | 39378.2
2976 | 0 | 36201.6 | 0 | 30155.2 | 0 | 3119.99 | 0 | 0 | 0 | 28915.5 | 0 | 18294.3 | 0 | 5055.83 | 1960.67 | 0 | 0 | 29469.7 | 39042.8
2977 | 0 | 37545.3 | 0 | 16103.6 | 0 | 1746.14 | 0 | 0 | 0 | 26169.6 | 0 | 18755.3 | 0 | 2140.8 | 1397.29 | 0 | 0 | 23170.2 | 37259.8
2978 | 0 | 38176.3 | 0 | 26822.8 | 0 | 4686.57 | 0 | 0 | 0 | 18548.5 | 0 | 11860.5 | 0 | 2143.73 | 1044.3 | 0 | 0 | 11756.3 | 30079.2
2979 | 0 | 35280.2 | 0 | 33200.8 | 0 | 6050.39 | 0 | 0 | 0 | 16079.4 | 0 | 2314.22 | 0 | 1756.58 | 1005.55 | 0 | 321.228 | 12821.2 | 25080.3
2980 | 0 | 30850 | 0 | 27628.4 | 0 | 6096.33 | 0 | 735.843 | 0 | 18050.5 | 735.843 | 1411.22 | 0 | 3600.19 | 1286.41 | 0 | 313.5 | 14215 | 17739
2981 | 0 | 21089.4 | 0 | 20968.4 | 0 | 3254.96 | 0 | 0 | 0 | 17572.6 | 0 | 4094.85 | 0 | 5094.55 | 1182.23 | 0 | 0 | 14175.8 | 13814.2
2982 | 0.077331 | 8906.42 | 0.060179 | 11437.6 | 0.18957 | 14176.4 | 0.057069 | 0 | 0 | 16890.6 | 0 | 1871.38 | 0 | 7288.39 | 820.229 | 0.080298 | 0 | 14095.8 | 9983.59
2983 | 0.71604 | 2504.94 | 0.58371 | 5441.45 | 1.1755 | 36888.4 | 0.58251 | 0 | 0.043272 | 18328.1 | 0 | 2219.01 | 0.14531 | 8983.41 | 1215.28 | 0.11185 | 0 | 7171.87 | 2501.78
2984 | 1.8457 | 1804.27 | 1.6448 | 3463.87 | 2.3411 | 36929.7 | 1.6013 | 0 | 0.16221 | 18400.7 | 0 | 0 | 0.24836 | 16373.4 | 1102.15 | 0.40696 | 0 | 18865 | 0
2985 | 2.8537 | 0 | 2.403 | 4763.38 | 3.3096 | 17867.1 | 2.5411 | 726.009 | 1.1255 | 17700.7 | 726.009 | 3784.68 | 0.41991 | 26080.8 | 0 | 1.1273 | 0 | 23249 | 0
2986 | 3.6254 | 0 | 2.5902 | 11523.6 | 4.009 | 0 | 3.2368 | 1066 | 0.35639 | 15889 | 1066 | 7887.22 | 0.55618 | 16182.4 | 0 | 1.38 | 0 | 16864.7 | 0
2987 | 4.1152 | 2592.04 | 3.0281 | 8149.67 | 4.4302 | 1147.5 | 3.6993 | 648.268 | 1.0962 | 14922.3 | 648.268 | 14689.2 | 0.9579 | 15478.6 | 0 | 2.6665 | 0 | 21470.9 | 0
2988 | 1.9466 | 8974.5 | 0.79226 | 13751.4 | 4.588 | 40053.4 | 3.969 | 1486.7 | 1.6965 | 10962.3 | 1486.7 | 20395.3 | 0.81868 | 6212.93 | 0 | 4.3021 | 0 | 28159.4 | 0
2989 | 1.9344 | 18295.6 | 3.4512 | 17702.4 | 4.4657 | 0 | 3.9743 | 4323.24 | 1.3279 | 15234.5 | 4323.24 | 26666 | 2.0642 | 2889.81 | 0 | 4.3969 | 1669.25 | 32349.8 | 0
2990 | 1.6528 | 29245.1 | 1.0575 | 23638 | 4.0651 | 0 | 1.8248 | 3660.81 | 1.2041 | 21956.3 | 3660.81 | 29434.7 | 1.2272 | 6803.45 | 0 | 4.1627 | 318.201 | 33294 | 0
2991 | 1.4175 | 31112.4 | 0.61281 | 26984.8 | 3.4095 | 23218.7 | 0.46234 | 5837.7 | 0.86428 | 29071.9 | 5837.7 | 33747 | 1.5832 | 8593.42 | 0 | 3.6686 | 0 | 37321.6 | 0
2992 | 2.0695 | 37835 | 0.68551 | 33591.7 | 2.4961 | 22209.5 | 2.011 | 6102.95 | 0.88759 | 33602 | 6102.95 | 36518 | 0.57604 | 12413.8 | 0 | 2.1089 | 0 | 38428.7 | 2698.73
2993 | 1.7001 | 39426.6 | 1.6354 | 37305.7 | 1.3791 | 33423.2 | 0.31808 | 5704.32 | 0.58601 | 29544.2 | 5704.32 | 35154.5 | 0.42157 | 17478 | 0 | 1.754 | 0 | 29905.6 | 26515.8
2994 | 0.64507 | 37538.3 | 0.59875 | 26130.2 | 0.32457 | 33563.3 | 0.49944 | 8798.97 | 0.031465 | 27421.9 | 8798.97 | 32869.8 | 0.064277 | 17469.7 | 0 | 0.98924 | 0 | 13628.1 | 39901.2
2995 | 0.083555 | 31918.3 | 0.062266 | 11107.6 | 0 | 31918.2 | 0.12705 | 8004.05 | 0.057211 | 24017.8 | 8004.05 | 37685.2 | 0.0061275 | 24948.8 | 0 | 0.2175 | 0 | 10887.3 | 39452
2996 | 0 | 29266 | 0 | 10964.3 | 0 | 815.045 | 0 | 14102.3 | 0 | 18884.4 | 14102.3 | 38065.4 | 0 | 27826.3 | 358.798 | 0 | 0 | 17494.8 | 38098.4
2997 | 0 | 30318.4 | 0 | 9590.14 | 0 | 0 | 0 | 12314.9 | 0 | 19722.2 | 12314.9 | 39226.2 | 0 | 31373.2 | 1842.48 | 0 | 0 | 28548 | 38450.7
2998 | 0 | 30467.6 | 0 | 21072.9 | 0 | 1045.82 | 0 | 11514.4 | 0 | 29973.3 | 11514.4 | 38755.8 | 0 | 28565.5 | 2116.37 | 0 | 0 | 37123.6 | 39253.6
2999 | 0 | 10674 | 0 | 14169.7 | 0 | 5363.45 | 0 | 9381.65 | 0 | 17109.9 | 9381.65 | 39571.8 | 0 | 29126 | 1451.11 | 0 | 0 | 39829 | 38955.8
3000 | 0 | 0 | 0 | 5242.09 | 0 | 20668 | 0 | 6821.46 | 0 | 24701.8 | 6821.46 | 39408.4 | 0 | 28617.5 | 1264.38 | 0 | 0 | 39902.1 | 39617.7
3001 | 0 | 0 | 0 | 8491.65 | 0 | 31390.5 | 0 | 7294.23 | 0 | 24372 | 7294.23 | 39587.6 | 0 | 29560.4 | 471.479 | 0 | 0 | 39998.4 | 39609.8
3002 | 0 | 1162 | 0 | 15191.5 | 0 | 5496.72 | 0 | 3007.61 | 0 | 23182.5 | 3007.61 | 39534.2 | 0 | 27939.2 | 0 | 0 | 0 | 40053.4 | 39785.2
3003 | 0 | 17712.6 | 0 | 23650.8 | 0 | 6659.2 | 0 | 1626.34 | 0 | 22522.7 | 1626.34 | 38372.1 | 0 | 30783 | 0 | 0 | 0 | 40053.4 | 39371.9
3004 | 0 | 35766 | 0 | 22183 | 0 | 13557.7 | 0 | 957.119 | 0 | 24692.7 | 957.119 | 38292.2 | 0 | 32790.9 | 0 | 0 | 0 | 40053.4 | 39473
3005 | 0 | 30194.9 | 0 | 16064.7 | 0 | 13637.5 | 0 | 1181.54 | 0 | 38149 | 1181.54 | 37055.5 | 0 | 28776.5 | 0 | 0 | 0 | 40053.4 | 37444.6
3006 | 0.080117 | 23365.7 | 0.059959 | 5450.54 | 0.20667 | 12982 | 0.057978 | 603.845 | 0 | 28824.5 | 603.845 | 39325.5 | 0.036896 | 26423.6 | 0 | 0.085678 | 42.7425 | 40053.4 | 31220.9
3007 | 0.71259 | 15845.3 | 0.59059 | 587.721 | 1.1421 | 14579.2 | 0.57584 | 0 | 0.072237 | 27334.2 | 0 | 38141.2 | 0.47633 | 24062.2 | 0 | 0.23807 | 1414.79 | 40053.4 | 31280.9
3008 | 1.8181 | 5466.04 | 1.6747 | 0 | 2.2225 | 2585.93 | 1.5434 | 0 | 0.12134 | 21514.9 | 0 | 40053.4 | 1.5267 | 17258 | 0 | 0.825 | 1576.71 | 39757.4 | 21931
3009 | 2.7784 | 3320.5 | 2.7354 | 1214.7 | 3.1115 | 0 | 2.4786 | 0 | 0.082032 | 22495.8 | 0 | 39440.2 | 2.547 | 11699.9 | 0 | 2.0946 | 1828.61 | 37706.7 | 18485.8
3010 | 3.5009 | 4450.21 | 3.5722 | 1589.8 | 3.7561 | 10180.3 | 3.1939 | 663.174 | 0.080973 | 19669.8 | 663.174 | 39449.5 | 3.3097 | 15639.5 | 0 | 1.7754 | 928.954 | 32914.1 | 13603.2
3011 | 3.6028 | 607.214 | 4.1545 | 657.178 | 4.1586 | 6519.69 | 3.6905 | 936.552 | 0.11633 | 17547.3 | 936.552 | 31600.2 | 3.8229 | 13074.4 | 0 | 3.4064 | 1652.97 | 29678.2 | 10965
3012 | 3.6128 | 0 | 4.4511 | 1069.44 | 4.3308 | 10992.6 | 3.9274 | 1618.01 | 0.71223 | 8822.83 | 1618.01 | 29194.5 | 4.0815 | 16544.1 | 0 | 3.6692 | 1775.25 | 33254.3 | 10976
3013 | 3.6017 | 0 | 4.4547 | 2836.2 | 4.2294 | 25521.2 | 3.9354 | 3356.82 | 3.0229 | 9109.39 | 3356.82 | 36433.6 | 4.1043 | 9893.4 | 0 | 4.2309 | 2600.5 | 28761.3 | 12499.1
3014 | 0.51944 | 3097.4 | 4.1588 | 5636.38 | 3.8505 | 1321.5 | 3.7356 | 5504.9 | 2.334 | 5126.02 | 5504.9 | 25203.6 | 3.8953 | 7634.2 | 0 | 3.9986 | 2043.58 | 28209 | 25268.1
3015 | 3.0249 | 2579.63 | 3.0281 | 3947.98 | 3.2203 | 34618.9 | 3.3186 | 5658.8 | 2.0859 | 8762.59 | 5658.8 | 32097.4 | 3.4655 | 14219.3 | 0 | 3.5282 | 2110.95 | 27329.4 | 39525.3
3016 | 2.3297 | 2916.53 | 0.5742 | 7894.85 | 2.0877 | 11322.7 | 2.6618 | 5725.72 | 1.668 | 13999.7 | 5725.72 | 34988.5 | 2.7957 | 11019.7 | 0 | 2.8412 | 2799.7 | 25028.4 | 39929.1
3017 | 0.030603 | 750.791 | 1.5234 | 10379.5 | 1.3117 | 5636.11 | 1.4837 | 8474.7 | 1.7074 | 3200.32 | 8474.7 | 38163.9 | 1.8802 | 5812.68 | 0 | 1.2336 | 2133.59 | 14155 | 35470.5
3018 | 0.038719 | 0 | 0.57317 | 4999.54 | 0.31928 | 28423.9 | 0.72646 | 9757.76 | 0.1623 | 12112.1 | 9757.76 | 39641.8 | 0.81787 | 2831.28 | 0 | 0.94646 | 1740.86 | 6836.03 | 17315.4
3019 | 0.0062975 | 0 | 0.066521 | 1675.85 | 0 | 4695.87 | 0.13426 | 9012.1 | 0.12233 | 27540.6 | 9012.1 | 39727.6 | 0.11157 | 30275.7 | 0 | 0.20584 | 1123.58 | 3055.31 | 23017.9
3020 | 0 | 0 | 0 | 203.597 | 0 | 6145.48 | 0 | 9049.42 | 0 | 9185.32 | 9049.42 | 38097.4 | 0 | 10660.5 | 0 | 0 | 0 | 2974.67 | 28809.8
3021 | 0 | 9292.01 | 0 | 1522.26 | 0 | 38824.1 | 0 | 13634 | 0 | 3514.73 | 13634 | 2328.03 | 0 | 1184.24 | 0 | 0 | 0 | 4177.19 | 14789.1
3022 | 0 | 23982.2 | 0 | 5640.29 | 0 | 25541.5 | 0 | 8234.91 | 0 | 0 | 8234.91 | 0 | 0 | 1375.05 | 0 | 0 | 0 | 8656.68 | 13621.6
3023 | 0 | 27554.1 | 0 | 19348.5 | 0 | 1001.27 | 0 | 9579.11 | 0 | 4049.38 | 9579.11 | 23615.3 | 0 | 974.826 | 0 | 0 | 971.618 | 19340.9 | 16710.8
3024 | 0 | 10267.7 | 0 | 12109.7 | 0 | 4188.66 | 0 | 9603.74 | 0 | 684.283 | 9603.74 | 27881.2 | 0 | 3617.34 | 0 | 0 | 2300.63 | 36721.5 | 17704.5
3025 | 0 | 2634.34 | 0 | 19036.4 | 0 | 0 | 0 | 9771.63 | 0 | 685.799 | 9771.63 | 10988.4 | 0 | 7076.14 | 0 | 0 | 4920.4 | 38600.2 | 17307.7
3026 | 0 | 986.292 | 0 | 36963 | 0 | 0 | 0 | 2114.13 | 0 | 5662.45 | 2114.13 | 28577.3 | 0 | 18166.7 | 0 | 0 | 5462.51 | 39496.6 | 12605.3
3027 | 0 | 0 | 0 | 37468.1 | 0 | 4166.89 | 0 | 2855.25 | 0 | 5971.94 | 2855.25 | 16336.7 | 0 | 19515.6 | 0 | 0 | 7866.98 | 39886.4 | 13473.1
3028 | 0 | 0 | 0 | 29011.8 | 0 | 1480.2 | 0 | 0 | 0 | 6705.09 | 0 | 21061.5 | 0 | 18841 | 0 | 0 | 10787.4 | 40053.4 | 12144.3
3029 | 0 | 1331.7 | 0 | 15036.5 | 0 | 1754.57 | 0 | 0 | 0 | 3708.38 | 0 | 8694.81 | 0 | 21118.8 | 0 | 0 | 13407.5 | 39894.8 | 15691.1
3030 | 0.031611 | 2095.95 | 0.06699 | 6108.97 | 0.2068 | 9985.11 | 0.071283 | 0 | 0.025654 | 2450.48 | 0 | 1225.22 | 0.04924 | 16817.7 | 0 | 0.087567 | 16532.3 | 39578.6 | 19637
3031 | 0.14854 | 3443.01 | 0.52512 | 1173.02 | 1.1329 | 6722.55 | 0.46542 | 2216.22 | 0.38514 | 335.103 | 2216.22 | 2397.22 | 0.41973 | 19761.8 | 0 | 0.57877 | 18199.4 | 39561.6 | 17168.1
3032 | 0.96651 | 2521.25 | 1.7033 | 0 | 2.2333 | 0 | 1.0336 | 2767.85 | 0.57164 | 0 | 2767.85 | 0 | 1.5068 | 14125.7 | 0 | 1.5117 | 18354.1 | 39122 | 25646.8
3033 | 0.97699 | 1236.27 | 2.7787 | 0 | 3.1556 | 0 | 1.4142 | 1453.52 | 1.857 | 0 | 1453.52 | 0 | 2.4986 | 9474.33 | 0 | 2.4602 | 26575.3 | 38445.4 | 11299.8
3034 | 1.6006 | 8226.5 | 3.5962 | 2100.79 | 3.8218 | 0 | 1.515 | 1035.87 | 2.3674 | 0 | 1035.87 | 337.329 | 3.2431 | 5469.36 | 0 | 3.2518 | 35088.8 | 35626.9 | 4671.73
3035 | 3.5592 | 20678.5 | 4.1468 | 2429.37 | 4.2363 | 1325.25 | 2.9628 | 735.641 | 2.8955 | 545.762 | 735.641 | 4827.32 | 3.726 | 1530.59 | 0 | 3.8114 | 35417.4 | 32721.8 | 2845.44
3036 | 2.9895 | 24968.2 | 4.4279 | 15129.3 | 4.3822 | 0 | 2.294 | 4119.13 | 3.9144 | 645.778 | 4119.13 | 0 | 3.9802 | 562.871 | 0 | 3.1345 | 37071.9 | 29388.6 | 778.595
3037 | 3.0437 | 29129.3 | 4.4093 | 28922.8 | 1.9958 | 267.104 | 2.2831 | 5234.65 | 3.9811 | 1910.32 | 5234.65 | 33378.2 | 3.9985 | 0 | 2160.22 | 1.7163 | 38093.2 | 25902.7 | 411.848
3038 | 2.5071 | 23820 | 4.1097 | 33451.3 | 3.8869 | 0 | 1.2618 | 13626.8 | 3.764 | 1213.27 | 13626.8 | 861.579 | 3.8012 | 313.014 | 2742.59 | 2.3017 | 38523.8 | 21225.5 | 1402.42
3039 | 2.7649 | 22234.5 | 3.5527 | 39140.7 | 3.2591 | 1977.4 | 2.0953 | 16479 | 2.7697 | 1930.72 | 16479 | 2926.9 | 3.3815 | 3654.08 | 3575.55 | 2.4251 | 38714.7 | 22725.2 | 2482.1
3040 | 1.8336 | 8136.07 | 2.743 | 39663.5 | 2.1151 | 0 | 1.0017 | 25646.7 | 1.7231 | 26961 | 25646.7 | 0 | 2.7336 | 12291.5 | 5217.73 | 1.6376 | 38442.4 | 19033.6 | 10175.9
3041 | 0.75151 | 16847.6 | 1.7004 | 39774.7 | 1.3196 | 12302.5 | 0.43124 | 30239 | 1.1991 | 12228.1 | 30239 | 0 | 1.8412 | 15007.6 | 2867.59 | 1.7879 | 39201.6 | 13992.5 | 37550.8
3042 | 0.077188 | 33114.7 | 0.62103 | 39893.2 | 0.33963 | 5774.03 | 0.70005 | 10930 | 0.56807 | 3920.44 | 10930 | 0 | 0.81975 | 21526.5 | 4146.43 | 0.91339 | 39432 | 9666.19 | 40053.4
3043 | 0.013292 | 39327.6 | 0.069445 | 40049.3 | 0 | 533.749 | 0.14985 | 18609 | 0.1132 | 2829.78 | 18609 | 0 | 0.12234 | 19481.4 | 3131.44 | 0.22482 | 39542.9 | 8830.34 | 40053.4
3044 | 0 | 40053.4 | 0 | 40053.4 | 0 | 0 | 0 | 11603.7 | 0 | 2002.36 | 11603.7 | 0 | 0 | 28382.9 | 4280.76 | 0 | 40036.4 | 20600.9 | 40053.4
3045 | 0 | 38750.9 | 0 | 40053.4 | 0 | 1230.46 | 0 | 12503.2 | 0 | 3889.95 | 12503.2 | 0 | 0 | 35148.4 | 3461.81 | 0 | 40053.4 | 28331 | 40053.4
3046 | 0 | 33479.1 | 0 | 39450.4 | 0 | 1088.2 | 0 | 2347.84 | 0 | 13377.8 | 2347.84 | 0 | 0 | 39537 | 2269.42 | 0 | 40053.4 | 31497.3 | 40053.4
3047 | 0 | 34176.1 | 0 | 37066.6 | 0 | 0 | 0 | 978.233 | 0 | 6521.03 | 978.233 | 0 | 0 | 40053.4 | 2795.92 | 0 | 40053.4 | 35258.9 | 40053.4
3048 | 0 | 30230.9 | 0 | 30274.7 | 0 | 0 | 0 | 3768.32 | 0 | 3186.04 | 3768.32 | 0 | 0 | 40053.4 | 4888.45 | 0 | 40022.7 | 37455.8 | 40020.6
3049 | 0 | 16903.9 | 0 | 29692.5 | 0 | 0 | 0 | 6894.64 | 0 | 0 | 6894.64 | 0 | 0 | 39617.8 | 15098 | 0 | 39874 | 38222.8 | 40053.4
3050 | 0 | 7129.37 | 0 | 33642.3 | 0 | 0 | 0 | 6790.14 | 0 | 993.037 | 6790.14 | 0 | 0 | 38370.1 | 17632.7 | 0 | 40034 | 39298 | 40053.4
3051 | 0 | 8711.17 | 0 | 35368.6 | 0 | 0 | 0 | 6669.03 | 0 | 867.055 | 6669.03 | 0 | 0 | 39477.4 | 28162 | 0 | 39482.5 | 39494.7 | 40053.4
3052 | 0 | 15623.8 | 0 | 31504.4 | 0 | 0 | 0 | 1466.29 | 0 | 2828.15 | 1466.29 | 0 | 0 | 39577.7 | 24426 | 0 | 37995.1 | 38398.4 | 40053.4
3053 | 0 | 13305 | 0 | 32166.5 | 0 | 0 | 0 | 830.165 | 0 | 801.663 | 830.165 | 0 | 0 | 39420.3 | 0 | 0 | 30024.6 | 35543.6 | 39639.4
3054 | 0.087346 | 12604.7 | 0.06854 | 31700.8 | 0.22764 | 0 | 0.0467 | 2241.04 | 0.011317 | 896.737 | 2241.04 | 0 | 0.034148 | 39486.9 | 1198.39 | 0.02218 | 16350.7 | 28447.9 | 38337.4
3055 | 0.73011 | 12636.8 | 0.61794 | 29201.1 | 1.1319 | 0 | 0.16969 | 1676.7 | 0.27885 | 0 | 1676.7 | 0 | 0.48305 | 39729.5 | 2348.92 | 0.10048 | 17144.6 | 20577.9 | 34307.3
3056 | 1.8247 | 16780.8 | 1.579 | 26485.3 | 2.2091 | 0 | 0.81806 | 0 | 0.23786 | 0 | 0 | 0 | 1.4722 | 39823.1 | 1301.4 | 0.33057 | 12778.2 | 7734.64 | 35034.1
3057 | 2.0436 | 18287.5 | 2.7398 | 38495.6 | 3.0128 | 0 | 1.757 | 0 | 1.758 | 0 | 0 | 0 | 2.4054 | 40013.1 | 9659.64 | 0.4564 | 12837.3 | 5943.17 | 18346.3
3058 | 2.7426 | 20350.6 | 3.5716 | 39804.5 | 3.4581 | 0 | 2.8561 | 471.032 | 2.3251 | 0 | 471.032 | 0 | 2.096 | 40049.8 | 14175.3 | 0.65188 | 16278 | 13510.9 | 19339.4
3059 | 0.84002 | 16955.7 | 4.1021 | 40016.8 | 3.5434 | 0 | 3.1784 | 1739.66 | 3.08 | 0 | 1739.66 | 0 | 1.7495 | 39152 | 2362.1 | 2.7961 | 19653.6 | 13019.1 | 25756.8
3060 | 0.16812 | 20070.4 | 4.4153 | 40053.4 | 3.8832 | 1133.24 | 3.5879 | 2091.2 | 2.425 | 0 | 2091.2 | 0 | 2.8429 | 37127.9 | 5219.53 | 3.2613 | 27498.6 | 13279.4 | 13804.8
3061 | 3.4668 | 11514.9 | 4.4089 | 40053.4 | 3.5222 | 575.816 | 3.5873 | 3836.07 | 3.1269 | 0 | 3836.07 | 960.157 | 1.6171 | 34115.1 | 3484.19 | 2.4742 | 25758.6 | 9666.09 | 10794
3062 | 0.67449 | 11595.5 | 4.114 | 39638.4 | 2.5016 | 0 | 3.3887 | 3139.29 | 2.8492 | 0 | 3139.29 | 0 | 1.7614 | 38241.1 | 0 | 3.4659 | 16127.3 | 8164.96 | 3158.87
3063 | 0.95015 | 16538.8 | 3.1237 | 37967.4 | 3.2552 | 0 | 2.9855 | 1371.79 | 2.1896 | 5852.11 | 1371.79 | 0 | 2.0348 | 40053.4 | 0 | 2.5263 | 21445.4 | 5962.24 | 4215.49
3064 | 0.6325 | 16947.6 | 0.42046 | 36872 | 1.8966 | 0 | 2.1637 | 2084.38 | 1.7988 | 3447.11 | 2084.38 | 0 | 1.9065 | 40053.4 | 10290.7 | 2.0319 | 21955.1 | 4905.3 | 8939.15
3065 | 0.80981 | 6748.69 | 1.5993 | 34920.9 | 1.2762 | 2704.2 | 1.6033 | 0 | 1.2143 | 34530.2 | 0 | 1669.46 | 1.7125 | 39665.2 | 1385.81 | 1.0439 | 23290.5 | 357.156 | 38340.7
3066 | 0.23539 | 3954.02 | 0.64 | 32518.9 | 0.35762 | 0 | 0.74654 | 1102.66 | 0.58637 | 0 | 1102.66 | 0 | 0.75937 | 39804.5 | 899.781 | 0.39509 | 24643.8 | 0 | 40053.4
3067 | 0.046541 | 1680.18 | 0.079034 | 29559.8 | 0 | 1180.53 | 0.15113 | 872.537 | 0.13165 | 1093.88 | 872.537 | 0 | 0.11409 | 40042.5 | 0 | 0.20444 | 13159.1 | 3867.79 | 40053.4
3068 | 0 | 0 | 0 | 37394 | 0 | 4542.27 | 0 | 0 | 0 | 948.37 | 0 | 0 | 0 | 39869.3 | 13447.2 | 0 | 9131.07 | 29671.8 | 40053.4
3069 | 0 | 0 | 0 | 39139.2 | 0 | 2610.54 | 0 | 0 | 0 | 27328.9 | 0 | 0 | 0 | 39692.3 | 5719.64 | 0 | 9909.09 | 36627.8 | 40053.4
3070 | 0 | 0 | 0 | 39125 | 0 | 0 | 0 | 0 | 0 | 2301.76 | 0 | 0 | 0 | 39896.8 | 13496.9 | 0 | 8224.56 | 37292.9 | 40053.4
3071 | 0 | 1206.9 | 0 | 37473.4 | 0 | 1587.99 | 0 | 0 | 0 | 740.098 | 0 | 0 | 0 | 39510 | 6266.98 | 0 | 9637.77 | 37641 | 39343.9
3072 | 0 | 7678.45 | 0 | 36742.1 | 0 | 0 | 0 | 0 | 0 | 0 | 0 | 0 | 0 | 40053.4 | 2546.75 | 0 | 6913.11 | 37227.3 | 39019.4
3073 | 0 | 5780.57 | 0 | 27373.2 | 0 | 0 | 0 | 0 | 0 | 0 | 0 | 0 | 0 | 40053.4 | 1397.11 | 0 | 5293.71 | 35128.7 | 37921.3
3074 | 0 | 1897.01 | 0 | 17478.7 | 0 | 0 | 0 | 0 | 0 | 0 | 0 | 0 | 0 | 40053.4 | 5905.12 | 0 | 4774.99 | 31594.4 | 32021.4
3075 | 0 | 3282.36 | 0 | 20283.3 | 0 | 0 | 0 | 0 | 0 | 0 | 0 | 0 | 0 | 40046.5 | 5043.48 | 0 | 8014.01 | 27786 | 18929.1
3076 | 0 | 3692.08 | 0 | 21605.3 | 0 | 0 | 0 | 0 | 0 | 0 | 0 | 0 | 0 | 39850 | 10938.9 | 0 | 9484.91 | 19314.2 | 11023.4
3077 | 0 | 5846.86 | 0 | 24637.5 | 0 | 0 | 0 | 0 | 0 | 0 | 0 | 0 | 0 | 39831 | 4609.84 | 0 | 8459.11 | 19029 | 7726.57
3078 | 0.11585 | 8604.53 | 0.069343 | 19654.7 | 0.23034 | 1047.54 | 0.073142 | 0 | 0.02797 | 0 | 0 | 0 | 0.035053 | 39461.6 | 5199.78 | 0.025734 | 8297.69 | 18667 | 5033.74
3079 | 0.56699 | 11613.3 | 0.53981 | 15289.8 | 0.96921 | 2219.71 | 0.41195 | 0 | 0.41342 | 0 | 0 | 0 | 0.45526 | 38625.9 | 9002.61 | 0.18109 | 18403.2 | 8858.86 | 8487.74
3080 | 0.72478 | 14375 | 1.5849 | 11090.6 | 2.0358 | 8005.08 | 1.2742 | 0 | 1.3628 | 0 | 0 | 0 | 0.813 | 36344.5 | 9268.48 | 0.71402 | 18745.2 | 4480.5 | 625.794
3081 | 2.4007 | 8961.17 | 2.1687 | 11707.5 | 2.6577 | 14823.8 | 2.325 | 0 | 2.3136 | 0 | 0 | 0 | 1.5623 | 31065.4 | 4594.68 | 0.4337 | 18956 | 0 | 2697.99
3082 | 2.5446 | 3047.49 | 2.7663 | 22916.6 | 3.6289 | 24881.6 | 3.0015 | 0 | 3.0293 | 0 | 0 | 0 | 2.9769 | 22438.5 | 6246.31 | 1.753 | 21594.4 | 0 | 2839.9
3083 | 1.9915 | 2122.9 | 3.1541 | 37113.2 | 4.4448 | 32115.1 | 3.4216 | 0 | 3.5226 | 0 | 0 | 0 | 2.2526 | 11067.8 | 12095.4 | 2.722 | 16263.5 | 0 | 745.972
3084 | 3.1092 | 2693.51 | 3.8202 | 39792.4 | 4.6208 | 33428.6 | 3.1868 | 586.361 | 3.782 | 0 | 586.361 | 4862.03 | 1.2329 | 4988.78 | 20814.9 | 2.941 | 12891.8 | 0 | 0
3085 | 1.6564 | 2673.93 | 4.3301 | 40053.4 | 4.5239 | 36006 | 3.186 | 864.222 | 3.5121 | 0 | 864.222 | 12068.9 | 0.61064 | 766.403 | 23269 | 2.5963 | 10489.4 | 0 | 0
3086 | 1.7095 | 2827 | 4.0713 | 40053.4 | 3.5657 | 26982.4 | 2.1307 | 1827.94 | 2.6361 | 0 | 1827.94 | 11733.7 | 0.9862 | 0 | 23865 | 2.5322 | 6589.9 | 1339.81 | 0
3087 | 0.76157 | 8253.31 | 3.0737 | 40053.4 | 3.485 | 31425 | 1.868 | 11312.9 | 2.9714 | 973.506 | 11312.9 | 14488.6 | 1.9149 | 0 | 14244.7 | 0.17748 | 5308.54 | 5038.48 | 773.692
3088 | 1.0914 | 13559.1 | 2.408 | 40053.4 | 2.5646 | 18322.6 | 1.4039 | 9091.97 | 2.5844 | 710.347 | 9091.97 | 6274.59 | 2.4878 | 138.697 | 21001 | 0.82776 | 5213.97 | 13250 | 10246.9
3089 | 0.34183 | 24239.1 | 1.6575 | 39994.5 | 1.4355 | 27586 | 0.073521 | 805.785 | 1.7265 | 2911.6 | 805.785 | 7723.71 | 1.6661 | 1765.33 | 15763.7 | 1.0086 | 8051.18 | 25950.2 | 25568.7
3090 | 0.17292 | 15315.2 | 0.41107 | 40021.7 | 0.37394 | 24974.9 | 0.51546 | 5673.02 | 0.76387 | 924.786 | 5673.02 | 7421.26 | 0.75363 | 1869.45 | 20746.4 | 0.10266 | 12023.4 | 36216.7 | 37331.4
3091 | 0.035228 | 9341.65 | 0.074688 | 40053.4 | 0.037148 | 20484.1 | 0.083216 | 647.139 | 0.11137 | 215.361 | 647.139 | 2064.85 | 0.12872 | 1627.85 | 13997.8 | 0.0064412 | 10652.1 | 37234.1 | 37822
3092 | 0 | 12844 | 0 | 40053.4 | 0 | 14714.7 | 0 | 810.798 | 0 | 4827.58 | 810.798 | 6016.91 | 0 | 0 | 7047.17 | 0 | 11789.2 | 38612.9 | 39729
3093 | 0 | 13758.8 | 0 | 40053.4 | 0 | 13140.3 | 0 | 0 | 0 | 4677.9 | 0 | 0 | 0 | 0 | 7021.34 | 0 | 17248.5 | 39580.3 | 40053.4
3094 | 0 | 29518.9 | 0 | 39516.1 | 0 | 5658.56 | 0 | 0 | 0 | 7969.97 | 0 | 0 | 0 | 2005.66 | 34961.7 | 0 | 18330.6 | 39816 | 39765.3
3095 | 0 | 36203.9 | 0 | 37036.7 | 0 | 0 | 0 | 4448.86 | 0 | 18794.2 | 4448.86 | 0 | 0 | 33829.1 | 33992.4 | 0 | 10617.6 | 39825.6 | 37756.6
3096 | 0 | 35481 | 0 | 34538.8 | 0 | 0 | 0 | 0 | 0 | 8086.99 | 0 | 0 | 0 | 30088.5 | 37383.6 | 0 | 8432.93 | 39106.7 | 37968.9
3097 | 0 | 25784.8 | 0 | 38294.5 | 0 | 0 | 0 | 0 | 0 | 2006.87 | 0 | 0 | 0 | 26885.7 | 37882.8 | 0 | 7665.89 | 38285.7 | 38261.4
3098 | 0 | 20612.5 | 0 | 39374.2 | 0 | 0 | 0 | 0 | 0 | 6333.4 | 0 | 0 | 0 | 29758.1 | 29348.9 | 0 | 17619.8 | 35523.2 | 35700.3
3099 | 0 | 29782.7 | 0 | 38185.5 | 0 | 0 | 0 | 513.128 | 0 | 4411.61 | 513.128 | 0 | 0 | 24808.3 | 26269.8 | 0 | 8111 | 31598.7 | 34676.8
3100 | 0 | 28382.5 | 0 | 36685.8 | 0 | 0 | 0 | 5638.76 | 0 | 3593.83 | 5638.76 | 0 | 0 | 24266.2 | 23214.6 | 0 | 4380.21 | 28014.9 | 33053.5
3101 | 0 | 37098.2 | 0 | 36010.6 | 0 | 0 | 0 | 542.377 | 0 | 0 | 542.377 | 0 | 0 | 19093.5 | 24406 | 0 | 3503.75 | 27591 | 14838.3
3102 | 0.1035 | 33473.5 | 0.081346 | 34225.9 | 0.2344 | 0 | 0.039141 | 0 | 0.020449 | 834.078 | 0 | 0 | 0.039279 | 20934.1 | 21188.8 | 0.10516 | 2769.86 | 27137.6 | 3519.92
3103 | 0.62464 | 27510.3 | 0.63909 | 31855.1 | 1.2087 | 0 | 0.43145 | 0 | 0.3822 | 0 | 0 | 0 | 0.29629 | 21202.3 | 14235.9 | 0.37398 | 395.908 | 30941.2 | 7370.16
3104 | 1.3889 | 16038.1 | 1.7085 | 31551.8 | 2.3529 | 0 | 0.78451 | 0 | 1.3015 | 0 | 0 | 0 | 0.5186 | 14737.7 | 1150.98 | 0.75829 | 768.556 | 19912.8 | 133.924
3105 | 1.9731 | 13203.9 | 2.7446 | 37362.8 | 3.3081 | 0 | 1.5903 | 0 | 2.211 | 0 | 0 | 0 | 0.73999 | 9671.89 | 801.925 | 0.40409 | 982.517 | 7388.39 | 0
3106 | 3.6594 | 2414.76 | 3.5558 | 36955 | 3.4009 | 4390.76 | 1.4398 | 276.649 | 2.9318 | 0 | 276.649 | 0 | 2.3207 | 16188.4 | 0 | 1.0134 | 2543.37 | 4935.58 | 0
3107 | 3.2927 | 0 | 4.1126 | 37013.4 | 4.0977 | 9319.13 | 1.9145 | 1986.62 | 2.9752 | 760.32 | 1986.62 | 0 | 3.4102 | 9958.68 | 0 | 1.6558 | 2265.48 | 3448.93 | 0
3108 | 3.7779 | 1839.87 | 4.3667 | 38263.8 | 3.7226 | 7513.02 | 1.2756 | 25627.8 | 3.1906 | 2842.32 | 25627.8 | 0 | 3.6528 | 5918.63 | 0 | 0.65007 | 2951.89 | 2017.99 | 0
3109 | 3.6679 | 9356.47 | 4.357 | 39415.5 | 3.3726 | 3441.13 | 1.3546 | 7858.64 | 3.24 | 7234.47 | 7858.64 | 4198.21 | 3.6976 | 1318.29 | 0 | 0.80043 | 2337.84 | 2942.92 | 0
3110 | 2.3982 | 18516.7 | 4.095 | 39356.5 | 2.3369 | 3541.05 | 1.2544 | 6118.58 | 3.2457 | 10878.8 | 6118.58 | 36947.9 | 3.4909 | 1519.59 | 0 | 1.2493 | 1197.04 | 1742.17 | 0
3111 | 2.4308 | 23773 | 3.5649 | 37432.8 | 1.1391 | 0 | 1.779 | 11727.5 | 1.9875 | 12569.7 | 11727.5 | 0 | 2.6444 | 1097.6 | 1804.74 | 1.3884 | 819.667 | 1494.42 | 0
3112 | 1.8597 | 21079.1 | 2.775 | 35685.7 | 0.34579 | 19754.7 | 1.6306 | 12266.9 | 2.332 | 15410.4 | 12266.9 | 0 | 2.5109 | 0 | 3705.83 | 0.56505 | 913.408 | 2762.8 | 0
3113 | 0.71586 | 19170.4 | 1.7421 | 30592.8 | 0.4911 | 36854.2 | 0.94994 | 28464.3 | 1.1189 | 19894.3 | 28464.3 | 23516.9 | 1.6935 | 0 | 4355.15 | 0.71017 | 1117.65 | 13170.4 | 1020.19
3114 | 0.43359 | 23288.2 | 0.65645 | 22199.1 | 0.23205 | 11961.5 | 0.18202 | 23514 | 0.64817 | 24801.9 | 23514 | 0 | 0.65766 | 0 | 6638.07 | 0.10516 | 1306.04 | 31307.5 | 11130.4
3115 | 0.095897 | 28931.9 | 0.08708 | 13607.3 | 0.012853 | 0 | 0.13665 | 9537.51 | 0.14225 | 25201.5 | 9537.51 | 1115.42 | 0.12575 | 0 | 1902.65 | 0.22863 | 1632.84 | 35111.5 | 34280.5
3116 | 0 | 11705.5 | 0 | 22859.7 | 0 | 7781.24 | 0 | 15104.7 | 0 | 36013.9 | 15104.7 | 8144.32 | 0 | 0 | 34208.8 | 0 | 1273.15 | 37372.1 | 35821.1
3117 | 0 | 14800.8 | 0 | 33652.2 | 0 | 3578.47 | 0 | 10162.3 | 0 | 30513.1 | 10162.3 | 22222.2 | 0 | 0 | 19397.5 | 0 | 1661.01 | 32926 | 37935.6
3118 | 0 | 7612.38 | 0 | 38957.2 | 0 | 996.058 | 0 | 10196.9 | 0 | 33295.1 | 10196.9 | 9401.03 | 0 | 767.612 | 37184 | 0 | 3338.39 | 32873.9 | 37071.8
3119 | 0 | 49.3308 | 0 | 33022.1 | 0 | 0 | 0 | 12122.7 | 0 | 16659.9 | 12122.7 | 15083.8 | 0 | 5446.55 | 35266.2 | 0 | 3472.13 | 27885.4 | 37848.9
3120 | 0 | 0 | 0 | 33729.6 | 0 | 2582 | 0 | 25848.7 | 0 | 28880.7 | 25848.7 | 12290.2 | 0 | 6236.39 | 39092.4 | 0 | 3838.89 | 30170.3 | 38818.2
3121 | 0 | 3634.43 | 0 | 29337.6 | 0 | 85.7975 | 0 | 27111.9 | 0 | 31366.8 | 27111.9 | 0 | 0 | 2672.47 | 34195.3 | 0 | 3042.68 | 33294.2 | 39269.5
3122 | 0 | 12513.1 | 0 | 35950.1 | 0 | 0 | 0 | 28111 | 0 | 35261 | 28111 | 3097.32 | 0 | 1484.07 | 23951 | 0 | 2788.73 | 33242 | 37245.5
3123 | 0 | 37421.4 | 0 | 37760.2 | 0 | 0 | 0 | 9048.19 | 0 | 35672.8 | 9048.19 | 39971.4 | 0 | 741.333 | 27686.9 | 0 | 3281.55 | 33168.7 | 38518.6
3124 | 0 | 38176.1 | 0 | 37737.5 | 0 | 0 | 0 | 8729.35 | 0 | 27113.6 | 8729.35 | 9107.84 | 0 | 0 | 35444.8 | 0 | 3482.95 | 24792.4 | 36791
3125 | 0 | 40053.4 | 0 | 36818.9 | 0 | 0 | 0 | 10059.3 | 0 | 28306.4 | 10059.3 | 2874.79 | 0 | 0 | 36813.5 | 0 | 3789.49 | 19942 | 33916.8
3126 | 0.091605 | 40053.4 | 0.082736 | 22005.8 | 0.071758 | 0 | 0.083241 | 10413.9 | 0.0086338 | 30027.1 | 10413.9 | 2234.17 | 0.037206 | 0 | 37470.9 | 0.073902 | 4054.24 | 15620.8 | 29817.7
3127 | 0.77106 | 40053.4 | 0.65272 | 7430.37 | 0.31531 | 0 | 0.61035 | 12213.6 | 0.29598 | 26565.5 | 12213.6 | 2567.91 | 0.41392 | 0 | 36397 | 0.53753 | 7380.76 | 5915.34 | 27321.9
3128 | 1.4582 | 40053.4 | 1.7476 | 3109.96 | 1.1758 | 0 | 1.5997 | 3039.1 | 1.2662 | 10097 | 3039.1 | 0 | 1.2551 | 989.915 | 33365 | 0.51485 | 8420.44 | 2378.74 | 9274.88
3129 | 2.9353 | 39125 | 2.7895 | 3802.99 | 2.6504 | 0 | 2.5159 | 2161.3 | 2.1904 | 3701.5 | 2161.3 | 0 | 1.7249 | 2673.06 | 36648.2 | 1.6964 | 7588.62 | 0 | 9724.81
3130 | 3.1779 | 39422.9 | 3.5781 | 1984.83 | 3.9073 | 0 | 2.4753 | 3203.86 | 2.9333 | 2663.32 | 3203.86 | 2183.94 | 2.4985 | 4718.66 | 37780.7 | 1.2878 | 7338.99 | 0 | 1358.25
3131 | 4.2058 | 39113.9 | 4.1244 | 2391.44 | 4.314 | 0 | 2.9935 | 5270.28 | 2.4267 | 3767.82 | 5270.28 | 11846.5 | 3.2713 | 4445.21 | 38231.8 | 2.9441 | 9547.13 | 0 | 4444.25
3132 | 4.4596 | 39323.7 | 4.373 | 5188.69 | 4.4546 | 0 | 3.266 | 13105.1 | 2.1028 | 7149.79 | 13105.1 | 5925.14 | 3.51 | 10289.4 | 39145.2 | 3.34 | 11612.7 | 0 | 3013.92
3133 | 4.4434 | 39956.7 | 4.3856 | 5359.55 | 4.3274 | 0 | 3.2802 | 17669.6 | 3.2715 | 14657.5 | 17669.6 | 2747.06 | 3.2051 | 9610.51 | 39420.9 | 4.0272 | 15057.6 | 0 | 3992.76
3134 | 4.1476 | 40053.4 | 4.1261 | 4833.76 | 3.9452 | 0 | 3.5992 | 22402.1 | 3.1358 | 17958.6 | 22402.1 | 7037.25 | 1.5861 | 10898.5 | 39195.2 | 4.1987 | 18136.7 | 0 | 2405.21
3135 | 3.6035 | 39912.9 | 3.5731 | 3421.11 | 3.3072 | 105.182 | 3.0744 | 17015.9 | 2.5062 | 18710.4 | 17015.9 | 5446.05 | 0.31671 | 21984.1 | 38669 | 3.7186 | 17939.4 | 2654.98 | 2965.83
3136 | 2.7999 | 39897.3 | 2.7751 | 2426.56 | 2.0577 | 0 | 2.4553 | 17217.8 | 1.6168 | 23341.6 | 17217.8 | 5445.26 | 2.323 | 29969.7 | 37980 | 2.5306 | 16849.1 | 7889.53 | 12383.3
3137 | 1.783 | 40053.4 | 1.7361 | 1836.67 | 1.2132 | 0 | 1.6582 | 16323.1 | 0.7864 | 25572.6 | 16323.1 | 15781.7 | 1.5789 | 37800.1 | 39282.2 | 1.2934 | 18761.8 | 17161.6 | 21913.2
3138 | 0.69215 | 39884.4 | 0.64347 | 5570.82 | 0.10431 | 0 | 0.72371 | 10306.5 | 0.47391 | 29438.7 | 10306.5 | 12800.8 | 0.54695 | 40043.2 | 39524.7 | 0.60436 | 20929.4 | 29319.1 | 31534.1
3139 | 0.086549 | 39575.2 | 0.080612 | 11053.6 | 0.039684 | 0 | 0.04425 | 4668.48 | 0.092707 | 12218.3 | 4668.48 | 8546.88 | 0.1381 | 40053.4 | 35583.8 | 0.24679 | 16421.6 | 35743.5 | 28915.9
3140 | 0 | 39801.7 | 0 | 35519.6 | 0 | 1851.05 | 0 | 6371.24 | 0 | 4484.18 | 6371.24 | 1928.11 | 0 | 39839.8 | 19331.5 | 0 | 11780.1 | 38270.7 | 30795.1
3141 | 0 | 40053.4 | 0 | 38822.5 | 0 | 3090.18 | 0 | 9703.34 | 0 | 1853.11 | 9703.34 | 11828 | 0 | 38638.1 | 35770.5 | 0 | 7595.77 | 39504.2 | 31550.6
3142 | 0 | 40053.4 | 0 | 39432.1 | 0 | 3147.05 | 0 | 22310.8 | 0 | 4509.91 | 22310.8 | 14638.5 | 0 | 34199.8 | 27615.3 | 0 | 6852.48 | 39569.7 | 37289.7
3143 | 0 | 40053.4 | 0 | 39104 | 0 | 97.627 | 0 | 19820.1 | 0 | 13226.4 | 19820.1 | 1704.15 | 0 | 29499 | 24248 | 0 | 4716.98 | 39523.8 | 37768
3144 | 0 | 40053.4 | 0 | 38331.3 | 0 | 285.512 | 0 | 5869.84 | 0 | 24336.4 | 5869.84 | 1020.58 | 0 | 26323.1 | 25628.6 | 0 | 3269.9 | 39805.4 | 39343.3
3145 | 0 | 40053.4 | 0 | 38006.7 | 0 | 0 | 0 | 6899.94 | 0 | 14944.3 | 6899.94 | 665.263 | 0 | 32778.4 | 15389.4 | 0 | 1768.53 | 39979.3 | 33412.4
3146 | 0 | 39015.8 | 0 | 38178.2 | 0 | 0 | 0 | 7026.32 | 0 | 7111.54 | 7026.32 | 0 | 0 | 38014.2 | 27001.4 | 0 | 1689.48 | 39826.7 | 32512.8
3147 | 0 | 39464.5 | 0 | 37561.1 | 0 | 0 | 0 | 3809.22 | 0 | 9734.3 | 3809.22 | 2794.21 | 0 | 39193.2 | 22651.8 | 0 | 1284.82 | 39459.1 | 33952.8
3148 | 0 | 39870.9 | 0 | 32602 | 0 | 0 | 0 | 14624.7 | 0 | 5572.87 | 14624.7 | 10217.2 | 0 | 39198.1 | 17944.2 | 0 | 597.292 | 38269.3 | 27308.7
3149 | 0 | 40018.1 | 0 | 24754.7 | 0 | 0 | 0 | 6352 | 0 | 37399.1 | 6352 | 4389.47 | 0 | 38337.7 | 12414.4 | 0 | 0 | 36532.4 | 25111.6
3150 | 0.095028 | 39722.2 | 0.080527 | 16698.3 | 0.090132 | 0 | 0.037909 | 261.665 | 0 | 33707.5 | 261.665 | 33097.6 | 0.022643 | 38594.7 | 4825.37 | 0.078129 | 0 | 32650.2 | 22715.7
3151 | 0.76818 | 39413 | 0.57748 | 10044.8 | 0.58723 | 0 | 0.38937 | 19398.7 | 0.30903 | 11528.8 | 19398.7 | 38287 | 0.35193 | 39408.8 | 1653.42 | 0.23232 | 0 | 23718.6 | 22054
3152 | 1.8717 | 39771.7 | 1.4729 | 15308.2 | 1.7639 | 0 | 0.85611 | 31723.9 | 1.4019 | 2498.56 | 31723.9 | 26787 | 0.99121 | 35033.9 | 0 | 0.46448 | 0 | 11763.3 | 7663.97
3153 | 2.8405 | 39719.9 | 2.6595 | 19417.6 | 2.0163 | 0 | 1.8732 | 25397.5 | 2.3707 | 986.449 | 25397.5 | 22417.1 | 0.93738 | 21399.7 | 113.208 | 0.85816 | 0 | 2760.49 | 1079.32
3154 | 3.5788 | 39797.8 | 3.4393 | 20729 | 2.5704 | 0 | 1.0953 | 31936.4 | 3.133 | 4795.36 | 31936.4 | 23478.7 | 1.5656 | 16157.7 | 1902.2 | 0.68291 | 0 | 839.549 | 0
3155 | 4.0753 | 40053.4 | 4.1796 | 21473.7 | 1.2894 | 0 | 0.52088 | 30364.2 | 1.9813 | 2720.43 | 30364.2 | 27204.8 | 1.1106 | 9805.03 | 4508.79 | 1.3499 | 0 | 471.926 | 0
3156 | 4.3424 | 40053.4 | 4.4704 | 23314.2 | 2.7522 | 0 | 0.86458 | 31107.5 | 3.9153 | 4526.12 | 31107.5 | 37201.2 | 2.9444 | 7689.39 | 5842.66 | 1.6035 | 0 | 1085.69 | 0
3157 | 4.3288 | 40053.4 | 4.4858 | 20674.8 | 2.4164 | 0 | 2.3542 | 33911.7 | 3.9746 | 8094.44 | 33911.7 | 37758.4 | 2.9861 | 6639.48 | 6178.23 | 1.2617 | 0 | 3764.29 | 0
3158 | 4.0642 | 40053.4 | 4.2013 | 8873.15 | 2.1876 | 0 | 0.37719 | 26075.5 | 2.5276 | 8634.58 | 26075.5 | 33574.8 | 1.5016 | 5161.95 | 4712.18 | 1.1963 | 0 | 11417.6 | 0
3159 | 3.5396 | 40053.4 | 3.6507 | 4541.49 | 2.1612 | 0 | 0.82755 | 39853.5 | 3.3902 | 6620.07 | 39853.5 | 34489 | 2.4199 | 7041.83 | 3573.01 | 1.4991 | 0 | 23410.4 | 742.443
3160 | 0.3904 | 40053.4 | 2.8324 | 6276.8 | 1.0936 | 0 | 1.5857 | 35993.2 | 1.0041 | 7779.38 | 35993.2 | 33541.8 | 1.795 | 21017.1 | 2114.79 | 0.81282 | 0 | 27754.5 | 2611.23
3161 | 1.5241 | 40053.4 | 1.7766 | 9551 | 0.020216 | 0 | 1.6034 | 38102.1 | 1.8186 | 6619.25 | 38102.1 | 34664.2 | 1.1888 | 32668.3 | 2534.67 | 0.23701 | 0 | 35366.8 | 10976.1
3162 | 0.66196 | 40053.4 | 0.66901 | 24043.5 | 0.017082 | 1245.29 | 0.76052 | 35781.8 | 0.82016 | 8368.78 | 35781.8 | 31515.9 | 0.49079 | 34473.9 | 1782.67 | 0.07162 | 0 | 38658.3 | 26804.7
3163 | 0.097039 | 39914.7 | 0.089714 | 36975.4 | 0 | 583.883 | 0.16436 | 34553.7 | 0.13214 | 4680.29 | 34553.7 | 26752.5 | 0.016048 | 39275.8 | 1219.05 | 0.0067711 | 0 | 39578.4 | 29320
3164 | 0 | 35776.9 | 0 | 39299.6 | 0 | 6460.73 | 0 | 26071.1 | 0 | 14567 | 26071.1 | 30984.4 | 0 | 40053.4 | 2529.78 | 0 | 0 | 39929.3 | 38199.7
3165 | 0 | 31823.9 | 0 | 39870 | 0 | 6694.22 | 0 | 29883.9 | 0 | 32067.1 | 29883.9 | 35232.7 | 0 | 40053.4 | 2561.88 | 0 | 0 | 40053.4 | 33448
3166 | 0 | 24917.9 | 0 | 39409.9 | 0 | 12226.7 | 0 | 5075.8 | 0 | 29966.5 | 5075.8 | 14330.4 | 0 | 40053.4 | 1228.98 | 0 | 0 | 40053.4 | 37799.9
3167 | 0 | 28015.7 | 0 | 36313.5 | 0 | 1663.64 | 0 | 2527.1 | 0 | 19593.3 | 2527.1 | 7430.13 | 0 | 40032.6 | 0 | 0 | 0 | 40053.4 | 39125.3
3168 | 0 | 28005.2 | 0 | 17681.8 | 0 | 1565.71 | 0 | 1147.22 | 0 | 13257.3 | 1147.22 | 4667.65 | 0 | 6787.96 | 620.702 | 0 | 1100.26 | 40053.4 | 39202.3
3169 | 0 | 21684.8 | 0 | 10594.2 | 0 | 69.2252 | 0 | 4350.36 | 0 | 29001.3 | 4350.36 | 7330.02 | 0 | 0 | 1974.75 | 0 | 4771.28 | 40053.4 | 38454.7
3170 | 0 | 24175.1 | 0 | 14362.6 | 0 | 885.508 | 0 | 462.641 | 0 | 29079.8 | 462.641 | 15912.4 | 0 | 20196.2 | 3190.41 | 0 | 3339.59 | 40053.4 | 37365.6
3171 | 0 | 27420.4 | 0 | 19694.6 | 0 | 922.154 | 0 | 3419.26 | 0 | 16098.7 | 3419.26 | 1673.82 | 0 | 26143.7 | 4788.68 | 0 | 1953.89 | 40053.4 | 33513.4
3172 | 0 | 12898 | 0 | 13490 | 0 | 0 | 0 | 10262.6 | 0 | 21077.6 | 10262.6 | 872.106 | 0 | 18113.1 | 16197.5 | 0 | 3537.59 | 40053.4 | 34092.1
3173 | 0 | 19357.7 | 0 | 15688.3 | 0 | 2312.47 | 0 | 6173.23 | 0 | 20294.3 | 6173.23 | 0 | 0 | 17085.7 | 26947.1 | 0 | 3104.76 | 40053.4 | 34562.3
3174 | 0.089101 | 14910.5 | 0.085787 | 7247.48 | 0.23863 | 1485.78 | 0.088207 | 12763.5 | 0.043191 | 12954 | 12763.5 | 0 | 0.033131 | 23334.3 | 29359.4 | 0.0064803 | 2690.98 | 40032.6 | 35055.9
3175 | 0.76265 | 11196 | 0.64193 | 2180.56 | 1.2009 | 829.806 | 0.26011 | 14943.9 | 0.42079 | 11790.1 | 14943.9 | 0 | 0.53672 | 22523.8 | 20456 | 0.47487 | 1925.27 | 38208.8 | 28446.7
3176 | 1.8692 | 4959 | 1.7355 | 1069.92 | 2.3238 | 0 | 0.85131 | 10260.3 | 1.4451 | 1444.32 | 10260.3 | 0 | 1.3941 | 14053.2 | 5713.93 | 0.4969 | 1800.96 | 34288 | 8748.11
3177 | 2.715 | 79.6598 | 2.7847 | 4455.21 | 3.2661 | 2000.76 | 1.8134 | 16601.6 | 2.4415 | 394.046 | 16601.6 | 0 | 2.3304 | 7920.13 | 8956.22 | 0.87984 | 10011.5 | 22131.1 | 894.245
3178 | 3.4054 | 0 | 3.6077 | 4208.92 | 3.9643 | 21832.6 | 2.7203 | 14913.6 | 3.2151 | 5299.47 | 14913.6 | 1064.88 | 3.0898 | 6588.38 | 13893.1 | 1.479 | 16665.3 | 18415.1 | 2912.24
3179 | 4.1927 | 0 | 4.1713 | 1758.47 | 4.384 | 16966.3 | 3.3525 | 14431.6 | 3.7526 | 1716.55 | 14431.6 | 4578.5 | 3.6179 | 1353.37 | 27969.1 | 1.6965 | 16489.1 | 7487.8 | 6538.34
3180 | 2.4961 | 1954.13 | 4.4528 | 3607.32 | 4.546 | 12348.8 | 3.5706 | 7934.4 | 4.0283 | 1791.34 | 7934.4 | 10909.4 | 3.8978 | 3152.9 | 35245.4 | 1.5328 | 14007.1 | 6005.26 | 1928.67
3181 | 2.2385 | 7493.83 | 3.9529 | 5338.76 | 3.6588 | 12712.7 | 3.2475 | 12763.3 | 4.0744 | 546.361 | 12763.3 | 4747.82 | 3.9505 | 894.528 | 35927.4 | 2.7643 | 14833.6 | 12397.3 | 5263.06
3182 | 4.1757 | 9866.83 | 4.1823 | 5816.44 | 4.0545 | 22748.1 | 2.914 | 9248.61 | 3.9004 | 1894.44 | 9248.61 | 16154.6 | 3.7527 | 675.754 | 36242.2 | 0.69375 | 7762.08 | 17636.4 | 10676.3
3183 | 3.6298 | 9410.97 | 3.0446 | 4496.02 | 3.4134 | 25552.8 | 3.016 | 12691.1 | 3.4848 | 6064.63 | 12691.1 | 13960.7 | 3.3619 | 0 | 38176.3 | 0.91511 | 3611.55 | 22679.3 | 16893.4
3184 | 2.8313 | 5048.05 | 1.7585 | 8026.59 | 2.4963 | 14890.4 | 2.4168 | 23929 | 2.7989 | 3450.24 | 23929 | 22893.3 | 2.7073 | 0 | 37956.4 | 0.46552 | 3113.89 | 20402.5 | 29735.7
3185 | 1.8099 | 4304.41 | 1.1428 | 15242.6 | 1.3174 | 12998.3 | 1.1988 | 15497.4 | 1.8829 | 11317.3 | 15497.4 | 37248.6 | 1.8403 | 918.441 | 35858.9 | 0.75325 | 4460.57 | 32008.9 | 36554
3186 | 0.70303 | 1268.24 | 0.42815 | 23993.3 | 0.31822 | 17962.8 | 0.5159 | 8316.76 | 0.83852 | 4100.97 | 8316.76 | 20726.6 | 0.84518 | 5526.62 | 26842.2 | 0.2191 | 6404.03 | 38236.7 | 39062.7
3187 | 0.084627 | 0 | 0.071115 | 31481.8 | 0.025917 | 24096.7 | 0.15497 | 4690.73 | 0.12665 | 4667.39 | 4690.73 | 26302.2 | 0.13891 | 12226.2 | 10354.1 | 0.13106 | 13044.8 | 38699.1 | 35389.2
3188 | 0 | 3323.6 | 0 | 15769 | 0 | 11847.2 | 0 | 1797.39 | 0 | 2455.16 | 1797.39 | 17449 | 0 | 11688.6 | 19694.5 | 0 | 17506.5 | 39251.7 | 39220.4
3189 | 0 | 10703.8 | 0 | 9492.75 | 0 | 18834.9 | 0 | 3237.35 | 0 | 3583.16 | 3237.35 | 13050.5 | 0 | 11206.9 | 35266.8 | 0 | 27968.6 | 39473.6 | 37466.3
3190 | 0 | 15322.9 | 0 | 33649.7 | 0 | 6316.49 | 0 | 6368.33 | 0 | 0 | 6368.33 | 2103.65 | 0 | 16110.3 | 38331.8 | 0 | 20945.1 | 39759.2 | 36837.9
3191 | 0 | 6125.97 | 0 | 28147 | 0 | 1024.67 | 0 | 15891.5 | 0 | 4345.07 | 15891.5 | 0 | 0 | 11936.1 | 30750.2 | 0 | 19900.3 | 39369.4 | 34457.9
3192 | 0 | 6600.17 | 0 | 29826.4 | 0 | 0 | 0 | 14326.5 | 0 | 27612.2 | 14326.5 | 0 | 0 | 19235.9 | 5092.38 | 0 | 17978.5 | 38524.7 | 32198.4
3193 | 0 | 13879.6 | 0 | 23297.9 | 0 | 0 | 0 | 4419.67 | 0 | 21340.9 | 4419.67 | 0 | 0 | 19784.6 | 1176.45 | 0 | 17166.7 | 37574.7 | 37438.6
3194 | 0 | 25111.8 | 0 | 19194.8 | 0 | 1019.45 | 0 | 1303.5 | 0 | 9912.54 | 1303.5 | 0 | 0 | 14279.1 | 1062.63 | 0 | 17451.5 | 37685.5 | 38236.9
3195 | 0 | 8339 | 0 | 17311.4 | 0 | 473.745 | 0 | 0 | 0 | 4158.37 | 0 | 0 | 0 | 11221.4 | 0 | 0 | 16516.1 | 38292.6 | 39190.4
3196 | 0 | 2482.91 | 0 | 19157.7 | 0 | 251.498 | 0 | 0 | 0 | 2808.23 | 0 | 0 | 0 | 12770.9 | 0 | 0 | 14780.6 | 37880.3 | 39806.7
3197 | 0 | 0 | 0 | 26457.3 | 0 | 0 | 0 | 0 | 0 | 1053.21 | 0 | 1012.45 | 0 | 12195.1 | 0 | 0 | 13553.8 | 34390 | 39388.1
3198 | 0.10219 | 0 | 0 | 15717.2 | 0.22036 | 0 | 0.059096 | 0 | 0.033082 | 819.527 | 0 | 765.268 | 0.046155 | 14093.4 | 0 | 0.0097665 | 12428.2 | 27537.5 | 38429.7
3199 | 0.79134 | 0 | 0.032516 | 8758.83 | 1.2317 | 0 | 0.52313 | 0 | 0.46046 | 810.995 | 0 | 0 | 0.52018 | 18663.1 | 6506.57 | 0.028663 | 8383.67 | 17942.7 | 35597.1
3200 | 1.9254 | 0 | 1.2755 | 3721.97 | 2.3703 | 0 | 1.4565 | 0 | 1.4531 | 0 | 0 | 0 | 1.5061 | 12982.7 | 0 | 0.60233 | 6625.6 | 9384.49 | 28297.8
3201 | 2.9386 | 0 | 0.82646 | 9384.15 | 3.3192 | 0 | 1.5812 | 0 | 2.4331 | 0 | 0 | 0 | 2.4383 | 7943.81 | 4611.54 | 1.6654 | 8573.23 | 1082.39 | 16250.2
3202 | 3.7126 | 2116.11 | 0.58022 | 7003.15 | 4.0126 | 0 | 2.9926 | 0 | 3.1768 | 0 | 0 | 0 | 3.1578 | 11339 | 13969.3 | 0.82897 | 14099.8 | 2499.79 | 8531.09
3203 | 4.2294 | 2745.68 | 3.3472 | 4378.62 | 4.4588 | 0 | 3.4516 | 0 | 3.6725 | 0 | 0 | 0 | 3.6291 | 9598.17 | 37134.2 | 1.2142 | 28782.7 | 871.218 | 7780.48
3204 | 4.5047 | 5175.08 | 3.3459 | 3618.61 | 4.6147 | 11974.6 | 3.6666 | 0 | 3.9352 | 0 | 0 | 0 | 3.371 | 11303.8 | 24468.4 | 2.5688 | 33754.7 | 662.725 | 5263.07
3205 | 4.4819 | 3531.34 | 2.2326 | 1862.43 | 4.5102 | 7542.6 | 3.6659 | 568.3 | 3.9689 | 0 | 568.3 | 0 | 3.456 | 10785.4 | 14089.5 | 2.9652 | 37423.7 | 2269.53 | 9888.14
3206 | 3.4035 | 5011.38 | 2.1929 | 1399.55 | 4.1134 | 18051.9 | 3.3967 | 996.541 | 3.7837 | 269.781 | 996.541 | 1510.16 | 3.661 | 13148.3 | 20465 | 1.9996 | 36768.5 | 3261.18 | 21207.2
3207 | 2.975 | 6771.94 | 1.4186 | 627.957 | 3.4623 | 7158.22 | 2.9585 | 390.583 | 3.3552 | 1253.87 | 390.583 | 2552.56 | 3.0776 | 30508.7 | 18807.1 | 3.0695 | 37491.9 | 2716.47 | 23146.4
3208 | 2.0444 | 12451.2 | 1.4025 | 0 | 1.8621 | 17719.2 | 2.3335 | 3844.34 | 2.7003 | 1964.29 | 3844.34 | 2286.97 | 2.3672 | 39289.2 | 19485.6 | 0.87611 | 37388.4 | 4332.74 | 27961.2
3209 | 1.4125 | 18413.1 | 1.7279 | 0 | 0.17578 | 39052.9 | 1.5131 | 12587.9 | 1.8243 | 5226.13 | 12587.9 | 4183.93 | 1.45 | 40024.6 | 20738.6 | 1.005 | 36121.2 | 15493.6 | 35560
3210 | 0.69215 | 26810.5 | 0.38101 | 771.681 | 0.10055 | 31096.6 | 0.58146 | 4869.04 | 0.8208 | 7453.48 | 4869.04 | 13225.4 | 0.44944 | 39758.4 | 38424.9 | 0.14219 | 34267.9 | 32269.5 | 38622.7
3211 | 0.10748 | 33788.2 | 0.08971 | 5311.4 | 0.0061235 | 11655 | 0.13362 | 16268.9 | 0.1189 | 4917.53 | 16268.9 | 821.269 | 0.13127 | 37162.1 | 35186.8 | 0.053636 | 24723.3 | 37641.9 | 39379.2
3212 | 0 | 32498.6 | 0 | 8090.49 | 0 | 36577.1 | 0 | 7757.19 | 0 | 12163.7 | 7757.19 | 8557.68 | 0 | 39298.2 | 34947.5 | 0 | 25223.9 | 36527 | 40053.4
3213 | 0 | 35096.3 | 0 | 8733.45 | 0 | 1304.27 | 0 | 2488.32 | 0 | 29986.4 | 2488.32 | 12920.1 | 0 | 39932.6 | 39621 | 0 | 26947.5 | 36509.4 | 40053.4
3214 | 0 | 30307 | 0 | 4126.13 | 0 | 0 | 0 | 6002.66 | 0 | 34363.5 | 6002.66 | 11619.9 | 0 | 40053.4 | 39694.7 | 0 | 28719.7 | 37629 | 40053.4
3215 | 0 | 26952.6 | 0 | 3663.33 | 0 | 4985.76 | 0 | 7273.86 | 0 | 33731.5 | 7273.86 | 10363.2 | 0 | 39951.8 | 39300 | 0 | 31049 | 35921.7 | 40053.4
3216 | 0 | 29711 | 0 | 2557.65 | 0 | 0 | 0 | 5769.05 | 0 | 36680.5 | 5769.05 | 8586.9 | 0 | 39861.3 | 36386 | 0 | 30690.3 | 29264.6 | 39613.1
3217 | 0 | 23218 | 0 | 24915.5 | 0 | 0 | 0 | 10892.6 | 0 | 37770 | 10892.6 | 8238.24 | 0 | 40053.4 | 24638 | 0 | 33562.5 | 22806 | 40053.4
3218 | 0 | 13011.7 | 0 | 33584.4 | 0 | 0 | 0 | 8282.84 | 0 | 38188.6 | 8282.84 | 3587.06 | 0 | 39588.4 | 34535.7 | 0 | 30471 | 22692.9 | 39340.9
3219 | 0 | 12008 | 0 | 35385.3 | 0 | 0 | 0 | 4008.48 | 0 | 36644.7 | 4008.48 | 4725.2 | 0 | 39121.1 | 36158.9 | 0 | 25607.5 | 24493.9 | 38065.4
3220 | 0 | 9670.18 | 0 | 37021.5 | 0 | 695.882 | 0 | 7324.5 | 0 | 30959.6 | 7324.5 | 6609.77 | 0 | 36615.5 | 26126.5 | 0 | 25860.7 | 23401.3 | 32051.4
3221 | 0 | 15331.1 | 0 | 38306 | 0 | 7199.5 | 0 | 2264.04 | 0 | 34718.6 | 2264.04 | 6909.2 | 0 | 32939.1 | 16408.8 | 0 | 22592.4 | 25767.3 | 32971.3
3222 | 0.10816 | 9701.99 | 0.0063403 | 36763.4 | 0.25017 | 7383.42 | 0.015572 | 3947.13 | 0.03011 | 35269.4 | 3947.13 | 17921.7 | 0.050859 | 37133.6 | 11170.2 | 0.05578 | 19160.1 | 27822.8 | 34009.4
3223 | 0.81298 | 5306.72 | 0.26078 | 32933.8 | 1.2652 | 569.247 | 0.13704 | 4834.58 | 0.36864 | 32035.4 | 4834.58 | 9830.71 | 0.52277 | 32274 | 6027.28 | 0.10054 | 10568.8 | 10065.6 | 16488.9
3224 | 1.9498 | 12205.5 | 0.24155 | 28136.9 | 2.4306 | 0 | 0.8537 | 4508.88 | 0.50421 | 17177.5 | 4508.88 | 3787.92 | 1.4108 | 31828.5 | 1030.2 | 0.41093 | 21407.8 | 2367.61 | 9323.45
3225 | 2.9524 | 14658.1 | 2.6935 | 29296.8 | 3.3833 | 0 | 1.9997 | 6329.62 | 2.2814 | 6721.5 | 6329.62 | 9308.94 | 2.2904 | 31698.9 | 0 | 0.62234 | 26469.9 | 0 | 11847.5
3226 | 3.7041 | 32291.6 | 1.419 | 23737.3 | 4.0782 | 0 | 2.3232 | 4570.95 | 2.9955 | 3091.03 | 4570.95 | 13613.7 | 2.9727 | 21000.8 | 905.51 | 0.62013 | 18091.4 | 0 | 4328.6
3227 | 4.216 | 33410 | 1.407 | 35458.9 | 4.4748 | 0 | 2.1817 | 3205.92 | 3.4638 | 3488.81 | 3205.92 | 10876.5 | 3.4434 | 8468.71 | 4384.74 | 1.5433 | 15577.9 | 0 | 358.389
3228 | 4.4773 | 27737.2 | 1.9475 | 40053.4 | 4.6113 | 2469.58 | 2.3603 | 1885.83 | 3.7183 | 5003.49 | 1885.83 | 19003.6 | 3.6665 | 6765.4 | 8824.22 | 2.3057 | 14390.8 | 0 | 0
3229 | 4.4535 | 28242.1 | 1.748 | 40053.4 | 4.4691 | 38611.4 | 2.8043 | 17440.1 | 3.7466 | 9825.26 | 17440.1 | 26370.5 | 3.6773 | 11780 | 11473 | 4.1375 | 20806.5 | 0 | 0
3230 | 4.1636 | 19526.4 | 1.533 | 40053.4 | 4.0821 | 35258.8 | 2.3024 | 21605.8 | 3.5531 | 8817.06 | 21605.8 | 20981.2 | 3.4767 | 14423.1 | 13259.7 | 2.7362 | 19393.3 | 0 | 0
3231 | 2.8833 | 18828.3 | 0.86449 | 40053.4 | 3.4346 | 4322.78 | 1.3928 | 37518.1 | 3.1579 | 9999.02 | 37518.1 | 32336.6 | 3.0744 | 14672.4 | 6163.26 | 1.9653 | 21866.4 | 0 | 0
3232 | 1.4431 | 10457.6 | 1.0133 | 40053.4 | 2.544 | 0 | 0.90712 | 38291.4 | 2.5325 | 9358.76 | 38291.4 | 35450.4 | 2.4647 | 10390.7 | 39336.2 | 0.99876 | 19074.6 | 0 | 0
3233 | 1.5327 | 5493.34 | 0.78866 | 40053.4 | 1.4422 | 9149.17 | 0.40369 | 35438.7 | 1.7058 | 12676.7 | 35438.7 | 36694.4 | 1.6616 | 5729.15 | 10235.6 | 0.63494 | 14507.3 | 4236.54 | 7352.64
3234 | 0.66464 | 884.295 | 0.17342 | 40053.4 | 0.38638 | 40053.4 | 0.10848 | 23348.4 | 0.77661 | 20755.3 | 23348.4 | 30010.7 | 0.78975 | 3543.56 | 0 | 1.0177 | 11140.9 | 25027.4 | 30924
3235 | 0.09153 | 0 | 0.006454 | 40053.4 | 0.075127 | 7951.55 | 0.023107 | 16970.5 | 0.12626 | 14752.7 | 16970.5 | 39253.5 | 0.16866 | 6916.61 | 0 | 0.24628 | 5493.65 | 36250.6 | 30926.1
3236 | 0 | 0 | 0 | 40053.4 | 0 | 0 | 0 | 14824.8 | 0 | 38332.1 | 14824.8 | 38580.2 | 0 | 9084.25 | 0 | 0.02526 | 5157.07 | 34125.3 | 36703.1
3237 | 0 | 1618.23 | 0 | 37640.2 | 0 | 0 | 0 | 18359.9 | 0 | 37883.1 | 18359.9 | 10734.8 | 0 | 12428.4 | 0 | 0 | 5448.09 | 35672.9 | 31349.7
3238 | 0 | 1618.32 | 0 | 37672.1 | 0 | 0 | 0 | 15034.7 | 0 | 38024.4 | 15034.7 | 0 | 0 | 21238.6 | 2885.72 | 0 | 5001.11 | 35493.5 | 30069.7
3239 | 0 | 10673.2 | 0 | 39474 | 0 | 10867 | 0 | 14222.1 | 0 | 38794 | 14222.1 | 0 | 0 | 22548.5 | 10217.8 | 0 | 1059.18 | 34901 | 15633.1
3240 | 0 | 19136.8 | 0 | 39585.5 | 0 | 23217.8 | 0 | 2734.44 | 0 | 37822.1 | 2734.44 | 0 | 0 | 17325.8 | 6984.66 | 0 | 983.824 | 34524.7 | 8361.74
3241 | 0 | 9554.69 | 0 | 39596.2 | 0 | 9790.41 | 0 | 9340.15 | 0 | 6346.7 | 9340.15 | 0 | 0 | 22794.4 | 5250.1 | 0 | 1152.13 | 27262.1 | 12022.7
3242 | 0 | 11116 | 0 | 39623.7 | 0 | 5443.73 | 0 | 0 | 0 | 7083.81 | 0 | 786.825 | 0 | 30850.1 | 6388.91 | 0 | 0 | 13498.6 | 39326.5
3243 | 0 | 15899.5 | 0 | 39688.5 | 0 | 3607.84 | 0 | 0 | 0 | 20550.5 | 0 | 1052.18 | 0 | 26613 | 6434.83 | 0 | 0 | 4116.46 | 40053.4
3244 | 0 | 14979.4 | 0 | 39681.2 | 0 | 15388.3 | 0 | 0 | 0 | 8344.52 | 0 | 3591.44 | 0 | 21868.8 | 7370.27 | 0 | 988.758 | 3239.72 | 40053.4
3245 | 0 | 13288.3 | 0 | 39857.7 | 0 | 241.644 | 0 | 0 | 0 | 18454.5 | 0 | 7980.24 | 0 | 13792.5 | 9608.55 | 0 | 1135 | 2134.7 | 40053.4
3246 | 0.10032 | 7851.79 | 0.091386 | 39687.9 | 0.25751 | 0 | 0.026317 | 0 | 0.050007 | 16776.1 | 0 | 4958.18 | 0.048033 | 10183 | 20095 | 0.12761 | 1254.57 | 1370.04 | 39361.6
3247 | 0.80674 | 4396.6 | 0.64531 | 39521.4 | 1.2516 | 0 | 0.14411 | 0 | 0.40314 | 11409.4 | 0 | 9474.51 | 0.42852 | 8283.95 | 12302.7 | 0.40569 | 787.774 | 0 | 36719.6
3248 | 1.9303 | 6102.92 | 1.7392 | 39253.7 | 2.3796 | 0 | 1.1886 | 0 | 1.3119 | 2314.93 | 0 | 6782.21 | 1.2505 | 4809 | 5586.96 | 0.76075 | 0 | 0 | 35789.6
3249 | 2.9323 | 5505.02 | 2.7685 | 38618.9 | 3.3028 | 0 | 1.4875 | 0 | 1.7603 | 368.397 | 0 | 22879.9 | 2.1901 | 2119.32 | 1885.64 | 1.6335 | 0 | 0 | 37047.8
3250 | 3.7085 | 10803.5 | 3.5602 | 38204.1 | 3.9592 | 0 | 1.9262 | 0 | 2.6197 | 97.2068 | 0 | 30851.7 | 2.8483 | 2610.29 | 2565.71 | 3.3111 | 0 | 0 | 39347.1
3251 | 4.2249 | 9072.1 | 4.0817 | 38309.4 | 4.3551 | 7425.34 | 1.1583 | 786.546 | 3.0192 | 3838.53 | 786.546 | 17881.6 | 3.2844 | 3463.88 | 3843.57 | 3.8459 | 0 | 0 | 39608.5
3252 | 3.7556 | 9360.73 | 4.3203 | 38555.4 | 4.4754 | 5792.79 | 0.85393 | 5440.58 | 3.1973 | 3266.09 | 5440.58 | 14584.8 | 3.3468 | 6582.28 | 7725.73 | 4.1509 | 0 | 0 | 39603.7
3253 | 3.8147 | 12829.1 | 3.4456 | 35743.5 | 4.3357 | 25813.7 | 1.0389 | 12458.4 | 3.2068 | 4699.14 | 12458.4 | 10835 | 2.6388 | 6605.26 | 7966.58 | 4.199 | 0 | 0 | 37459.3
3254 | 0.13223 | 12715.5 | 3.2675 | 28674.6 | 3.9496 | 31638.1 | 0.75135 | 8144.38 | 2.7148 | 8263.67 | 8144.38 | 7242.38 | 2.9507 | 9234.29 | 6974.12 | 4.0096 | 0 | 0 | 34162.8
3255 | 1.4931 | 12153.6 | 2.8365 | 22964.6 | 3.3435 | 27556.4 | 0.58203 | 16522.2 | 2.3843 | 9364.08 | 16522.2 | 7083.06 | 1.9072 | 14213.3 | 6118.13 | 3.5697 | 0 | 2742.18 | 22635.6
3256 | 1.6797 | 22385.2 | 2.1943 | 23181.2 | 2.4911 | 27203.9 | 0.88026 | 22372.9 | 1.2945 | 6094.88 | 22372.9 | 5885.33 | 1.1035 | 16466.2 | 6440.73 | 2.907 | 0 | 5339.83 | 16239.6
3257 | 0.93653 | 39183.6 | 1.7087 | 16857.6 | 1.4252 | 21201.1 | 0.85276 | 22148.5 | 1.6361 | 6191.43 | 22148.5 | 18572.9 | 0.39308 | 23106.7 | 8235.52 | 2.046 | 0 | 20614.1 | 5392.96
3258 | 0.14957 | 38819.9 | 0.65654 | 16497.6 | 0.3892 | 16488 | 0.43144 | 18638.8 | 0.4806 | 9668.46 | 18638.8 | 16162.9 | 0.034358 | 29203.9 | 9538.59 | 1.0488 | 0 | 37133.3 | 472.922
3259 | 0.035889 | 38278.3 | 0.098891 | 15891.7 | 0.050243 | 2276.73 | 0.13504 | 7662.51 | 0.15721 | 12182.8 | 7662.51 | 39832.7 | 0.058127 | 27022.8 | 16389.5 | 0.24973 | 0 | 37472.8 | 0
3260 | 0 | 37389.3 | 0 | 33770.1 | 0 | 15108.7 | 0 | 14475.4 | 0 | 14644.3 | 14475.4 | 8627.23 | 0 | 22878.1 | 33946.6 | 0.028013 | 0 | 38279.4 | 0
3261 | 0 | 25964.2 | 0 | 25742.5 | 0 | 10473.5 | 0 | 28130.8 | 0 | 26976.2 | 28130.8 | 0 | 0 | 18443.3 | 35047.7 | 0 | 507.715 | 38711.6 | 16664.9
3262 | 0 | 26694.7 | 0 | 13192.7 | 0 | 6829.03 | 0 | 33461.1 | 0 | 29291.5 | 33461.1 | 2470.88 | 0 | 33226.6 | 36401.8 | 0 | 3498.81 | 38735.6 | 28468.8
3263 | 0 | 4416.88 | 0 | 13469.7 | 0 | 2238.09 | 0 | 36265.4 | 0 | 1767.84 | 36265.4 | 974.417 | 0 | 25584.1 | 38849.1 | 0 | 5493.54 | 38343.7 | 39889.6
3264 | 0 | 0 | 0 | 3840.94 | 0 | 0 | 0 | 31839.2 | 0 | 1370.68 | 31839.2 | 3942.71 | 0 | 23335.2 | 37657.9 | 0 | 8697.12 | 37323.3 | 40053.4
3265 | 0 | 24640.1 | 0 | 2877.83 | 0 | 3066.5 | 0 | 32290.8 | 0 | 0 | 32290.8 | 563.582 | 0 | 22150.7 | 36751.3 | 0 | 15193 | 36633.5 | 40053.4
3266 | 0 | 31803.8 | 0 | 9560.8 | 0 | 0 | 0 | 9502.09 | 0 | 0 | 9502.09 | 0 | 0 | 17420.5 | 38795.7 | 0 | 19406.5 | 35004 | 40053.4
3267 | 0 | 34024.9 | 0 | 9466.65 | 0 | 0 | 0 | 7374.09 | 0 | 0 | 7374.09 | 0 | 0 | 21310.4 | 34811.3 | 0 | 26911.6 | 33712.4 | 40053.4
3268 | 0 | 10526.6 | 0 | 2191.22 | 0 | 951.225 | 0 | 4210.97 | 0 | 0 | 4210.97 | 0 | 0 | 26644.2 | 34810.6 | 0 | 35398.5 | 34532.3 | 40053.4
3269 | 0 | 4721.05 | 0 | 8947.1 | 0 | 0 | 0 | 8632 | 0 | 0 | 8632 | 0 | 0 | 23543.6 | 26397.7 | 0 | 37923.9 | 28789.2 | 39820.9
3270 | 0.10848 | 4700.59 | 0.066763 | 7115.52 | 0.2483 | 0 | 0.10752 | 2951.41 | 0.022017 | 0 | 2951.41 | 0 | 0.024512 | 27199.7 | 25078.3 | 0.11997 | 39317.5 | 22191.9 | 34394.8
3271 | 0.81796 | 4509.78 | 0.35713 | 5629.17 | 1.2087 | 0 | 0.10579 | 3896.96 | 0.34358 | 0 | 3896.96 | 0 | 0.050414 | 32947.1 | 19319.5 | 0.6165 | 39293.9 | 6477.46 | 38001.7
3272 | 1.9392 | 0 | 0.67891 | 2777.1 | 2.2954 | 0 | 0.62262 | 0 | 1.2954 | 0 | 0 | 0 | 0.24102 | 34915.1 | 15576.1 | 1.6461 | 39684.2 | 449.925 | 39600.4
3273 | 2.9521 | 0 | 2.6933 | 2070.29 | 3.1992 | 0 | 1.0945 | 326.949 | 2.1555 | 0 | 326.949 | 0 | 1.0902 | 36458.2 | 16425 | 2.6428 | 40053.4 | 0 | 39514.3
3274 | 3.6978 | 11270.4 | 3.4615 | 5111 | 3.8553 | 0 | 2.8016 | 0 | 2.8449 | 0 | 0 | 0 | 1.2053 | 39495.8 | 16323.6 | 3.4846 | 40053.4 | 0 | 39609.7
3275 | 3.6222 | 9949.02 | 1.0121 | 13652.7 | 4.2611 | 0 | 2.2912 | 0 | 3.3322 | 0 | 0 | 0 | 1.8768 | 39696 | 18760.7 | 4.0473 | 40053.4 | 0 | 39663.5
3276 | 4.0046 | 1316.88 | 4.2524 | 15514.7 | 4.4125 | 0 | 2.6602 | 0 | 3.5883 | 0 | 0 | 0 | 1.9373 | 39483 | 22213.5 | 4.3278 | 40053.4 | 0 | 39450.8
3277 | 4.4835 | 17400 | 0.34366 | 17870.1 | 4.303 | 0 | 1.6963 | 0 | 3.6238 | 0 | 0 | 0 | 1.7486 | 37276.7 | 17237.5 | 3.5977 | 40053.4 | 0 | 37458.5
3278 | 3.4861 | 15039.6 | 0.68277 | 23196 | 3.9392 | 0 | 3.176 | 0 | 3.4183 | 0 | 0 | 0 | 1.2234 | 37866 | 19965.7 | 2.2874 | 40053.4 | 0 | 37770.5
3279 | 2.937 | 0 | 3.1711 | 18394.2 | 3.324 | 30284.4 | 0.82578 | 0 | 2.4495 | 0 | 0 | 0 | 2.1966 | 38323.6 | 18004.3 | 2.9949 | 40053.4 | 0 | 36886.4
3280 | 2.3551 | 40053.4 | 1.8708 | 14146.6 | 2.4639 | 1994.67 | 1.6682 | 0 | 2.4276 | 0 | 0 | 0 | 2.6046 | 38407.3 | 20322.1 | 1.9544 | 40053.4 | 969.394 | 37471.4
3281 | 1.5151 | 40053.4 | 1.5498 | 13644.9 | 1.4035 | 8432.8 | 1.6062 | 0 | 1.225 | 0 | 0 | 37808.5 | 1.7609 | 38728.3 | 22015.9 | 2.0638 | 40053.4 | 10378.8 | 23762.3
3282 | 0.7043 | 40053.4 | 0.37924 | 15495 | 0.38629 | 4663.02 | 0.50673 | 929.254 | 0.70829 | 0 | 929.254 | 0 | 0.59487 | 37891.5 | 20755.8 | 1.0662 | 40053.4 | 30167.1 | 7804.52
3283 | 0.12578 | 40053.4 | 0.097832 | 16963 | 0.043071 | 2647.94 | 0.017034 | 5184.95 | 0.16138 | 22300.8 | 5184.95 | 0 | 0.17215 | 38202.8 | 15631.8 | 0.26333 | 40053.4 | 33284.8 | 0
3284 | 0 | 39448.5 | 0 | 31977.6 | 0 | 3348.46 | 0 | 5451.52 | 0 | 0 | 5451.52 | 767.337 | 0 | 33764.5 | 13797.7 | 0.030684 | 40053.4 | 38064.8 | 1212.43
3285 | 0 | 40053.4 | 0 | 37075.2 | 0 | 9265.38 | 0 | 5644.99 | 0 | 106.32 | 5644.99 | 810.496 | 0 | 24910.7 | 22779 | 0 | 40053.4 | 39282.2 | 6471.18
3286 | 0 | 40053.4 | 0 | 39510.9 | 0 | 5837.66 | 0 | 5592.43 | 0 | 32372.7 | 5592.43 | 0 | 0 | 15433.8 | 16863.4 | 0 | 40053.4 | 39999 | 37001.9
3287 | 0 | 40053.4 | 0 | 39433.5 | 0 | 1675.1 | 0 | 5133.6 | 0 | 24750 | 5133.6 | 0 | 0 | 5668.71 | 19295.5 | 0 | 40053.4 | 39663.2 | 40053.4
3288 | 0 | 40053.4 | 0 | 39929.2 | 0 | 8549.85 | 0 | 5055.84 | 0 | 1950.43 | 5055.84 | 0 | 0 | 602.396 | 19795.6 | 0 | 40053.4 | 39573.4 | 40053.4
3289 | 0 | 40053.4 | 0 | 39411.7 | 0 | 1064.14 | 0 | 3440.29 | 0 | 11136 | 3440.29 | 0 | 0 | 8930.01 | 16832.1 | 0 | 40053.4 | 39269.9 | 40053.4
3290 | 0 | 40053.4 | 0 | 39632.3 | 0 | 0 | 0 | 2773.57 | 0 | 4461.99 | 2773.57 | 0 | 0 | 30501.1 | 13305.9 | 0 | 40053.4 | 38840.3 | 40053.4
3291 | 0 | 40053.4 | 0 | 38647 | 0 | 3236.39 | 0 | 1401.37 | 0 | 7833.79 | 1401.37 | 0 | 0 | 30730.5 | 6739.41 | 0 | 40053.4 | 37448 | 40053.4
3292 | 0 | 40053.4 | 0 | 35350 | 0 | 0 | 0 | 2162.34 | 0 | 3444.67 | 2162.34 | 0 | 0 | 20153.4 | 12815 | 0 | 40053.4 | 33808.9 | 40053.4
3293 | 0 | 40053.4 | 0 | 32877.5 | 0 | 0 | 0 | 3007.5 | 0 | 0 | 3007.5 | 0 | 0 | 11521.6 | 7016.21 | 0 | 40053.4 | 15621 | 39904.7
3294 | 0.14626 | 40053.4 | 0.082311 | 28838.3 | 0.25945 | 0 | 0.12914 | 2055.14 | 0.046269 | 4300.99 | 2055.14 | 836.637 | 0.028591 | 8193.82 | 9602.45 | 0.1146 | 40053.4 | 3462.26 | 34240.1
3295 | 0.69629 | 40053.4 | 0.63617 | 24101.2 | 1.196 | 0 | 0.67441 | 2238.35 | 0.37269 | 5695.07 | 2238.35 | 0 | 0.32853 | 4993.89 | 15385.6 | 0.68399 | 40053.4 | 0 | 37105.2
3296 | 0.85304 | 40053.4 | 1.699 | 15816.1 | 2.27 | 0 | 1.6101 | 0 | 1.2813 | 0 | 0 | 0 | 0.36945 | 604.701 | 9502.98 | 1.4513 | 40053.4 | 1025.18 | 38248.8
3297 | 1.6536 | 39611.2 | 2.6915 | 6372.14 | 3.1681 | 0 | 2.5121 | 566.624 | 1.5044 | 0 | 566.624 | 0 | 0.58075 | 0 | 1527.61 | 2.2507 | 40053.4 | 0 | 37451.5
3298 | 1.9413 | 39395.8 | 3.444 | 1488.04 | 3.8322 | 1941.81 | 2.0902 | 1630.59 | 1.637 | 1098.94 | 1630.59 | 0 | 0.68498 | 0 | 340.456 | 2.9993 | 40053.4 | 0 | 36366.2
3299 | 0.62783 | 38242.2 | 3.9523 | 1973.18 | 4.2339 | 4323.85 | 3.7179 | 2993.39 | 2.1399 | 956.991 | 2993.39 | 1085.79 | 0.34654 | 0 | 2453.52 | 3.9364 | 40053.4 | 0 | 33104
3300 | 0.23516 | 34788.9 | 4.2004 | 825.38 | 4.3616 | 7234.9 | 2.5261 | 4830.63 | 2.6502 | 54.7361 | 4830.63 | 4320.16 | 0.60685 | 569.265 | 2498.58 | 3.697 | 40053.4 | 0 | 36086.7
3301 | 0.78319 | 28888.8 | 4.1983 | 1690.1 | 4.2415 | 7479.7 | 2.8987 | 2256.03 | 2.8714 | 0 | 2256.03 | 7596.92 | 0.45965 | 7066.38 | 5442.52 | 4.2403 | 40053.4 | 0 | 31496.5
3302 | 1.4426 | 8919.48 | 3.939 | 5586.14 | 3.6104 | 9864.54 | 1.6684 | 5221.1 | 2.3625 | 642.328 | 5221.1 | 5530.81 | 0.45233 | 16679.9 | 20881.6 | 3.0725 | 39907.2 | 0 | 29409.4
3303 | 0.77253 | 8585.88 | 3.4361 | 7377.93 | 2.8829 | 7489.51 | 2.9956 | 3247.33 | 1.7213 | 1917.77 | 3247.33 | 720.162 | 0.31283 | 24676 | 0 | 1.1839 | 39467 | 0 | 29735.5
3304 | 1.5157 | 10823 | 2.3268 | 3098.24 | 2.0272 | 17209.7 | 2.3773 | 6783.12 | 1.1295 | 0 | 6783.12 | 3914.04 | 0.81815 | 22635.3 | 6922.77 | 0.51426 | 39377 | 1450.91 | 24055.5
3305 | 0.05545 | 6074.03 | 1.7117 | 615.34 | 1.2582 | 4470.92 | 0.79072 | 9315 | 0.8021 | 17457.6 | 9315 | 28268 | 0.58571 | 16019.7 | 9632.11 | 0.36564 | 39240.3 | 11730.4 | 18397.5
3306 | 0.21352 | 6180.15 | 0.65321 | 145.959 | 0.41948 | 4294.41 | 0.33365 | 18270.2 | 0.35313 | 4697.56 | 18270.2 | 0 | 0.035692 | 15593 | 12706.6 | 0.042601 | 39055.2 | 32200.1 | 13079.3
3307 | 0.055923 | 6077.92 | 0.10173 | 0 | 0.067532 | 1989.98 | 0.16612 | 11729.5 | 0.11919 | 2748.53 | 11729.5 | 4411.43 | 0 | 17339.9 | 4799.42 | 0.28572 | 38295.5 | 35333.1 | 3415.88
3308 | 0 | 3477.33 | 0 | 9931.97 | 0 | 0 | 0 | 4060.79 | 0 | 1484.69 | 4060.79 | 7711.75 | 0 | 18547.6 | 0 | 0.033618 | 36397.1 | 36957 | 1304.49
3309 | 0 | 3891.16 | 0 | 32755.9 | 0 | 711.28 | 0 | 2587.32 | 0 | 4155.89 | 2587.32 | 5375.82 | 0 | 19754.3 | 19867.3 | 0 | 37990.4 | 37481.3 | 1007.38
3310 | 0 | 1797.09 | 0 | 34992.4 | 0 | 1487.37 | 0 | 3997.44 | 0 | 0 | 3997.44 | 6417.45 | 0 | 15027.6 | 13972.8 | 0 | 38999.5 | 38202.9 | 17433.2
3311 | 0 | 1771.78 | 0 | 38122.2 | 0 | 7958.62 | 0 | 3828.36 | 0 | 5009.69 | 3828.36 | 0 | 0 | 7969.93 | 4340.41 | 0 | 39367.3 | 36785.8 | 31115.6
3312 | 0 | 5596.41 | 0 | 35622.3 | 0 | 10875.8 | 0 | 495.022 | 0 | 23.0039 | 495.022 | 0 | 0 | 6162.1 | 8506.28 | 0 | 39486.2 | 34398.1 | 30199.6
3313 | 0 | 8063.04 | 0 | 27346.3 | 0 | 4666.11 | 0 | 2046.83 | 0 | 377.238 | 2046.83 | 3631.76 | 0 | 4717.66 | 13419.6 | 0 | 39361.8 | 31580.9 | 28339.7
3314 | 0 | 25877.5 | 0 | 26817.9 | 0 | 0 | 0 | 4257.84 | 0 | 5023.5 | 4257.84 | 2608.49 | 0 | 4587.99 | 15742.8 | 0 | 38155.2 | 36976.3 | 23731.6
3315 | 0 | 23600.4 | 0 | 30722.9 | 0 | 0 | 0 | 3686.65 | 0 | 7787.99 | 3686.65 | 2575.17 | 0 | 4506.7 | 15039.9 | 0 | 37358.3 | 36593.8 | 34496.4
3316 | 0 | 19380.5 | 0 | 31158.9 | 0 | 3037.15 | 0 | 4118.87 | 0 | 6411.36 | 4118.87 | 876.978 | 0 | 1092.58 | 23863.1 | 0 | 36843.8 | 34089.7 | 38084.3
3317 | 0 | 14675.9 | 0 | 32153.4 | 0 | 0 | 0 | 3351.95 | 0 | 1450.93 | 3351.95 | 1066.39 | 0 | 0 | 17313.3 | 0 | 33972.9 | 36209.5 | 37200.9
3318 | 0.14456 | 6788.69 | 0.085298 | 22742.5 | 0.26548 | 0 | 0.10833 | 6349.71 | 0.015081 | 1659.54 | 6349.71 | 1457.33 | 0.065657 | 0 | 20939.6 | 0.14223 | 29683.2 | 37419.9 | 35695.6
3319 | 0.73708 | 2134.57 | 0.64187 | 12511.7 | 0.89069 | 0 | 0.66255 | 3552.22 | 0.30867 | 4527.59 | 3552.22 | 279.413 | 0.55522 | 0 | 10460.7 | 0.21542 | 25579.6 | 27344.8 | 35458.9
3320 | 1.2331 | 1149.66 | 1.6965 | 13548.4 | 2.1242 | 5101.91 | 1.6159 | 1154.46 | 0.23524 | 1244.03 | 1154.46 | 560.443 | 1.5342 | 0 | 5843.48 | 0.32693 | 24998.6 | 7745.45 | 29240.2
3321 | 2.54 | 1178.09 | 2.6654 | 10663 | 1.9391 | 2994.67 | 2.5037 | 2163.89 | 1.4318 | 529.367 | 2163.89 | 1062.62 | 2.4747 | 0 | 7611.12 | 0.5067 | 27429.2 | 68.2457 | 26137.4
3322 | 3.6476 | 3439.73 | 3.4184 | 15929.9 | 2.1071 | 11474.3 | 3.1891 | 1851.78 | 0.52661 | 967.394 | 1851.78 | 1392.06 | 3.1816 | 0 | 6462.55 | 2.1406 | 35955.8 | 0 | 19416.9
3323 | 4.3583 | 2530.78 | 3.9162 | 10814.8 | 3.6101 | 12720.1 | 3.6391 | 2765.89 | 2.3959 | 852.706 | 2765.89 | 3434.5 | 3.6564 | 0 | 7329.68 | 1.6517 | 38295.3 | 0 | 12442.9
3324 | 3.9562 | 1987.37 | 4.1492 | 14085.2 | 2.6055 | 13797 | 1.7091 | 2274.65 | 2.4211 | 909.82 | 2274.65 | 2752.53 | 3.8936 | 0 | 9157.01 | 3.0069 | 37387.3 | 0 | 13308.4
3325 | 3.6008 | 2044.47 | 4.1381 | 11552.7 | 1.4376 | 8130.29 | 1.4835 | 3225.62 | 3.2168 | 727.538 | 3225.62 | 2129.66 | 3.5934 | 0 | 7001.75 | 4.0429 | 38486 | 0 | 6763.6
3326 | 3.9508 | 0 | 3.874 | 9049.05 | 1.9442 | 5888.45 | 2.4589 | 6191.4 | 1.5954 | 2141.42 | 6191.4 | 2576.81 | 3.7395 | 0 | 5697.72 | 3.8461 | 38122.5 | 0 | 9054.56
3327 | 1.9615 | 326.185 | 3.3898 | 11168 | 3.0832 | 636.21 | 3.0048 | 6108.85 | 1.6526 | 20681.6 | 6108.85 | 1470.53 | 3.3412 | 0 | 20342.1 | 3.4335 | 37198.5 | 0 | 5984.82
3328 | 0.42612 | 1302.62 | 2.6431 | 14916.1 | 2.0645 | 29612.3 | 1.6035 | 4946.78 | 0.84312 | 15947.2 | 4946.78 | 2651.19 | 2.7161 | 0 | 4426.87 | 2.8386 | 37090.3 | 1270.51 | 1852.53
3329 | 0.094149 | 2127.42 | 1.6796 | 23660.3 | 0.88304 | 8559.58 | 0.91861 | 8300.59 | 1.318 | 5168.75 | 8300.59 | 3458.28 | 1.8483 | 0 | 9966.2 | 2.0108 | 28993 | 11785.6 | 0
3330 | 0.37768 | 5367.77 | 0.57723 | 38084.9 | 0.30139 | 26713.4 | 0.8684 | 11577.7 | 0.50169 | 6745.91 | 11577.7 | 2317.14 | 0.86109 | 0 | 32432.1 | 1.0513 | 18019.6 | 32835.7 | 0
3331 | 0.10272 | 10521.2 | 0.088472 | 40053.4 | 0.031281 | 5358.87 | 0.17098 | 9819.53 | 0.1195 | 5905.02 | 9819.53 | 1978.4 | 0.17591 | 0 | 5126.35 | 0.26321 | 10118.8 | 30860 | 0
3332 | 0 | 12844.9 | 0 | 40053.4 | 0 | 0 | 0 | 10196.3 | 0 | 10474.7 | 10196.3 | 3558.81 | 0 | 0 | 16736.7 | 0.035706 | 12057.3 | 36204.7 | 1010.93
3333 | 0 | 10881.2 | 0 | 40053.4 | 0 | 7715.69 | 0 | 13282.9 | 0 | 6416.8 | 13282.9 | 6917.63 | 0 | 495.988 | 16428.4 | 0 | 14492.7 | 36843.3 | 5111.82
3334 | 0 | 12365.4 | 0 | 40053.4 | 0 | 7166.39 | 0 | 10267.7 | 0 | 841.172 | 10267.7 | 0 | 0 | 609.436 | 11104 | 0 | 20552.9 | 38399 | 16183.7
3335 | 0 | 26196.9 | 0 | 39954.4 | 0 | 31752.2 | 0 | 7176.98 | 0 | 9608.84 | 7176.98 | 878.718 | 0 | 0 | 15855.4 | 0 | 20959.9 | 37100.1 | 11236.7
3336 | 0 | 21585.5 | 0 | 40053.4 | 0 | 10103.2 | 0 | 1102.29 | 0 | 8587.43 | 1102.29 | 3023.2 | 0 | 0 | 18182.7 | 0 | 20771.8 | 34172.8 | 12139.6
3337 | 0 | 23026.4 | 0 | 40053.4 | 0 | 9390.17 | 0 | 1863.06 | 0 | 9727.53 | 1863.06 | 38.354 | 0 | 0 | 30991.3 | 0 | 19038.7 | 34353.2 | 17660.6
3338 | 0 | 19453.4 | 0 | 40053.4 | 0 | 4279.74 | 0 | 1030.58 | 0 | 6663.79 | 1030.58 | 1106.91 | 0 | 0 | 12109.2 | 0 | 23023.2 | 31934.7 | 19158.5
3339 | 0 | 18268.4 | 0 | 40053.4 | 0 | 2024.47 | 0 | 2851.11 | 0 | 4900.82 | 2851.11 | 0 | 0 | 730.28 | 11432.9 | 0 | 23750.9 | 22828.6 | 25884.9
3340 | 0 | 23479.2 | 0 | 39969.1 | 0 | 8251.68 | 0 | 3443.02 | 0 | 6809.75 | 3443.02 | 0 | 0 | 906.158 | 9560.03 | 0 | 24979.3 | 18848.6 | 24288.1
3341 | 0 | 39180.7 | 0 | 39985.1 | 0 | 1466.84 | 0 | 5772.93 | 0 | 7803.28 | 5772.93 | 0 | 0 | 1208.29 | 11760.1 | 0 | 29722.3 | 15139.3 | 11409.8
3342 | 0.10431 | 39594.4 | 0.084437 | 39851.7 | 0.2985 | 3814.39 | 0.073441 | 4929.81 | 0 | 8450.88 | 4929.81 | 684.77 | 0.010728 | 1258.54 | 15243.2 | 0.11585 | 33475.1 | 11831.2 | 3810
3343 | 0.86286 | 39957.9 | 0.62469 | 39703.2 | 1.165 | 1156.16 | 0.53594 | 4669.44 | 0.22129 | 4882.28 | 4669.44 | 0 | 0.55394 | 3356.65 | 20605.2 | 0.13123 | 32059.4 | 10400.2 | 3765.48
3344 | 2.0449 | 38212.1 | 1.6658 | 39421.8 | 2.2039 | 6714.28 | 1.2395 | 2051.35 | 0.28233 | 2156.62 | 2051.35 | 0 | 1.2981 | 3379.07 | 8305.72 | 0.41325 | 36948.5 | 7316.82 | 1020.93
3345 | 3.0802 | 38606.3 | 2.6213 | 32852 | 3.105 | 17233.2 | 1.768 | 1967.73 | 1.5868 | 0 | 1967.73 | 0 | 1.6285 | 3753.57 | 14938.7 | 0.6944 | 37779.4 | 2513.69 | 2474.21
3346 | 3.8563 | 38144.6 | 3.3577 | 21302.7 | 3.7646 | 14429.5 | 2.2415 | 1075.48 | 0.87237 | 0 | 1075.48 | 0 | 2.5888 | 2606.24 | 13887.1 | 2.4496 | 35712.6 | 5550.05 | 3385.17
3347 | 4.3494 | 24324 | 3.845 | 8717.26 | 3.3492 | 10015.1 | 1.9091 | 292.03 | 1.2345 | 0 | 292.03 | 0 | 3.5027 | 0 | 18748.4 | 0.90973 | 26615.1 | 7596.78 | 3223.35
3348 | 4.5747 | 31612.5 | 4.0426 | 3095.89 | 3.5027 | 7772.38 | 1.7143 | 0 | 2.704 | 0 | 0 | 0 | 3.7305 | 0 | 8032.24 | 0.84311 | 21348.5 | 10274.2 | 1316.63
3349 | 4.5348 | 32937.8 | 3.9869 | 6974.08 | 3.7435 | 5384.44 | 3.3021 | 0 | 2.5495 | 0 | 0 | 0 | 3.7762 | 0 | 2332.2 | 3.1872 | 15961.5 | 8337.76 | 0
3350 | 4.2328 | 30053.6 | 3.6736 | 6026.38 | 3.1046 | 3904.05 | 3.1943 | 600.636 | 1.9225 | 0 | 600.636 | 1131.29 | 3.5791 | 947.699 | 0 | 3.2582 | 8084.51 | 8168.23 | 0
3351 | 3.6714 | 24385.3 | 3.1857 | 2952.17 | 2.4964 | 4065.19 | 1.4998 | 6.7018 | 1.9089 | 0 | 6.7018 | 517.964 | 3.1993 | 2419.25 | 0 | 3.2148 | 3999.31 | 16384.4 | 0
3352 | 2.8773 | 25603.3 | 2.5335 | 2803.07 | 2.3287 | 2464.58 | 1.2619 | 0 | 1.0278 | 0 | 0 | 0 | 2.5887 | 3502.44 | 0 | 3.0188 | 2240.28 | 20352.8 | 587.904
3353 | 1.8641 | 22138.6 | 1.5254 | 4339.98 | 1.2438 | 810.83 | 0.39466 | 0 | 1.2907 | 4805.46 | 0 | 4215.2 | 1.7612 | 1830.1 | 0 | 2.2125 | 2915.01 | 30984.5 | 8159.88
3354 | 0.76853 | 9950.45 | 0.58603 | 4194.38 | 0.35374 | 185.643 | 0.1633 | 3416.95 | 0.70849 | 0 | 3416.95 | 0 | 0.82468 | 2185.73 | 0 | 1.1566 | 3587.2 | 37541.4 | 26094.9
3355 | 0.1106 | 3154.95 | 0.094746 | 3816.66 | 0.056682 | 310.9 | 0.038097 | 13505.4 | 0.18123 | 7411.82 | 13505.4 | 0 | 0.16377 | 1241.77 | 8887.47 | 0.26571 | 1866.31 | 38045.2 | 35029.4
3356 | 0 | 2824.47 | 0 | 5263.78 | 0 | 618.741 | 0 | 15056.1 | 0 | 5351.28 | 15056.1 | 0 | 0 | 1274.26 | 22442.7 | 0.039512 | 1695.23 | 39452.3 | 38112.4
3357 | 0 | 989.933 | 0 | 1151.87 | 0 | 0 | 0 | 11916.3 | 0 | 0 | 11916.3 | 0 | 0 | 1231.89 | 28573.4 | 0 | 1496.74 | 39821.2 | 36376.6
3358 | 0 | 0 | 0 | 0 | 0 | 0 | 0 | 18944.5 | 0 | 0 | 18944.5 | 0 | 0 | 1731.79 | 23976.1 | 0 | 2050.49 | 40053.4 | 38233
3359 | 0 | 0 | 0 | 0 | 0 | 0 | 0 | 22549.9 | 0 | 948.305 | 22549.9 | 0 | 0 | 0 | 22900.3 | 0 | 1782.97 | 39742.6 | 36836.8
3360 | 0 | 0 | 0 | 0 | 0 | 0 | 0 | 18460.3 | 0 | 2360.09 | 18460.3 | 0 | 0 | 0 | 21569.1 | 0 | 5561.82 | 39791.7 | 38680.9
3361 | 0 | 392.933 | 0 | 156.342 | 0 | 4966.66 | 0 | 10769.7 | 0 | 14630.8 | 10769.7 | 0 | 0 | 0 | 22873.3 | 0 | 6258.32 | 40053.4 | 38869.5
3362 | 0 | 4366.62 | 0 | 2040.07 | 0 | 11328.1 | 0 | 12922.8 | 0 | 8423.92 | 12922.8 | 0 | 0 | 437.178 | 28118.8 | 0 | 6263.34 | 40053.4 | 35815.6
3363 | 0 | 7580.58 | 0 | 0 | 0 | 14421.7 | 0 | 9252.85 | 0 | 3089.2 | 9252.85 | 0 | 0 | 3990.82 | 25717.7 | 0 | 7081.6 | 39963.7 | 32680.2
3364 | 0 | 9252.87 | 0 | 0 | 0 | 14427.9 | 0 | 557.364 | 0 | 2085.49 | 557.364 | 0 | 0 | 11109.9 | 20126.8 | 0 | 4102.03 | 39657.5 | 26976.8
3365 | 0 | 8095.75 | 0 | 0 | 0 | 5310.25 | 0 | 1460.3 | 0 | 0 | 1460.3 | 0 | 0 | 8325.19 | 13806.6 | 0 | 2990.98 | 40047.9 | 15333.8
3366 | 0.10924 | 7173.22 | 0 | 0 | 0.28586 | 1990.35 | 0.044146 | 0 | 0.01501 | 1172.81 | 0 | 0 | 0.074388 | 11676.2 | 16966 | 0.11095 | 2019.74 | 40053.4 | 7199.64
3367 | 0.82768 | 6728.33 | 0.5712 | 0 | 0.95506 | 2416.73 | 0.088098 | 0 | 0.11171 | 1555.76 | 0 | 0 | 0.42162 | 8637.97 | 23229.6 | 0.73384 | 6436.08 | 40053.4 | 2688.2
3368 | 1.9236 | 3361.15 | 1.65 | 582.286 | 1.8319 | 6583.5 | 0.079489 | 1794.11 | 0.84206 | 0 | 1794.11 | 0 | 1.3954 | 4556.1 | 15651.3 | 1.5204 | 3809.55 | 39340.5 | 0
3369 | 2.862 | 3865.65 | 2.6704 | 6713.21 | 2.4548 | 6563.4 | 0.39434 | 0 | 1.8397 | 0 | 0 | 0 | 2.2511 | 1817.98 | 10467.5 | 2.4017 | 3983.08 | 33404.3 | 0
3370 | 3.5512 | 1518.26 | 3.4746 | 5998.14 | 2.7129 | 36941.2 | 0.67756 | 0 | 1.8923 | 0 | 0 | 0 | 2.9294 | 1058.08 | 9815.6 | 2.5839 | 4486.96 | 21879.9 | 849.113
3371 | 4.0278 | 2672.44 | 4.0316 | 5104.59 | 3.2171 | 36141.5 | 0.74547 | 0 | 2.2111 | 0 | 0 | 0 | 3.3627 | 0 | 12997.4 | 2.388 | 4487.68 | 9365.27 | 181.975
3372 | 4.2998 | 5752.08 | 4.3263 | 2309.32 | 3.4586 | 38262.2 | 1.5007 | 0 | 3.5471 | 110.117 | 0 | 0 | 3.6112 | 0 | 18668.3 | 3.697 | 11309.7 | 11576.6 | 0
3373 | 3.3016 | 8453.07 | 3.9174 | 0 | 3.6528 | 36156.4 | 1.1067 | 101.682 | 3.6024 | 0 | 101.682 | 0 | 3.6349 | 0 | 13315.4 | 2.271 | 29734.5 | 9696.75 | 0
3374 | 2.3224 | 10475 | 3.7041 | 920.388 | 3.484 | 33399.2 | 0.78351 | 1162.88 | 1.9968 | 0 | 1162.88 | 0 | 3.3721 | 0 | 16150.8 | 3.1605 | 35740.9 | 11749.2 | 0
3375 | 2.6614 | 11495.1 | 3.5792 | 966.094 | 2.9278 | 38978.1 | 1.9158 | 4454.17 | 3.0371 | 3572.53 | 4454.17 | 6497.44 | 2.9818 | 1566.88 | 20605.8 | 2.1217 | 36809.7 | 13557.9 | 0
3376 | 1.0592 | 14737.8 | 2.7987 | 1335.06 | 1.7673 | 39648.3 | 0.48297 | 29701.6 | 1.8225 | 0 | 29701.6 | 1807.51 | 2.3954 | 7828.29 | 14148.4 | 1.6891 | 34247.7 | 19372 | 0
3377 | 0.038892 | 26382.8 | 1.7741 | 730.727 | 0.030289 | 39423.7 | 0.44689 | 39363.3 | 1.0388 | 0 | 39363.3 | 0 | 1.3958 | 11069.5 | 12718.7 | 1.6645 | 22759.8 | 34642.6 | 7651.92
3378 | 0.66788 | 19273.6 | 0.67702 | 2676.75 | 0.40991 | 39166.9 | 0.52261 | 17204.5 | 0.78025 | 2920.85 | 17204.5 | 0 | 0.80719 | 9932.19 | 15598.2 | 0.70195 | 10887.5 | 39512.3 | 26801.1
3379 | 0.1424 | 14169.9 | 0.10218 | 6449.18 | 0.080952 | 38287.5 | 0.15813 | 0 | 0.17907 | 11358.8 | 0 | 1962.19 | 0.18053 | 11212.8 | 28070.8 | 0.28309 | 1731.48 | 40033.6 | 27841
3380 | 0 | 3767.25 | 0 | 14344.5 | 0 | 35940.6 | 0 | 3805.88 | 0 | 5859.48 | 3805.88 | 954.359 | 0 | 6892.99 | 14276.4 | 0.044801 | 0 | 40053.4 | 34600.4
3381 | 0 | 2784.9 | 0 | 22245.4 | 0 | 19416.3 | 0 | 0 | 0 | 28487.3 | 0 | 3631.18 | 0 | 4049.57 | 12821.4 | 0 | 0 | 40053.4 | 37965.4
3382 | 0 | 11976.2 | 0 | 15642.7 | 0 | 15859 | 0 | 176.813 | 0 | 0 | 176.813 | 982.656 | 0 | 11112.5 | 13414.5 | 0 | 0 | 40053.4 | 38552.5
3383 | 0 | 15193.5 | 0 | 22571.8 | 0 | 5051.16 | 0 | 1884.43 | 0 | 15836.7 | 1884.43 | 0 | 0 | 9728.25 | 10513.1 | 0 | 0 | 40053.4 | 36820.6
3384 | 0 | 31440.4 | 0 | 25416.6 | 0 | 1166.3 | 0 | 8051.93 | 0 | 16399.7 | 8051.93 | 0 | 0 | 6812.51 | 20699.7 | 0 | 0 | 39745 | 34777.9
3385 | 0 | 29044.9 | 0 | 36134.6 | 0 | 0 | 0 | 175.269 | 0 | 10753.2 | 175.269 | 0 | 0 | 6863.36 | 20409 | 0 | 62.9499 | 39516.5 | 27884.4
3386 | 0 | 12529.7 | 0 | 37049.7 | 0 | 0 | 0 | 0 | 0 | 5382.28 | 0 | 0 | 0 | 4208.39 | 16336.6 | 0 | 856.365 | 39083.8 | 25453.5
3387 | 0 | 17308 | 0 | 37230.6 | 0 | 888.403 | 0 | 5784.48 | 0 | 4171.6 | 5784.48 | 0 | 0 | 4083.15 | 17477.3 | 0 | 1023.81 | 35693 | 26303.9
3388 | 0 | 18370.5 | 0 | 31182.4 | 0 | 0 | 0 | 8561.96 | 0 | 1656.81 | 8561.96 | 0 | 0 | 7987.7 | 16229.2 | 0 | 3281.06 | 27991.9 | 25606.7
3389 | 0 | 10255.9 | 0 | 22021.7 | 0 | 0 | 0 | 4905.95 | 0 | 3816.07 | 4905.95 | 0 | 0 | 8012.15 | 17081.1 | 0 | 3628.6 | 26248.7 | 25614.4
3390 | 0.12972 | 6538.16 | 0.11583 | 17953.1 | 0.28616 | 0 | 0.1323 | 4986.83 | 0.041775 | 4232.64 | 4986.83 | 0 | 0.035083 | 9799.19 | 17530.3 | 0.12892 | 4400.74 | 24997 | 25447.3
3391 | 0.44182 | 3556.15 | 0.58157 | 14447.5 | 1.1748 | 0 | 0.49888 | 8156.59 | 0.46742 | 7363.92 | 8156.59 | 0 | 0.34671 | 8336.3 | 19062.5 | 0.71282 | 2362.39 | 29888.5 | 14929.6
3392 | 0.60003 | 4741.76 | 0.87966 | 16388.7 | 2.2196 | 0 | 1.5078 | 4714.64 | 1.3119 | 1328.51 | 4714.64 | 0 | 0.81846 | 11332.7 | 21094 | 1.6927 | 6117.73 | 18331.8 | 8778.87
3393 | 1.1462 | 2614.38 | 2.7157 | 15089.2 | 3.1023 | 0 | 2.3491 | 3151.54 | 2.1751 | 1117.27 | 3151.54 | 0 | 1.2832 | 15014.7 | 21802.9 | 2.6237 | 11799.3 | 6943.23 | 2971.59
3394 | 2.4986 | 4999.79 | 3.5306 | 12988.6 | 3.7616 | 2440.57 | 3.0168 | 1954.48 | 2.8775 | 469.069 | 1954.48 | 0 | 2.868 | 13083.9 | 27007.9 | 3.342 | 11340.9 | 0 | 0
3395 | 4.1217 | 6950.89 | 3.5586 | 9533.54 | 4.1562 | 6670.04 | 2.9611 | 1083.96 | 3.3997 | 2853.72 | 1083.96 | 0 | 3.3206 | 10923.7 | 30151.4 | 3.8576 | 12400.7 | 0 | 0
3396 | 4.3322 | 4991.13 | 1.1078 | 5148.69 | 1.7615 | 15750.2 | 3.1501 | 1863.19 | 3.6399 | 1037.83 | 1863.19 | 1919.52 | 3.5637 | 7623.37 | 27566.3 | 4.1351 | 14407.6 | 0 | 0
3397 | 2.8889 | 7631.37 | 1.093 | 5349.35 | 4.2027 | 32658.8 | 0.71774 | 4994.01 | 3.689 | 2672.31 | 4994.01 | 2736.92 | 3.5928 | 10320 | 28387.7 | 4.2409 | 14832.7 | 1040.23 | 0
3398 | 1.5097 | 13158.2 | 3.4253 | 13166.3 | 3.2038 | 34325 | 3.06 | 6893.33 | 2.5254 | 1225.14 | 6893.33 | 8993.08 | 3.3866 | 15814.1 | 7981.2 | 4.0185 | 18849.7 | 6250.07 | 0
3399 | 2.4943 | 38837.9 | 2.9562 | 11692.1 | 3.2311 | 38172.6 | 3.1509 | 19963.5 | 2.2318 | 2928.68 | 19963.5 | 16318.5 | 2.9966 | 23437.2 | 1109.89 | 3.56 | 26813.3 | 10003 | 0
3400 | 0.09745 | 40053.4 | 0.44878 | 10035 | 2.3913 | 19386 | 2.5837 | 3845.59 | 1.7906 | 13973 | 3845.59 | 10651 | 2.4017 | 26233 | 16694.7 | 2.9038 | 29991.7 | 17948.9 | 0
3401 | 0.70354 | 40053.4 | 1.201 | 9836.06 | 1.3713 | 6502.5 | 1.7986 | 9074.07 | 1.2589 | 18940.4 | 9074.07 | 0 | 1.633 | 28466.2 | 7377.2 | 2.0657 | 34830.8 | 32783.4 | 5582.6
3402 | 0.74169 | 35072.9 | 0.24936 | 16970.4 | 0.32432 | 10320.5 | 0.87408 | 5317.44 | 0.65598 | 16208.4 | 5317.44 | 0 | 0.81832 | 33352.2 | 4179.82 | 0.95896 | 37550.8 | 39164.9 | 21069.3
3403 | 0.13586 | 11524.3 | 0.11732 | 25701.3 | 0 | 7797.37 | 0.17285 | 10747.1 | 0.17176 | 10863 | 10747.1 | 0 | 0.21198 | 35419.3 | 1406.51 | 0.29197 | 36086.1 | 39740.8 | 25491.5
3404 | 0 | 6566.22 | 0 | 30336.3 | 0 | 25074.8 | 0 | 30708.5 | 0 | 18618 | 30708.5 | 40016.6 | 0 | 36254.6 | 6290.54 | 0.035107 | 32419.2 | 40053.4 | 25739.4
3405 | 0 | 439.199 | 0 | 37292.1 | 0 | 26983.6 | 0 | 23909.1 | 0 | 20209.1 | 23909.1 | 0 | 0 | 36754.1 | 3286.65 | 0 | 33226.6 | 40053.4 | 29274.5
3406 | 0 | 0 | 0 | 37724.7 | 0 | 12435.1 | 0 | 24420.9 | 0 | 21598.1 | 24420.9 | 0 | 0 | 36473 | 6393.16 | 0 | 36754.3 | 40053.4 | 35929.7
3407 | 0 | 0 | 0 | 37686.4 | 0 | 5490.66 | 0 | 9847.84 | 0 | 17732.7 | 9847.84 | 0 | 0 | 34816.8 | 9625.12 | 0 | 37382.4 | 40053.4 | 37638.1
3408 | 0 | 3205.04 | 0 | 37170.4 | 0 | 7216.78 | 0 | 11426.5 | 0 | 20136.5 | 11426.5 | 0 | 0 | 37172.9 | 14747.5 | 0 | 37541.1 | 40053.4 | 36512.2
3409 | 0 | 9756.84 | 0 | 35526.2 | 0 | 1953.6 | 0 | 9675.68 | 0 | 2281.05 | 9675.68 | 0 | 0 | 36260.7 | 9924.61 | 0 | 38077.5 | 40053.4 | 28601.3
3410 | 0 | 33832.4 | 0 | 32959.7 | 0 | 10481.5 | 0 | 7026.15 | 0 | 880.493 | 7026.15 | 0 | 0 | 35059.5 | 9474.2 | 0 | 39091.6 | 39411.6 | 12075.1
3411 | 0 | 39713.9 | 0 | 32977.3 | 0 | 3391.75 | 0 | 9780.59 | 0 | 6200.79 | 9780.59 | 0 | 0 | 35911.1 | 24171 | 0 | 39526.7 | 34591.2 | 30354.9
3412 | 0 | 39457 | 0 | 36747.8 | 0 | 286.076 | 0 | 7849.57 | 0 | 8291.53 | 7849.57 | 0 | 0 | 30013 | 33087 | 0 | 39748.3 | 32241.7 | 36551.2
3413 | 0 | 39387.1 | 0 | 38219.1 | 0 | 6005.09 | 0 | 8304.11 | 0 | 6627.13 | 8304.11 | 0 | 0 | 33524.2 | 30862.5 | 0 | 39703.7 | 36595.9 | 36939.9
3414 | 0.11593 | 38501.5 | 0.10107 | 31268.7 | 0.2946 | 14180.4 | 0.10601 | 7458.36 | 0.044647 | 3553.48 | 7458.36 | 0 | 0.076396 | 15516 | 26311.5 | 0.16108 | 39651.6 | 38756.3 | 37270.6
3415 | 0.85232 | 36817.2 | 0.66343 | 17353.7 | 1.1796 | 5408.82 | 0.65458 | 8199.79 | 0.43339 | 4064.02 | 8199.79 | 0 | 0.56334 | 5793.73 | 19413.5 | 0.57737 | 40021.5 | 40053.4 | 22973.6
3416 | 2.0105 | 39374.6 | 1.7605 | 22138.7 | 2.2031 | 1145.35 | 1.638 | 4265.03 | 1.3218 | 0 | 4265.03 | 0 | 1.3596 | 9764.75 | 5119.87 | 1.3542 | 39258.4 | 39899.4 | 15723.3
3417 | 3.0347 | 40053.4 | 1.8008 | 15619.9 | 2.1106 | 0 | 2.5269 | 5522.51 | 1.892 | 0 | 5522.51 | 0 | 1.7242 | 15517.9 | 4620.42 | 2.1923 | 39457.9 | 38597.5 | 12865.6
3418 | 3.8109 | 39624.9 | 0.46968 | 19246.1 | 3.3955 | 0 | 3.1965 | 14832.3 | 2.2625 | 0 | 14832.3 | 0 | 2.8419 | 3995.02 | 2826.87 | 2.4724 | 39961.9 | 36927.1 | 3687.63
3419 | 2.4768 | 39302.3 | 0.60505 | 22532.4 | 1.325 | 4363.8 | 2.767 | 9094.74 | 2.0842 | 0 | 9094.74 | 1001.08 | 3.3641 | 1104.3 | 2888.78 | 3.1396 | 39997.1 | 33058.9 | 0
3420 | 4.5868 | 39413.2 | 4.4298 | 15540.3 | 1.7804 | 19073.2 | 2.1661 | 5302.15 | 2.1138 | 0 | 5302.15 | 1652.17 | 3.6114 | 419.132 | 2896.65 | 3.3493 | 39857.6 | 30012.6 | 0
3421 | 4.5725 | 37654.2 | 3.5598 | 8200.63 | 0.58541 | 25897.2 | 2.3541 | 5421.34 | 2.5902 | 392.06 | 5421.34 | 0 | 3.0206 | 0 | 1098.84 | 3.4097 | 40025.3 | 26386.1 | 0
3422 | 4.3003 | 33714.3 | 3.3416 | 7078.29 | 1.3976 | 32055.5 | 3.7067 | 5131.27 | 1.1397 | 1194.98 | 5131.27 | 235.095 | 2.0088 | 1525.7 | 1228.63 | 3.7293 | 40053.4 | 23570.6 | 2380.82
3423 | 3.7526 | 28548.1 | 3.5914 | 10074.4 | 0.15701 | 38003.7 | 3.318 | 3925.29 | 1.5589 | 39053 | 3925.29 | 0 | 1.6187 | 7226.99 | 884.185 | 3.2917 | 40053.4 | 18429.7 | 15095.9
3424 | 2.9458 | 29887.8 | 1.1105 | 17854.9 | 0.11552 | 35267.6 | 2.7126 | 5103.23 | 1.4863 | 7029.88 | 5103.23 | 1156.46 | 1.3169 | 13884.9 | 0 | 2.6397 | 40053.4 | 12938.4 | 32978.1
3425 | 1.7093 | 25479.5 | 0.14365 | 16977.6 | 0.16807 | 35031.5 | 1.8686 | 10569.3 | 0.82481 | 855.846 | 10569.3 | 877.487 | 1.1009 | 7625.16 | 0 | 1.6622 | 40053.4 | 3512.56 | 37907.9
3426 | 0.79007 | 8550.51 | 0.60728 | 11509 | 0.31792 | 32772.6 | 0.89383 | 10725.1 | 0.52582 | 4082.56 | 10725.1 | 34157.3 | 0.64468 | 4107.01 | 0 | 0.89245 | 40053.4 | 0 | 39549.6
3427 | 0.10181 | 1123.7 | 0.12244 | 7247.12 | 0.055144 | 37550.4 | 0.17041 | 6798.88 | 0.17379 | 2486.95 | 6798.88 | 8994.12 | 0.20492 | 5414.05 | 0 | 0.25618 | 40053.4 | 0 | 38629.4
3428 | 0 | 1220.04 | 0 | 10509.7 | 0 | 27371.9 | 0 | 10053 | 0 | 0 | 10053 | 13758.6 | 0 | 7834.96 | 0 | 0.018777 | 40053.4 | 4794 | 39239.8
3429 | 0 | 10352.3 | 0 | 22701.5 | 0 | 413.883 | 0 | 479.521 | 0 | 2435.57 | 479.521 | 2874.59 | 0 | 11108.8 | 1009.04 | 0 | 40053.4 | 5341.54 | 39919.8
3430 | 0 | 29965.2 | 0 | 3651.23 | 0 | 5042.92 | 0 | 1157.68 | 0 | 3965.4 | 1157.68 | 9133.63 | 0 | 15044.2 | 607.104 | 0 | 40053.4 | 5903.06 | 40053.4
3431 | 0 | 29559.9 | 0 | 7969.28 | 0 | 4494.15 | 0 | 7340.81 | 0 | 9509.43 | 7340.81 | 5488.12 | 0 | 8919.92 | 17822.9 | 0 | 40053.4 | 6169.65 | 40053.4
3432 | 0 | 29733.4 | 0 | 9538.05 | 0 | 1995.97 | 0 | 9734.57 | 0 | 0 | 9734.57 | 5710.58 | 0 | 16752.4 | 23275.1 | 0 | 40053.4 | 3444.29 | 40053.4
3433 | 0 | 31231.7 | 0 | 9040.73 | 0 | 0 | 0 | 13978.4 | 0 | 0 | 13978.4 | 1072.2 | 0 | 10470.7 | 23100.2 | 0 | 40053.4 | 7236.29 | 40053.4
3434 | 0 | 28257.7 | 0 | 0 | 0 | 0 | 0 | 7694.73 | 0 | 1873.28 | 7694.73 | 0 | 0 | 9265.29 | 27439.2 | 0 | 40053.4 | 11099.3 | 39612.2
3435 | 0 | 28398.6 | 0 | 0 | 0 | 0 | 0 | 27763.8 | 0 | 11540.6 | 27763.8 | 1576.78 | 0 | 15173.7 | 32264.9 | 0 | 40053.4 | 15035.1 | 40053.4
3436 | 0 | 34713.9 | 0 | 5243.43 | 0 | 0 | 0 | 33666.3 | 0 | 12290.9 | 33666.3 | 26226.4 | 0 | 4666.72 | 27395.9 | 0 | 40053.4 | 16340.6 | 40053.4
3437 | 0 | 29676.3 | 0 | 12917.9 | 0.03296 | 0 | 0 | 3050.69 | 0 | 18457.6 | 3050.69 | 9053.12 | 0 | 3167.44 | 32501.9 | 0 | 40053.4 | 12475 | 40023.2
3438 | 0.098107 | 19891.6 | 0.093694 | 9390.15 | 0.29632 | 0 | 0.10373 | 8240.48 | 0.039538 | 34457.2 | 8240.48 | 37041.3 | 0.087404 | 7874.6 | 30723.5 | 0.14893 | 40053.4 | 9334.92 | 39522.8
3439 | 0.82822 | 11152.9 | 0.67398 | 7108.9 | 1.1848 | 52.9974 | 0.52066 | 13354.8 | 0.36513 | 26348.7 | 13354.8 | 37416.5 | 0.54859 | 7995.28 | 15256.6 | 0.57089 | 40053.4 | 10493.3 | 38097.8
3440 | 1.9597 | 6200.03 | 1.7756 | 546.912 | 2.231 | 2993.41 | 1.5961 | 17421.9 | 0.82095 | 8646.33 | 17421.9 | 31887.4 | 1.4272 | 11377.2 | 2728.6 | 0.71926 | 40053.4 | 5500.12 | 36748.5
3441 | 2.9623 | 4659.09 | 2.8128 | 0 | 3.1156 | 6713.2 | 2.4698 | 28333.5 | 2.334 | 21578.2 | 28333.5 | 38344.8 | 2.2847 | 15240.9 | 2414.31 | 1.6638 | 40053.4 | 2286.66 | 38940.8
3442 | 3.7306 | 3270.81 | 3.6122 | 9631.53 | 2.9063 | 5699.71 | 1.9687 | 25605.5 | 1.2148 | 21532.2 | 25605.5 | 39381.8 | 2.9578 | 25046.5 | 5117.68 | 0.66297 | 40053.4 | 0 | 38265.2
3443 | 4.2574 | 2261.72 | 4.1436 | 11712.8 | 1.476 | 355.949 | 2.7629 | 34717.8 | 2.535 | 25335.5 | 34717.8 | 39413.9 | 3.4383 | 9566.74 | 4684.9 | 0.6706 | 40053.4 | 0 | 34548.5
3444 | 4.5064 | 3261.36 | 4.3873 | 6633.04 | 3.148 | 1861.14 | 2.498 | 35237.2 | 4.001 | 23463.6 | 35237.2 | 39373.7 | 3.6848 | 10573.2 | 5244.54 | 0.14715 | 40053.4 | 0 | 29668.9
3445 | 4.4904 | 6035.28 | 4.3799 | 1157.68 | 3.246 | 12366.3 | 2.8777 | 38141 | 4.0949 | 23335.6 | 38141 | 39549.3 | 3.6871 | 4080.09 | 5246.93 | 1.6057 | 40053.4 | 0 | 34583
3446 | 4.2147 | 10219.3 | 4.1116 | 423.242 | 3.7876 | 16934.2 | 3.1383 | 38025.7 | 3.9328 | 29118.6 | 38025.7 | 38479.8 | 3.5324 | 1836.98 | 5392.01 | 1.2835 | 40053.4 | 0 | 24861.7
3447 | 3.6705 | 21051.1 | 3.593 | 219.941 | 2.8067 | 16671 | 1.1911 | 38639.4 | 3.5248 | 27977.6 | 38639.4 | 39228.6 | 3.1498 | 2593.56 | 5588.68 | 0.56333 | 40053.4 | 723.743 | 31499
3448 | 2.8825 | 5923.96 | 2.8002 | 0 | 2.368 | 20525.7 | 1.2867 | 39581.7 | 2.855 | 30047.3 | 39581.7 | 33090.7 | 2.5581 | 6105.76 | 7888.72 | 1.853 | 40053.4 | 2375.46 | 37848.1
3449 | 1.4839 | 0 | 1.7839 | 0 | 0.14868 | 15338.5 | 1.3978 | 39914.6 | 1.9545 | 32452.2 | 39914.6 | 39654 | 1.7596 | 12356 | 9180.71 | 0.8191 | 40053.4 | 10133.8 | 39340.1
3450 | 0.77393 | 683.334 | 0.69729 | 4668.81 | 0.36744 | 13409.4 | 0.40956 | 38861.4 | 0.90768 | 26848.2 | 38861.4 | 40053.4 | 0.84743 | 14716.9 | 6157.72 | 0.22879 | 40053.4 | 25051.1 | 39925.1
3451 | 0.088922 | 4672.25 | 0.10042 | 17545.7 | 0.05115 | 12073.5 | 0.17313 | 38408.4 | 0.14533 | 29102.3 | 38408.4 | 37712.6 | 0.17716 | 5796.9 | 3326.19 | 0.034144 | 39887.2 | 23813.8 | 36549.1
3452 | 0 | 0 | 0 | 12966.1 | 0 | 5779.41 | 0 | 30883.3 | 0 | 31176.8 | 30883.3 | 38187.9 | 0 | 13647.4 | 17595.2 | 0 | 39789.2 | 32954 | 38292.4
3453 | 0 | 1707.94 | 0 | 12402.9 | 0 | 4916.03 | 0 | 27992.3 | 0 | 26856.2 | 27992.3 | 1467.96 | 0 | 25468.9 | 19756.1 | 0 | 39588.1 | 37169.6 | 37593.4
3454 | 0 | 4959.08 | 0 | 29320.2 | 0 | 12889.9 | 0 | 27376.5 | 0 | 23220.3 | 27376.5 | 0 | 0 | 34198.5 | 17759.9 | 0 | 39699.2 | 37197.7 | 36846.7
3455 | 0 | 4319.22 | 0 | 31513.5 | 0 | 29604.8 | 0 | 31112.5 | 0 | 36682.5 | 31112.5 | 10199 | 0 | 36986 | 23894.8 | 0 | 40053.4 | 36123.3 | 36329.5
3456 | 0 | 3490.67 | 0 | 36383.6 | 0 | 18262 | 0 | 39112.5 | 0 | 36211.6 | 39112.5 | 5340.69 | 0 | 32225.9 | 13262 | 0 | 40053.4 | 31892.3 | 37810.1
3457 | 0 | 7050.48 | 0 | 29579.9 | 0 | 17099.6 | 0 | 39713.5 | 0 | 36628.4 | 39713.5 | 9391.02 | 0 | 23402 | 19965.5 | 0 | 40053.4 | 27830.3 | 38463.4
3458 | 0 | 14377.6 | 0 | 27514.5 | 0 | 17182.5 | 0 | 38879.8 | 0 | 36520.2 | 38879.8 | 10129.6 | 0 | 21508.3 | 25863.6 | 0 | 39287.6 | 22575.4 | 34973.8
3459 | 0 | 16340.9 | 0 | 25422.1 | 0 | 18228.9 | 0 | 38539.9 | 0 | 24472.8 | 38539.9 | 15128.1 | 0 | 24434.4 | 18785.3 | 0 | 33846.5 | 17852.8 | 35377.5
3460 | 0 | 13733 | 0 | 14437.7 | 0 | 12912.3 | 0 | 37670.1 | 0 | 29155.3 | 37670.1 | 24520.6 | 0 | 23411.5 | 19433.5 | 0 | 16191.6 | 11611.2 | 27974.8
3461 | 0 | 21374.4 | 0 | 4357.11 | 0.029409 | 15729.6 | 0 | 37823.1 | 0 | 25522.7 | 37823.1 | 11314.5 | 0 | 25770.4 | 16519.8 | 0 | 6995.54 | 12839.8 | 24701.8
3462 | 0.1107 | 26443 | 0.084536 | 2789.83 | 0.28773 | 31569.3 | 0.11741 | 35958.7 | 0.048492 | 13347.8 | 35958.7 | 6308.08 | 0.087923 | 28504.2 | 18859.8 | 0.066821 | 1908.81 | 14329.9 | 21176.7
3463 | 0.80754 | 30811.4 | 0.6587 | 1514.47 | 0.30062 | 22679.8 | 0.6596 | 32419.4 | 0.49423 | 9190.23 | 32419.4 | 1398.64 | 0.5412 | 27739.3 | 23489.4 | 0.035138 | 0 | 6840.61 | 21355.8
3464 | 1.8753 | 27216 | 1.7559 | 1747.24 | 1.3777 | 17470.2 | 1.6181 | 28592.8 | 1.5173 | 0 | 28592.8 | 0 | 1.4125 | 19777.7 | 26152.6 | 0.33655 | 0 | 2400.99 | 18035
3465 | 2.9051 | 23909.8 | 2.7794 | 0 | 2.4024 | 22099.8 | 2.4941 | 34927 | 2.4982 | 171.257 | 34927 | 5794.51 | 2.2511 | 12568.5 | 22571.4 | 0.43924 | 0 | 0 | 12273.9
3466 | 3.7019 | 19770.9 | 3.5962 | 618.21 | 3.6329 | 17805 | 3.1655 | 37039.5 | 3.2454 | 930.819 | 37039.5 | 5619.3 | 2.8968 | 21022.6 | 20859.4 | 2.6419 | 0 | 0 | 15794
3467 | 4.2204 | 5376.96 | 4.1373 | 2391.89 | 3.4284 | 17134.3 | 3.6253 | 37901.7 | 3.7521 | 1287.75 | 37901.7 | 3748.21 | 3.3484 | 19815.5 | 22161.7 | 3.0223 | 1335.68 | 0 | 10093.1
3468 | 4.4651 | 10536.9 | 4.413 | 3932.67 | 3.5057 | 23298.6 | 3.8449 | 38442.5 | 4.0083 | 408.786 | 38442.5 | 10461.3 | 3.5799 | 17077.2 | 10251.6 | 1.8105 | 789.064 | 0 | 10427.9
3469 | 3.2882 | 10245.3 | 4.4135 | 3065.91 | 3.3213 | 25015.6 | 3.8597 | 38235.7 | 4.0532 | 1310.16 | 38235.7 | 32415.4 | 3.5936 | 18731.8 | 14298.1 | 2.4224 | 1792.79 | 2680.53 | 14439.1
3470 | 4.1338 | 12242.9 | 4.1522 | 2623.4 | 3.3261 | 23236 | 3.6713 | 37020 | 3.8515 | 1866.46 | 37020 | 31965.8 | 3.3591 | 14610 | 10227.4 | 3.7195 | 0 | 2144.88 | 19797
3471 | 0.11282 | 2602.08 | 3.6101 | 6636.46 | 2.6995 | 26041 | 3.2748 | 37119.2 | 3.4226 | 4389.59 | 37119.2 | 34830.6 | 2.9795 | 10869.6 | 14478.3 | 3.332 | 0 | 4334.9 | 31781.5
3472 | 0.51003 | 578.053 | 2.821 | 18343.9 | 1.9995 | 25295 | 2.6663 | 37280.1 | 2.5506 | 3648.38 | 37280.1 | 33865.1 | 2.3829 | 15676.9 | 26933 | 2.6929 | 0 | 7746.14 | 37333.2
3473 | 1.4098 | 0 | 1.8044 | 26787.7 | 1.359 | 26116 | 1.8345 | 37146.3 | 1.8805 | 3988.18 | 37146.3 | 33417.3 | 1.6217 | 19631.4 | 25036.8 | 1.4658 | 0 | 18031.9 | 39298.7
3474 | 0.68873 | 4052.48 | 0.7081 | 36349.1 | 0.39826 | 27219 | 0.88272 | 37835.5 | 0.77661 | 5063.81 | 37835.5 | 30509.6 | 0.82208 | 23573.9 | 23277.2 | 1.0278 | 0 | 31575 | 39978
3475 | 0.1518 | 15842.7 | 0.091592 | 39447.4 | 0.059704 | 25538.2 | 0.17757 | 32107.8 | 0.1841 | 0 | 32107.8 | 2953.67 | 0.2178 | 26410.4 | 23687.2 | 0.30166 | 0 | 35853.4 | 38532
3476 | 0 | 20613.6 | 0 | 40053.4 | 0 | 34956.2 | 0 | 13567.6 | 0 | 3115.8 | 13567.6 | 5793.64 | 0 | 28046.5 | 14520.5 | 0.039186 | 0 | 30430.7 | 38061.7
3477 | 0 | 18487.8 | 0 | 39278.6 | 0 | 36697.8 | 0 | 15413.9 | 0 | 27044.4 | 15413.9 | 8298.72 | 0 | 29615.9 | 23909.4 | 0 | 0 | 36186.3 | 35031
3478 | 0 | 12292.1 | 0 | 39220.5 | 0 | 36288.4 | 0 | 30376.8 | 0 | 5168.07 | 30376.8 | 14833.6 | 0 | 29269.4 | 32233.3 | 0 | 0 | 30038.2 | 37677.5
3479 | 0 | 8226.4 | 0 | 40053.4 | 0 | 23759 | 0 | 37579.1 | 0 | 3212.16 | 37579.1 | 36511 | 0 | 29110.1 | 32365 | 0 | 0 | 32123.2 | 37457.6
3480 | 0 | 8429.16 | 0 | 15299.4 | 0 | 1910.78 | 0 | 34908.7 | 0 | 13140.1 | 34908.7 | 13940.7 | 0 | 26603.4 | 27060.4 | 0 | 0 | 30895.7 | 39175.7
3481 | 0 | 20008.8 | 0 | 0 | 0 | 12567.2 | 0 | 38802.9 | 0 | 14516.2 | 38802.9 | 0 | 0 | 24841.4 | 10541.3 | 0 | 1374.41 | 30775.2 | 38429.8
3482 | 0 | 21557.7 | 0 | 0 | 0 | 17770.6 | 0 | 39410.8 | 0 | 15676.4 | 39410.8 | 0 | 0 | 23421.3 | 10356.1 | 0 | 0 | 36367.3 | 38353.5
3483 | 0 | 19176.9 | 0 | 0 | 0 | 9274.17 | 0 | 38499 | 0 | 15912.2 | 38499 | 3344.8 | 0 | 22231.3 | 9294.25 | 0 | 0 | 37287.5 | 36571.7
3484 | 0 | 12806.1 | 0 | 0 | 0 | 2430.43 | 0 | 37336 | 0 | 11404.2 | 37336 | 1557.51 | 0 | 13098.9 | 11281.7 | 0 | 0 | 27152 | 27421.2
3485 | 0 | 11003.6 | 0 | 0 | 0.035942 | 0 | 0 | 37164.1 | 0 | 5558.16 | 37164.1 | 0 | 0 | 6412.46 | 12814.6 | 0 | 0 | 16576.3 | 29328.6
3486 | 0.13532 | 4847.01 | 0.095706 | 87.728 | 0.28209 | 0 | 0.10411 | 35661.5 | 0.046984 | 7171.05 | 35661.5 | 0 | 0.089106 | 16078 | 22343.5 | 0.15088 | 0 | 8578.16 | 31768.6
3487 | 0.81085 | 1266.31 | 0.67195 | 3653.77 | 1.1434 | 0 | 0.64243 | 29289.3 | 0.4213 | 5548.03 | 29289.3 | 0 | 0.56239 | 16735.7 | 10039.7 | 0.68666 | 0 | 9795.15 | 29495.3
3488 | 1.8817 | 2003.6 | 1.7646 | 1178.12 | 2.1182 | 0 | 1.5794 | 17975.3 | 1.1235 | 0 | 17975.3 | 0 | 0.78971 | 13936 | 13366.4 | 1.5717 | 0 | 1765.64 | 21262.1
3489 | 2.8657 | 964.808 | 2.7742 | 0 | 2.8915 | 3882.9 | 2.153 | 16013.5 | 1.2159 | 0 | 16013.5 | 0 | 2.1506 | 12043.3 | 11961.2 | 2.4405 | 0 | 0 | 14436.8
3490 | 2.3181 | 0 | 3.5743 | 0 | 2.8784 | 11486.7 | 2.8591 | 17911.2 | 2.0417 | 0 | 17911.2 | 0 | 1.9383 | 8755.45 | 16782.4 | 3.1072 | 1417.93 | 0 | 4282.48
3491 | 3.4992 | 570.355 | 4.1042 | 0 | 3.3009 | 7825.05 | 3.2701 | 16733.2 | 2.0789 | 0 | 16733.2 | 0 | 2.3667 | 3850.9 | 17404.2 | 3.597 | 6050.61 | 0 | 2824.01
3492 | 3.5805 | 731.783 | 4.3797 | 0 | 2.185 | 6031.64 | 3.4884 | 20425.8 | 2.5249 | 0 | 20425.8 | 0 | 3.0133 | 4400.89 | 21295.4 | 3.8634 | 5365.66 | 1250.7 | 1743.5
3493 | 4.4129 | 816.221 | 4.38 | 0 | 0.68892 | 1810.13 | 2.9702 | 26710.2 | 3.6178 | 0 | 26710.2 | 0 | 3.3888 | 1339.13 | 20194.7 | 3.8856 | 2409.12 | 5252.1 | 1934.84
3494 | 2.9258 | 1597.16 | 4.1186 | 0 | 1.9754 | 33808 | 3.0323 | 26822.8 | 3.715 | 0 | 26822.8 | 592.312 | 2.4652 | 0 | 18821.1 | 3.7045 | 0 | 13115.4 | 1881.26
3495 | 0.78532 | 0 | 3.5935 | 0 | 1.5044 | 23055.2 | 3.1183 | 32398.8 | 3.3004 | 0 | 32398.8 | 1859.09 | 0.99861 | 0 | 19536.7 | 3.3103 | 0 | 18712.5 | 3760.26
3496 | 0.073273 | 0 | 2.8087 | 0 | 0.76594 | 26746.4 | 2.5383 | 32540.7 | 2.6818 | 0 | 32540.7 | 3389.49 | 1.282 | 0 | 20597 | 2.7425 | 0 | 21850 | 4262.32
3497 | 1.5513 | 2386.93 | 1.8011 | 4349.21 | 0.41358 | 19821.5 | 1.6372 | 31552.6 | 1.6536 | 0 | 31552.6 | 4532.39 | 1.5336 | 0 | 14765.1 | 1.9455 | 0 | 28263.5 | 13480.7
3498 | 0.78287 | 1918.7 | 0.70153 | 5573.03 | 0.042657 | 31053.4 | 0.85775 | 23182.3 | 0.69794 | 0 | 23182.3 | 5524.05 | 0.35019 | 0 | 7046.02 | 0.67015 | 0 | 34130.8 | 28404.6
3499 | 0.10055 | 1451.65 | 0.087706 | 7290.69 | 0.0089166 | 36972.6 | 0.20336 | 9468.33 | 0.16364 | 0 | 9468.33 | 3177.55 | 0.20661 | 0 | 7313.36 | 0.17448 | 0 | 36530.5 | 36542.6
3500 | 0 | 19164.4 | 0 | 11662.9 | 0 | 25991.1 | 0 | 6732.75 | 0 | 0 | 6732.75 | 10138.8 | 0 | 0 | 9377.61 | 0.041239 | 0 | 37157.1 | 38624.4
3501 | 0 | 38006.8 | 0 | 12669.1 | 0 | 2519.41 | 0 | 14678.2 | 0 | 0 | 14678.2 | 1777.54 | 0 | 0 | 7886.43 | 0 | 1917.35 | 39038.4 | 39206
3502 | 0 | 37051.4 | 0 | 21394 | 0 | 1716.77 | 0 | 3888.46 | 0 | 0 | 3888.46 | 5144.77 | 0 | 1923.46 | 12469.7 | 0 | 8415.26 | 39346.6 | 39279.3
3503 | 0 | 21522.4 | 0 | 21806.6 | 0 | 3509.57 | 0 | 0 | 0 | 0 | 0 | 0 | 0 | 5913.81 | 12573.5 | 0 | 2895.33 | 39209.8 | 38205.9
3504 | 0 | 16936.5 | 0 | 11915.4 | 0 | 11363.3 | 0 | 1025.51 | 0 | 0 | 1025.51 | 0 | 0 | 6553.6 | 12207.7 | 0 | 0 | 39452.5 | 38700.2
3505 | 0 | 18602.1 | 0 | 9010.23 | 0 | 9275.76 | 0 | 6686.44 | 0 | 0 | 6686.44 | 0 | 0 | 3002.67 | 15856 | 0 | 0 | 39366.3 | 38608.7
3506 | 0 | 22628.7 | 0 | 5052.24 | 0 | 17741.6 | 0 | 0 | 0 | 0 | 0 | 0 | 0 | 9637.21 | 16697.7 | 0 | 0 | 39575.8 | 37480.2
3507 | 0 | 30873.4 | 0 | 4661.16 | 0 | 10812.8 | 0 | 0 | 0 | 0 | 0 | 0 | 0 | 18253.5 | 34351.6 | 0 | 0 | 39841.4 | 34817.6
3508 | 0 | 31003.3 | 0 | 6846.33 | 0 | 4888.12 | 0 | 0 | 0 | 0 | 0 | 0 | 0 | 19029.1 | 17484.8 | 0 | 571.236 | 39590.3 | 32665.6
3509 | 0 | 27218 | 0 | 5404.12 | 0.042945 | 0 | 0 | 0 | 0 | 0 | 0 | 0 | 0 | 10648.4 | 16133.5 | 0 | 810.157 | 39485.8 | 26992.1
3510 | 0.13582 | 16141.7 | 0.092475 | 3722.44 | 0.27936 | 0 | 0.12846 | 0 | 0.048261 | 0 | 0 | 0 | 0.087748 | 11817.4 | 19600.8 | 0.11956 | 1010.66 | 39371.8 | 20389.2
3511 | 0.81124 | 7881.91 | 0.68336 | 2113.47 | 1.1596 | 0 | 0.58583 | 0 | 0.47031 | 0 | 0 | 0 | 0.39509 | 18077.6 | 15629.6 | 0.62552 | 794.319 | 34990.9 | 28878
3512 | 1.8291 | 3046.31 | 1.7794 | 2444 | 2.1546 | 0 | 0.64211 | 0 | 1.1778 | 0 | 0 | 0 | 0.95563 | 8739.76 | 14731.6 | 1.2914 | 1029.61 | 13353.6 | 17525.1
3513 | 2.3325 | 2197.84 | 2.7765 | 3457.41 | 2.975 | 0 | 1.6362 | 0 | 2.2778 | 0 | 0 | 0 | 1.6988 | 3512.11 | 13813.8 | 2.0787 | 3076.93 | 4714.42 | 9612.94
3514 | 2.9377 | 0 | 3.5465 | 869.143 | 3.5691 | 0 | 1.1203 | 0 | 2.9785 | 0 | 0 | 0 | 2.5288 | 5160.83 | 9377.7 | 2.5703 | 9442.09 | 3087.13 | 1639.21
3515 | 1.268 | 864.844 | 4.0661 | 0 | 3.9177 | 0 | 1.5 | 0 | 3.4507 | 0 | 0 | 0 | 2.8792 | 4157.3 | 7063.22 | 3.2529 | 7937.51 | 5973.19 | 0
3516 | 0.58853 | 3011.45 | 4.3284 | 0 | 3.3925 | 353.691 | 2.3596 | 0 | 3.7037 | 0 | 0 | 0 | 3.4558 | 1163.79 | 9263.4 | 3.6432 | 3414.14 | 13061.9 | 0
3517 | 4.3598 | 4539.1 | 4.3323 | 1941.4 | 0.85111 | 4275.21 | 2.3327 | 0 | 3.7408 | 0 | 0 | 309.038 | 3.4843 | 2050.83 | 7095.14 | 3.9564 | 3603.84 | 22884 | 0
3518 | 3.423 | 4079.89 | 4.0727 | 2204.76 | 0.38474 | 4500.16 | 0.43987 | 0 | 3.5572 | 0 | 0 | 1014.98 | 3.0405 | 2053.57 | 8056.78 | 2.833 | 4169.45 | 21733.9 | 0
3519 | 3.6254 | 1823.74 | 3.5614 | 3753.82 | 0.14879 | 9462.57 | 1.8032 | 0 | 3.1615 | 0 | 0 | 841.239 | 2.7324 | 536.629 | 5239.27 | 3.35 | 2550.97 | 27741 | 0
3520 | 2.4849 | 0 | 2.8004 | 2503.28 | 1.7011 | 14175.3 | 1.5679 | 0 | 2.573 | 0 | 0 | 580.181 | 2.2703 | 844.161 | 6394.81 | 2.2181 | 1204.46 | 29756.4 | 3252.42
3521 | 1.6817 | 0 | 1.8016 | 4014.28 | 1.3368 | 20135.8 | 0.58173 | 0 | 1.7538 | 661.09 | 0 | 622.531 | 1.4323 | 470.529 | 8003.82 | 1.8878 | 2184.56 | 33893.5 | 11001.1
3522 | 0.77804 | 0 | 0.71662 | 5826.34 | 0.40815 | 21806.7 | 0.67187 | 0 | 0.83573 | 0 | 0 | 2784.12 | 0.77779 | 2130.6 | 9181.31 | 0.95537 | 3494.03 | 36896.7 | 24484.3
3523 | 0.13734 | 1697.83 | 0.090967 | 8073.56 | 0.062655 | 36340.6 | 0.2246 | 1745.34 | 0.16248 | 1778.08 | 1745.34 | 2980.97 | 0.20866 | 8556.29 | 10492.6 | 0.30346 | 5119.55 | 39203.8 | 27612.6
3524 | 0 | 2686.48 | 0 | 12965.3 | 0 | 14612.2 | 0 | 461.45 | 0 | 1074.52 | 461.45 | 2185.59 | 0 | 8254.1 | 14226.1 | 0.040225 | 8382.47 | 39647.8 | 39140
3525 | 0 | 6379.86 | 0 | 26850.9 | 0 | 12292 | 0 | 0 | 0 | 13712.4 | 0 | 4717.41 | 0 | 7623.17 | 14209.2 | 0 | 5752.71 | 39915.7 | 39710.6
3526 | 0 | 17361 | 0 | 28826.5 | 0 | 16870.1 | 0 | 9049.52 | 0 | 19903.8 | 9049.52 | 7652.95 | 0 | 5055.55 | 15951.9 | 0 | 10789.6 | 40053.4 | 39920.4
3527 | 0 | 36231.9 | 0 | 30599.6 | 0 | 1793.28 | 0 | 7721.19 | 0 | 28583.4 | 7721.19 | 1837.04 | 0 | 5649.44 | 21366.3 | 0 | 10765.9 | 40053.4 | 39687.2
3528 | 0 | 36924.6 | 0 | 22277.9 | 0 | 7209.52 | 0 | 2819.2 | 0 | 30726.3 | 2819.2 | 1082.61 | 0 | 3739.1 | 17458 | 0 | 15513.3 | 40053.4 | 39335.3
3529 | 0 | 35727.3 | 0 | 28080.2 | 0 | 0 | 0 | 8671.31 | 0 | 30938.1 | 8671.31 | 0 | 0 | 1221.29 | 16075.8 | 0 | 21194.9 | 40053.4 | 35370.3
3530 | 0 | 31579.8 | 0 | 30962.3 | 0 | 0 | 0 | 3841.85 | 0 | 30461.7 | 3841.85 | 0 | 0 | 10374.2 | 16628.7 | 0 | 21662 | 40053.4 | 37487.6
3531 | 0 | 32407.6 | 0 | 27750.4 | 0 | 0 | 0 | 1044.1 | 0 | 26443.7 | 1044.1 | 0 | 0 | 7537.36 | 11093.1 | 0 | 18958.1 | 40053.4 | 38617.6
3532 | 0 | 28456.7 | 0 | 26225.5 | 0 | 0 | 0 | 5478.72 | 0 | 20009.8 | 5478.72 | 0 | 0 | 3692.76 | 8966.3 | 0 | 18247.5 | 40053.4 | 39430.3
3533 | 0 | 30404 | 0 | 21812.3 | 0.042431 | 1581.76 | 0 | 856.71 | 0 | 15046 | 856.71 | 0 | 0 | 1015.21 | 5339.6 | 0 | 25116.7 | 40053.4 | 39371.1
3534 | 0.1327 | 22155.3 | 0.11225 | 6131.33 | 0.27406 | 0 | 0.13318 | 0 | 0.054579 | 21390.4 | 0 | 0 | 0.09429 | 1791.5 | 6296.62 | 0.13573 | 30759.9 | 40038.2 | 39295.1
3535 | 0.84984 | 13703.3 | 0.66059 | 0 | 1.1411 | 1694.34 | 0.41981 | 0 | 0.44443 | 11348.7 | 0 | 0 | 0.49962 | 9921.97 | 7697.91 | 0.65635 | 23751.8 | 38611.8 | 27929.2
3536 | 1.9386 | 13426.8 | 1.635 | 0 | 1.8818 | 8724.89 | 0.12944 | 0 | 1.1779 | 1704.26 | 0 | 131.243 | 1.3657 | 6525.56 | 4079.7 | 1.5126 | 28252.7 | 27503 | 11818.1
3537 | 2.884 | 6296.05 | 2.5625 | 1108.91 | 1.3152 | 18256.8 | 1.4751 | 0 | 2.1989 | 639.085 | 0 | 0 | 1.8178 | 4036.52 | 1326.79 | 2.3693 | 37054.5 | 21462.7 | 1242.02
3538 | 3.5999 | 1538.7 | 3.2905 | 0 | 2.9903 | 16945.7 | 2.3147 | 3236.98 | 2.8885 | 1528.99 | 3236.98 | 1379.59 | 2.766 | 2989.13 | 1501.08 | 3.0602 | 37747.5 | 27173 | 0
3539 | 4.0469 | 1616.35 | 3.7845 | 0 | 2.5421 | 17381.6 | 2.9606 | 3963.63 | 2.8707 | 1957.8 | 3963.63 | 5429.99 | 2.9886 | 0 | 1060.12 | 3.56 | 33157.4 | 21732.4 | 0
3540 | 4.2776 | 867.413 | 1.9723 | 1170.89 | 3.2459 | 10656.7 | 2.9334 | 6396.02 | 3.6206 | 2530.33 | 6396.02 | 5969.05 | 3.4482 | 0 | 294.348 | 3.8448 | 32533.4 | 21893.7 | 0
3541 | 4.2701 | 0 | 2.1622 | 0 | 1.8278 | 27294.4 | 3.0365 | 6440.89 | 2.4995 | 1757.01 | 6440.89 | 5148.99 | 3.4737 | 0 | 0 | 3.931 | 37604.9 | 22993.7 | 0
3542 | 4.0218 | 1659.4 | 2.0089 | 0 | 3.1572 | 28215.4 | 2.7983 | 3250.18 | 3.457 | 2572.46 | 3250.18 | 829.567 | 3.0335 | 0 | 0 | 3.7357 | 38785.7 | 25609.6 | 0
3543 | 3.5179 | 5533.99 | 0.11596 | 0 | 2.5791 | 28093.7 | 2.6946 | 9822.49 | 2.3788 | 5934.05 | 9822.49 | 21098.8 | 2.4846 | 0 | 0 | 3.3523 | 37697.4 | 28154.6 | 0
3544 | 2.7856 | 6893.5 | 0.067378 | 0 | 0.31183 | 31207.4 | 2.4487 | 8887.71 | 2.47 | 6682.96 | 8887.71 | 13777.4 | 1.428 | 0 | 0 | 2.737 | 32831.4 | 28664.9 | 0
3545 | 0.30398 | 0 | 1.503 | 1102.23 | 0.03093 | 32742.6 | 1.5269 | 4646.15 | 1.6905 | 6983.16 | 4646.15 | 19326.2 | 1.4867 | 762.292 | 0 | 1.9312 | 29720.7 | 35916.2 | 1433.22
3546 | 0.44522 | 4852.74 | 0.62383 | 3721.56 | 0.020778 | 22037.9 | 0.84871 | 0 | 0.83131 | 4943.35 | 0 | 17132.9 | 0.59656 | 5811.89 | 0 | 1.0349 | 27307.6 | 38848.2 | 9008.42
3547 | 0.14408 | 18902.3 | 0.14194 | 7924.09 | 0 | 14418.1 | 0.21849 | 3758.31 | 0.18893 | 8221.82 | 3758.31 | 13355 | 0.18362 | 11964.3 | 823.997 | 0.29532 | 24207 | 39579.3 | 18302.3
3548 | 0 | 21616.2 | 0 | 8766.95 | 0 | 14894.2 | 0 | 4546.33 | 0 | 8278.34 | 4546.33 | 11202 | 0 | 17767.4 | 3179.14 | 0.039259 | 16772.1 | 39714.8 | 19915.3
3549 | 0 | 15303 | 0 | 15280 | 0 | 9687.34 | 0 | 4979.34 | 0 | 21479.3 | 4979.34 | 5479.08 | 0 | 24788 | 3292.69 | 0 | 17936.1 | 39692.6 | 25761.2
3550 | 0 | 5197.98 | 0 | 16625.1 | 0 | 10862.7 | 0 | 14490.9 | 0 | 35231 | 14490.9 | 5751.63 | 0 | 30325.7 | 5839.42 | 0 | 15725.7 | 40040.1 | 33529.2
3551 | 0 | 908.244 | 0 | 21372.3 | 0 | 17490.1 | 0 | 9905.69 | 0 | 32649.3 | 9905.69 | 12973.9 | 0 | 33329.8 | 7125.13 | 0 | 13903 | 40053.4 | 37221.6
3552 | 0 | 12272.2 | 0 | 28082.8 | 0 | 11269.2 | 0 | 15535.3 | 0 | 30528.7 | 15535.3 | 5444.64 | 0 | 35089.3 | 6713.99 | 0 | 17816.1 | 40053.4 | 39135.6
3553 | 0 | 14872.3 | 0 | 30441 | 0 | 10363.8 | 0 | 1228.95 | 0 | 29162.4 | 1228.95 | 8923.36 | 0 | 33743.9 | 3725.84 | 0 | 15107.5 | 40053.4 | 38521
3554 | 0 | 9471.33 | 0 | 34040.6 | 0 | 4626.96 | 0 | 9866.54 | 0 | 30146.8 | 9866.54 | 14456.9 | 0 | 34411.1 | 2314.06 | 0 | 10179.4 | 40053.4 | 34531.7
3555 | 0 | 6419.77 | 0 | 33263.1 | 0 | 3668.23 | 0 | 11566.6 | 0 | 25148.2 | 11566.6 | 6522.29 | 0 | 35508 | 3637.89 | 0 | 9922.01 | 40053.4 | 27700.5
3556 | 0 | 9374.95 | 0 | 27331.5 | 0 | 0 | 0 | 12442.1 | 0 | 21362.3 | 12442.1 | 3202.99 | 0 | 36402.1 | 4197.39 | 0 | 6060.26 | 39884.9 | 10101.9
3557 | 0 | 19713.6 | 0 | 21290.6 | 0.02254 | 0 | 0 | 17614.3 | 0 | 17894.5 | 17614.3 | 0 | 0 | 37416.4 | 1976.35 | 0 | 1825.65 | 39786.2 | 11299.7
3558 | 0.12364 | 14392 | 0.1117 | 10560.2 | 0.31086 | 0 | 0.013098 | 16846.9 | 0.05461 | 17640.1 | 16846.9 | 0 | 0.086212 | 37757.2 | 2357.26 | 0.13906 | 0 | 39695 | 12542
3559 | 0.82095 | 9951.23 | 0.65215 | 4058.01 | 1.0248 | 0 | 0.31704 | 17107.4 | 0.4699 | 8236.09 | 17107.4 | 0 | 0.55974 | 35979 | 2799.71 | 0.66284 | 0 | 39314.9 | 1732.49
3560 | 1.887 | 3181.1 | 1.6467 | 876.267 | 1.4808 | 0 | 0.58306 | 12200.4 | 1.3532 | 2409.08 | 12200.4 | 0 | 1.3065 | 34959 | 3329.5 | 1.5346 | 0 | 35668 | 15319.3
3561 | 2.8281 | 1762.84 | 2.6224 | 1924.5 | 2.3682 | 0 | 0.2529 | 6374.2 | 2.2521 | 1479.51 | 6374.2 | 0 | 2.0698 | 33837.8 | 2434.31 | 2.387 | 0 | 22321.2 | 16991
3562 | 3.5425 | 4010.46 | 3.3688 | 919.328 | 3.2043 | 2826.32 | 0.6312 | 14318.3 | 2.9576 | 2399.56 | 14318.3 | 0 | 2.6966 | 36450 | 879.665 | 3.0826 | 1419.09 | 18701.7 | 8348.03
3563 | 4.0004 | 3524.99 | 3.8704 | 0 | 3.6733 | 6448.61 | 0.51405 | 11418.2 | 3.4409 | 2082.15 | 11418.2 | 163.961 | 3.222 | 39387 | 898.629 | 1.4139 | 657.786 | 18870.7 | 2531.28
3564 | 4.2003 | 5226.33 | 4.165 | 132.753 | 4.1881 | 25210.3 | 1.2456 | 6323.56 | 3.6953 | 1564.15 | 6323.56 | 1860.53 | 3.4751 | 40053.4 | 1200.13 | 2.133 | 428.513 | 18739.3 | 0
3565 | 4.1131 | 10461.7 | 4.1649 | 0 | 2.1335 | 15577.7 | 0.67128 | 8228.12 | 3.7529 | 1986.3 | 8228.12 | 1602.79 | 3.5249 | 40053.4 | 35902.6 | 2.2442 | 733.095 | 16112.4 | 0
3566 | 1.774 | 12042.6 | 3.9246 | 180.316 | 2.4404 | 20822.2 | 0.9365 | 18619.1 | 3.5697 | 1335.46 | 18619.1 | 1052.5 | 3.2898 | 40053.4 | 19720.2 | 0.31817 | 3566.51 | 20349.7 | 0
3567 | 2.8988 | 15010.1 | 3.4479 | 643.055 | 2.8213 | 37011.9 | 0.79822 | 21716.7 | 3.1736 | 1982.08 | 21716.7 | 371.468 | 2.9343 | 40053.4 | 8221.97 | 0.22837 | 5088.35 | 15871.7 | 0
3568 | 2.4222 | 14509.9 | 2.7256 | 741.675 | 1.5754 | 23577.3 | 0.54719 | 3094.83 | 2.5773 | 1873.55 | 3094.83 | 1307.68 | 2.3643 | 40053.4 | 0 | 0.11737 | 5375.75 | 15614.3 | 7546.25
3569 | 1.4143 | 14126 | 1.7662 | 1901.26 | 0.87081 | 31199 | 0.31349 | 12173 | 1.7591 | 5931.58 | 12173 | 1434.06 | 1.6278 | 40053.4 | 1950.25 | 1.1823 | 6004.55 | 28264.9 | 22658.6
3570 | 0.79029 | 7178.02 | 0.71737 | 4584.38 | 0.42833 | 30997.8 | 0.15165 | 19611.7 | 0.8383 | 4769.65 | 19611.7 | 2661.48 | 0.83728 | 40053.4 | 8541.78 | 1.0575 | 7294.63 | 37281.1 | 37122.1
3571 | 0.13201 | 2855.01 | 0.096523 | 8280.47 | 0.069155 | 26137.7 | 0.067839 | 4686.16 | 0.16296 | 2383.77 | 4686.16 | 1590.7 | 0.2278 | 40053.4 | 8586.95 | 0.31942 | 6446 | 39260.3 | 26077.6
3572 | 0 | 6565.1 | 0 | 19031.2 | 0 | 11349.8 | 0 | 15829.8 | 0 | 4611.54 | 15829.8 | 5565.06 | 0 | 40053.4 | 6702.68 | 0.044636 | 9257.69 | 39708.9 | 32834.5
3573 | 0 | 2092.94 | 0 | 35544.7 | 0 | 1716.07 | 0 | 24213.7 | 0 | 17449 | 24213.7 | 18180.2 | 0 | 39856.9 | 23302.2 | 0 | 9328.97 | 39790.7 | 37614.2
3574 | 0 | 2639.98 | 0 | 37353.4 | 0 | 2541.47 | 0 | 18094.5 | 0 | 36837.4 | 18094.5 | 17037.7 | 0 | 39387.6 | 22550.2 | 0 | 11760.5 | 39987.1 | 31632.8
3575 | 0 | 1652.2 | 0 | 39358.9 | 0 | 0 | 0 | 10365.7 | 0 | 35125.2 | 10365.7 | 5199.54 | 0 | 38373.2 | 27142 | 0 | 15336.2 | 40053.4 | 15126.4
3576 | 0 | 3471.03 | 0 | 38753.2 | 0 | 1193.43 | 0 | 16908.7 | 0 | 33291.5 | 16908.7 | 3862.95 | 0 | 38170.8 | 35169.5 | 0 | 14741.9 | 40053.4 | 12842.6
3577 | 0 | 5404.27 | 0 | 38440.7 | 0 | 2885.69 | 0 | 16104.8 | 0 | 28588.3 | 16104.8 | 3691.62 | 0 | 37173.7 | 32939.7 | 0 | 16569.5 | 40053.4 | 20979.6
3578 | 0 | 6873.17 | 0 | 35441.6 | 0 | 2544.45 | 0 | 19983.4 | 0 | 18940.6 | 19983.4 | 0 | 0 | 30904.1 | 37588.5 | 0 | 11578.6 | 40053.4 | 11986
3579 | 0 | 19701.9 | 0 | 31718.1 | 0 | 1620.58 | 0 | 12624 | 0 | 13873.4 | 12624 | 0 | 0 | 26950.7 | 22525.3 | 0 | 15027.6 | 39671.1 | 9235.85
3580 | 0 | 24094 | 0 | 28868.3 | 0 | 952.837 | 0 | 19714.5 | 0 | 17653.9 | 19714.5 | 0 | 0 | 25860.8 | 10910.3 | 0 | 17575.2 | 38827.9 | 5756.01
3581 | 0 | 23099.2 | 0 | 21207 | 0.05005 | 334.06 | 0 | 18207.1 | 0 | 9820.74 | 18207.1 | 0 | 0 | 24243.9 | 31890.4 | 0 | 18079 | 39402.2 | 5869.41
3582 | 0.12007 | 8571.56 | 0.091391 | 10265.8 | 0.28875 | 0 | 0.081358 | 9632.2 | 0.056099 | 8573.82 | 9632.2 | 0 | 0.092255 | 19591.1 | 15248.1 | 0.16476 | 17948.3 | 39717.9 | 5994.36
3583 | 0.82522 | 1756.58 | 0.68649 | 3647.45 | 1.218 | 0 | 0.26165 | 5516.14 | 0.46699 | 5875.67 | 5516.14 | 0 | 0.43266 | 23133.1 | 19814.4 | 0.63896 | 15830.5 | 38091.2 | 0
3584 | 1.8864 | 2123.93 | 1.7947 | 0 | 2.2817 | 0 | 0.67733 | 0 | 1.3624 | 0 | 0 | 0 | 0.86979 | 22633 | 13873.2 | 1.5393 | 13994.6 | 30597.8 | 0
3585 | 2.8106 | 5640.09 | 2.8051 | 831.089 | 3.1879 | 687.593 | 1.8857 | 0 | 2.2604 | 0 | 0 | 0 | 1.4947 | 22307.1 | 25664.8 | 2.2537 | 13299.5 | 14188.3 | 1416.11
3586 | 3.5027 | 1071.32 | 3.5745 | 3178.17 | 3.8621 | 1615.62 | 3.1325 | 628.384 | 2.9493 | 0 | 628.384 | 0 | 2.7208 | 15519 | 16738.5 | 2.2897 | 11899.3 | 8969.69 | 0
3587 | 3.9498 | 0 | 4.0825 | 5979.88 | 4.2873 | 2075.58 | 3.5911 | 2907.91 | 3.4234 | 0 | 2907.91 | 0 | 3.1193 | 9274.79 | 16951 | 2.872 | 12792.7 | 5834.44 | 0
3588 | 2.2421 | 1885.68 | 4.3398 | 6414.52 | 4.4483 | 6958.65 | 3.8058 | 1903.66 | 3.6767 | 0 | 1903.66 | 0 | 3.3473 | 4166.88 | 19615.6 | 2.4881 | 20048.4 | 2138.05 | 0
3589 | 3.5432 | 3809.22 | 4.3326 | 3201.09 | 4.3388 | 8033.17 | 3.816 | 2519.99 | 3.7145 | 0 | 2519.99 | 0 | 3.3966 | 0 | 25251.5 | 3.2538 | 19558 | 1888.91 | 0
3590 | 2.0334 | 19319 | 4.06 | 2799.39 | 3.9765 | 6196 | 3.3536 | 0 | 3.5418 | 0 | 0 | 959.549 | 3.208 | 2131.48 | 22095.9 | 3.1002 | 26779.6 | 3621.11 | 256.142
3591 | 1.6203 | 30639.2 | 3.537 | 3419.37 | 3.3636 | 12274 | 2.2691 | 1133.68 | 3.1637 | 0 | 1133.68 | 2779.77 | 2.8482 | 15290.2 | 26493.4 | 3.428 | 27482.6 | 4858.38 | 583.493
3592 | 1.3618 | 39148.5 | 2.7704 | 5855.92 | 2.505 | 27269.5 | 0.7848 | 653.603 | 2.5833 | 0 | 653.603 | 4300.75 | 2.2911 | 10320.6 | 12172.8 | 2.8046 | 27759.2 | 9523.05 | 859.749
3593 | 1.4523 | 39975 | 1.7956 | 5474.55 | 1.452 | 29266.1 | 1.7037 | 0 | 1.7735 | 0 | 0 | 9038.42 | 1.5666 | 6307.57 | 2764.97 | 2.0011 | 31470.3 | 25497.3 | 8242.86
3594 | 0.76018 | 39999.6 | 0.71603 | 5003.87 | 0.44814 | 29253 | 0.90217 | 803.637 | 0.84377 | 0 | 803.637 | 5391.1 | 0.73151 | 2233.32 | 17309.6 | 1.0926 | 35043.1 | 37666.6 | 24678.9
3595 | 0.14228 | 40053.4 | 0.098111 | 4259.97 | 0.070411 | 28567.8 | 0.21483 | 2718.8 | 0.15716 | 646.988 | 2718.8 | 8335.95 | 0.22342 | 3690.51 | 15097.5 | 0.33676 | 32509.5 | 39391.8 | 30452.9
3596 | 0 | 25870.7 | 0 | 16237.7 | 0 | 21229.2 | 0 | 3318.67 | 0 | 7051.68 | 3318.67 | 15369.2 | 0 | 1043.71 | 31332.4 | 0.05204 | 31390.7 | 39558.8 | 33297.4
3597 | 0 | 23514.4 | 0 | 27918.8 | 0 | 21239.7 | 0 | 2997.54 | 0 | 15460.3 | 2997.54 | 19680.7 | 0 | 0 | 8728.07 | 0 | 35144.7 | 40053.4 | 36840.7
3598 | 0 | 25143.6 | 0 | 34231.1 | 0 | 9399.44 | 0 | 10276.5 | 0 | 23696.7 | 10276.5 | 10218.1 | 0 | 0 | 36402.2 | 0 | 36955.3 | 40053.4 | 35238.3
3599 | 0 | 10346.1 | 0 | 37434.3 | 0 | 12571 | 0 | 3488.57 | 0 | 28700.4 | 3488.57 | 589.195 | 0 | 0 | 25952.7 | 0 | 38294.2 | 40053.4 | 37691.6
3600 | 0 | 5329.1 | 0 | 35692.3 | 0 | 16460.9 | 0 | 6669.67 | 0 | 24525.4 | 6669.67 | 0 | 0 | 0 | 12035.4 | 0 | 38011.5 | 40053.4 | 37111.7
3601 | 0 | 4932.29 | 0 | 37754.7 | 0 | 3922.47 | 0 | 8507.2 | 0 | 26504.7 | 8507.2 | 0 | 0 | 0 | 25568 | 0 | 36808 | 40053.4 | 32093
3602 | 0 | 3806.03 | 0 | 29313.6 | 0 | 2929.93 | 0 | 6124.54 | 0 | 21639.7 | 6124.54 | 0 | 0 | 0 | 17042.4 | 0 | 36745.7 | 40053.4 | 26979.9
3603 | 0 | 1180.32 | 0 | 18701.3 | 0 | 5895.59 | 0 | 9886.34 | 0 | 20598.5 | 9886.34 | 0 | 0 | 1400.6 | 14783.1 | 0 | 34390.1 | 40053.4 | 19458
3604 | 0 | 2439.72 | 0 | 12088.8 | 0 | 6885.9 | 0 | 11762.8 | 0 | 17116.1 | 11762.8 | 0 | 0 | 9906.47 | 25753 | 0 | 33132.9 | 39976.4 | 26561.1
3605 | 0 | 2934.4 | 0 | 16106.9 | 0.043828 | 2046.1 | 0 | 10075.7 | 0 | 16948.9 | 10075.7 | 0 | 0 | 28954.5 | 32787.9 | 0 | 35575.2 | 39697.7 | 26131
3606 | 0.14568 | 3534.2 | 0.094241 | 6486.84 | 0.28578 | 946.94 | 0.12232 | 11794 | 0.056682 | 16421.9 | 11794 | 0 | 0.092806 | 34363.1 | 36848 | 0.13862 | 37495.2 | 39427.8 | 25810.3
3607 | 0.81693 | 3977.42 | 0.62464 | 1341.52 | 1.2373 | 2667.72 | 0.66919 | 7580.24 | 0.46502 | 7106.78 | 7580.24 | 0 | 0.56908 | 27846.5 | 33085.5 | 0.56159 | 33139.5 | 39132.5 | 12566.6
3608 | 1.8458 | 9238.51 | 1.7601 | 0 | 2.3103 | 1315.8 | 1.6339 | 168.244 | 1.1194 | 1069.89 | 168.244 | 0 | 1.3406 | 19869.5 | 23502.7 | 1.6016 | 29643.1 | 35762.1 | 2101.1
3609 | 2.7487 | 9823.36 | 2.7332 | 0 | 3.1997 | 2158.37 | 2.5246 | 0 | 1.8759 | 0 | 0 | 0 | 2.1243 | 12581 | 15838.1 | 2.4562 | 22915.1 | 12954.2 | 5975.87
3610 | 3.4038 | 16120 | 3.4965 | 5346.9 | 3.8461 | 1884.58 | 3.2032 | 644.671 | 2.8978 | 638.574 | 644.671 | 0 | 2.7679 | 7512.46 | 26744.3 | 3.0871 | 14576.8 | 5848.29 | 456.865
3611 | 1.938 | 10388.7 | 3.9969 | 887.663 | 4.2332 | 4189.73 | 3.6761 | 494.57 | 2.4177 | 628.569 | 494.57 | 0 | 3.143 | 3945.39 | 32680.3 | 3.5134 | 17051.2 | 7088.23 | 0
3612 | 2.5089 | 17782.7 | 4.2457 | 0 | 4.3827 | 3561.41 | 3.9046 | 1275.29 | 3.6333 | 0 | 1275.29 | 0 | 3.3551 | 419.273 | 35192.6 | 3.1629 | 23857.2 | 6344.15 | 0
3613 | 2.709 | 18633.2 | 4.2568 | 938.249 | 4.2823 | 1432.36 | 3.933 | 2210.58 | 3.6704 | 115.294 | 2210.58 | 224.912 | 3.3772 | 17526 | 39279.1 | 3.3414 | 23857.3 | 8526.29 | 551.829
3614 | 3.5047 | 14906.1 | 3.9886 | 2877.95 | 3.9204 | 1824.46 | 3.7387 | 5008.12 | 3.5194 | 990.922 | 5008.12 | 14607.5 | 3.0811 | 38681 | 36291 | 1.8308 | 23398.1 | 16072.1 | 1004.01
3615 | 2.9541 | 12643.1 | 3.1486 | 4055.22 | 3.3196 | 1106.38 | 3.3567 | 1967.3 | 3.1397 | 1448.43 | 1967.3 | 0 | 2.6296 | 40053.4 | 15507.8 | 1.3533 | 17683.3 | 22466.9 | 3036.32
3616 | 2.2295 | 12648.3 | 2.7379 | 4988.41 | 2.4909 | 537.541 | 2.7366 | 8612.36 | 2.5605 | 2390.87 | 8612.36 | 1972.41 | 2.0713 | 40053.4 | 36194.3 | 0.23265 | 0 | 13874.2 | 34377.3
3617 | 1.5792 | 30473.6 | 1.5536 | 37289.1 | 1.2906 | 1499.16 | 1.9117 | 16503.1 | 1.7579 | 4531.09 | 16503.1 | 14026.5 | 1.564 | 40053.4 | 28765.2 | 1.9346 | 0 | 23710.1 | 38629.4
3618 | 0.79332 | 22270.5 | 0.69497 | 29890.8 | 0.25519 | 2130.54 | 0.86446 | 11750.4 | 0.84051 | 6050.03 | 11750.4 | 12918.2 | 0.75268 | 40053.4 | 10047.3 | 1.0658 | 0 | 32914.6 | 39890
3619 | 0.12957 | 14305.2 | 0.11368 | 20790.9 | 0.07569 | 4346.07 | 0.18042 | 12507 | 0.19004 | 7417.2 | 12507 | 23282.4 | 0.2272 | 0 | 18256.6 | 0.31679 | 0 | 35566.6 | 39913
3620 | 0 | 8223.96 | 0 | 29996.8 | 0 | 9069.37 | 0 | 15371.5 | 0 | 4062.37 | 15371.5 | 10593.6 | 0 | 11689.7 | 320.834 | 0.054051 | 0 | 36731.3 | 40053.4
3621 | 0 | 9195.78 | 0 | 29497.9 | 0 | 5608.08 | 0 | 16884 | 0 | 11584.5 | 16884 | 24356.3 | 0 | 38073.6 | 5453.34 | 0 | 0 | 36829.2 | 39717.4
3622 | 0 | 8878.29 | 0 | 30741.8 | 0 | 3174.2 | 0 | 3838.01 | 0 | 30805.3 | 3838.01 | 9441.22 | 0 | 36843.6 | 2151.28 | 0 | 0 | 39254.7 | 38298.5
3623 | 0 | 4643.05 | 0 | 29462.3 | 0 | 6568.63 | 0 | 0 | 0 | 35228 | 0 | 0 | 0 | 38565.6 | 1596.92 | 0 | 0 | 39447.7 | 32811.8
3624 | 0 | 3456.52 | 0 | 36801.1 | 0 | 8110.42 | 0 | 5518.1 | 0 | 34223.8 | 5518.1 | 0 | 0 | 39437 | 10664.6 | 0 | 0 | 39884.9 | 22830.8
3625 | 0 | 5369.11 | 0 | 34840.9 | 0 | 12390.6 | 0 | 920.986 | 0 | 32759.9 | 920.986 | 0 | 0 | 39369.8 | 730.273 | 0 | 0 | 39838.5 | 23068.6
3626 | 0 | 3483.86 | 0 | 23634.7 | 0 | 22262.8 | 0 | 0 | 0 | 27354 | 0 | 0 | 0 | 39463 | 0 | 0 | 0 | 39989.7 | 9222.07
3627 | 0 | 2079.3 | 0 | 19428.6 | 0 | 10556.8 | 0 | 0 | 0 | 18237 | 0 | 0 | 0 | 38196.7 | 0 | 0 | 0 | 39813.6 | 9389.18
3628 | 0 | 4163.75 | 0 | 15752 | 0 | 5663.78 | 0 | 154.581 | 0 | 18171.8 | 154.581 | 0 | 0 | 36876.8 | 0 | 0 | 0 | 39569.7 | 11459.2
3629 | 0 | 924.539 | 0 | 11824 | 0.042612 | 2289.48 | 0 | 2548.49 | 0 | 15935.1 | 2548.49 | 0 | 0 | 30544.5 | 0 | 0 | 0 | 39341.3 | 8760.68
3630 | 0.13836 | 0 | 0.09 | 7173.89 | 0.28075 | 2741.93 | 0.11396 | 54.1381 | 0.060556 | 10762 | 54.1381 | 0 | 0.090533 | 19781.8 | 0 | 0.08495 | 0 | 38938.6 | 6271.31
3631 | 0.76824 | 0 | 0.64743 | 3970.86 | 1.1708 | 832.435 | 0.65925 | 1995.44 | 0.47995 | 7272.99 | 1995.44 | 0 | 0.5705 | 14675.7 | 2015.14 | 0.27868 | 0 | 33902.5 | 2809.01
3632 | 1.5991 | 0 | 1.6819 | 3058.65 | 2.1765 | 0 | 1.6003 | 93.5186 | 1.3628 | 5124.86 | 93.5186 | 0 | 1.3192 | 13473.9 | 11987 | 0.47079 | 0 | 27542.2 | 1851.74
3633 | 2.7141 | 405.686 | 2.6481 | 4742.07 | 3.0053 | 0 | 2.457 | 923.786 | 2.2597 | 3986.49 | 923.786 | 0 | 2.0766 | 12312.9 | 9482.1 | 0.85168 | 0 | 27835.8 | 654.844
3634 | 3.2554 | 1125.22 | 3.3937 | 2220.59 | 3.5954 | 0 | 3.1044 | 1122.57 | 2.9618 | 1609.39 | 1122.57 | 399.695 | 2.6889 | 14842.6 | 17154.6 | 1.425 | 0 | 31638 | 1468.01
3635 | 4.1336 | 6476.54 | 3.8941 | 0 | 3.943 | 0 | 2.5684 | 1817.79 | 3.4066 | 2174.6 | 1817.79 | 2482.15 | 3.083 | 7896.23 | 17099 | 1.531 | 747.461 | 22772.4 | 2429.41
3636 | 4.3696 | 8542.67 | 4.1422 | 0 | 4.0917 | 0 | 1.7428 | 4145.91 | 3.6487 | 5067.45 | 4145.91 | 2685.29 | 3.3142 | 5353.42 | 23820.8 | 1.7991 | 4429.05 | 28249.7 | 6393.41
3637 | 4.3575 | 23385.4 | 4.1243 | 0 | 4.0085 | 0 | 0.79168 | 14542.9 | 3.6612 | 4894.82 | 14542.9 | 2972.66 | 2.4266 | 3030.4 | 31063.8 | 1.3357 | 3391.56 | 38838.9 | 24243.3
3638 | 4.0948 | 26321 | 3.8522 | 0 | 3.6993 | 0 | 2.5237 | 1544.92 | 3.4836 | 6183.97 | 1544.92 | 41.7626 | 3.2853 | 6699.55 | 37547.7 | 1.2186 | 772.732 | 36011.9 | 23831.8
3639 | 3.5866 | 26621.1 | 2.8643 | 0 | 3.1368 | 0 | 2.3706 | 3147.79 | 3.1004 | 13393.8 | 3147.79 | 0 | 2.9059 | 12080.4 | 33871 | 1.6122 | 0 | 14624.7 | 35669.3
3640 | 2.8416 | 33235.6 | 0.066777 | 0 | 2.3616 | 0 | 1.8737 | 29157.4 | 2.5149 | 15941.4 | 29157.4 | 11526.1 | 2.3454 | 15070.4 | 25308.5 | 1.2289 | 0 | 23067.4 | 39433.3
3641 | 1.879 | 32419.7 | 1.6046 | 0 | 1.39 | 422.718 | 1.2262 | 7378.67 | 1.7239 | 17242.5 | 7378.67 | 0 | 1.627 | 16956.8 | 35456.8 | 0.8645 | 0 | 27476.4 | 39687.3
3642 | 0.81101 | 33980.5 | 0.57536 | 1807.25 | 0.43597 | 1161.99 | 0.57699 | 9726.34 | 0.84656 | 15291.6 | 9726.34 | 4993.67 | 0.84337 | 19383.8 | 28695.1 | 0.44045 | 2029.05 | 31972.4 | 39933.7
3643 | 0.10598 | 34973.7 | 0.12031 | 8416.76 | 0.068395 | 1673.64 | 0.22285 | 27008 | 0.18891 | 16794.9 | 27008 | 0 | 0.23675 | 16233.2 | 38825.2 | 0.30224 | 9608.62 | 21710.4 | 39000.1
3644 | 0 | 26637.2 | 0 | 19911.8 | 0 | 2418.49 | 0 | 28451.8 | 0 | 7785.85 | 28451.8 | 0 | 0 | 10503.3 | 25021 | 0.059177 | 5560.24 | 16401.9 | 32139.7
3645 | 0 | 33524.1 | 0 | 30678.1 | 0 | 5084.36 | 0 | 29615 | 0 | 24642.4 | 29615 | 0 | 0 | 6169.55 | 24210.3 | 0 | 0 | 17785.7 | 37294.4
3646 | 0 | 27095.8 | 0 | 36916 | 0 | 5414.67 | 0 | 12843.3 | 0 | 28057.2 | 12843.3 | 8332.14 | 0 | 5887.73 | 18346.5 | 0 | 721.91 | 28317.3 | 38444.6
3647 | 0 | 11326.3 | 0 | 38187 | 0 | 11832.7 | 0 | 25335.4 | 0 | 28343.5 | 25335.4 | 10039.4 | 0 | 0 | 13341.2 | 0 | 914.583 | 36189 | 39152.9
3648 | 0 | 9542.21 | 0 | 36821.2 | 0 | 6028.82 | 0 | 10725 | 0 | 27629.3 | 10725 | 4806.27 | 0 | 2039.24 | 25707.4 | 0 | 803.163 | 38328.4 | 37723.8
3649 | 0 | 9271.46 | 0 | 39264.7 | 0 | 8767.65 | 0 | 5570.57 | 0 | 29123 | 5570.57 | 751.062 | 0 | 4336.48 | 18389.1 | 0 | 520.389 | 38447.5 | 32544.3
3650 | 0 | 17340.3 | 0 | 37803.1 | 0 | 6348.04 | 0 | 13356.1 | 0 | 30136.4 | 13356.1 | 1715.15 | 0 | 10778.9 | 8910.45 | 0 | 0 | 36999.8 | 26275.9
3651 | 0 | 8965.6 | 0 | 37444.8 | 0 | 3990.12 | 0 | 18309.2 | 0 | 26389.3 | 18309.2 | 4462.31 | 0 | 13662.4 | 4633.74 | 0 | 0 | 33261.2 | 26895
3652 | 0 | 11601.4 | 0 | 34664.6 | 0 | 851.381 | 0 | 10628.4 | 0 | 27809.3 | 10628.4 | 3692.68 | 0 | 17219.2 | 6984.1 | 0 | 0 | 28279.7 | 26302.7
3653 | 0 | 24682 | 0 | 29762.5 | 0.042078 | 527.459 | 0 | 13582 | 0 | 27552.8 | 13582 | 1191.04 | 0 | 12348.1 | 5157.07 | 0 | 0 | 37943.3 | 22427.9
3654 | 0.12067 | 25341.7 | 0.10495 | 12159.6 | 0.27719 | 0 | 0.059079 | 16255.1 | 0.058123 | 26502.6 | 16255.1 | 10378.3 | 0.096555 | 6488.21 | 5329.46 | 0.15151 | 0 | 40014.4 | 18490.7
3655 | 0.82702 | 25088.7 | 0.65119 | 2428.08 | 1.1825 | 0 | 0.62535 | 14021.2 | 0.47064 | 26874.8 | 14021.2 | 62.3009 | 0.43395 | 5657.55 | 2046.82 | 0.73089 | 0 | 39618.1 | 26608.6
3656 | 1.9105 | 29092.1 | 1.675 | 8456.17 | 2.2073 | 0 | 1.5645 | 10734.2 | 1.3382 | 12743.8 | 10734.2 | 153.444 | 1.1012 | 8241.56 | 0 | 0.86755 | 0 | 38631.2 | 26234.7
3657 | 2.8686 | 29632.9 | 2.6323 | 1721.28 | 3.0582 | 9120.21 | 2.4241 | 16842.9 | 2.2057 | 9609.98 | 16842.9 | 6113.39 | 1.9128 | 10918.9 | 0 | 1.599 | 0 | 39170.4 | 37038.8
3658 | 3.6042 | 37822.3 | 3.2407 | 0 | 3.6947 | 27018.2 | 3.0851 | 15844.4 | 2.885 | 7682.06 | 15844.4 | 0 | 2.511 | 7682.87 | 477.702 | 3.281 | 1305.96 | 39644.3 | 30109.5
3659 | 4.0795 | 33345.6 | 3.0934 | 1276.31 | 4.069 | 27144.3 | 3.5123 | 20855.2 | 3.3296 | 6230.88 | 20855.2 | 1036.53 | 2.9191 | 3427.67 | 1307.69 | 3.7338 | 1486.43 | 40053.4 | 30040.6
3660 | 4.3212 | 28215.9 | 3.3318 | 1393.96 | 4.2161 | 27143.8 | 3.3655 | 8987.16 | 3.5883 | 6371.48 | 8987.16 | 1919.04 | 3.0856 | 0 | 1626.71 | 3.972 | 0 | 40053.4 | 37384.9
3661 | 4.2783 | 27962.9 | 2.9392 | 1666.64 | 4.1211 | 23272.4 | 3.7582 | 17209.3 | 3.632 | 7337.16 | 17209.3 | 214.956 | 2.9709 | 2950.22 | 1959.75 | 3.9765 | 0 | 39928.2 | 39880.9
3662 | 3.4152 | 26575.8 | 3.3363 | 1813.95 | 3.7786 | 27235.3 | 1.6963 | 19732.6 | 3.4684 | 6949.43 | 19732.6 | 0 | 2.7203 | 8079.73 | 1464.69 | 3.7807 | 0 | 39801 | 40053.4
3663 | 2.9461 | 19957.5 | 3.4007 | 2896.84 | 3.2003 | 26578.1 | 0.17086 | 17940.2 | 3.103 | 5299.17 | 17940.2 | 14075.6 | 2.4456 | 5626.76 | 2057.68 | 2.6357 | 0 | 40053.4 | 40053.4
3664 | 1.427 | 21866.1 | 2.6739 | 3695.23 | 2.4007 | 32040.3 | 0.12811 | 31177 | 1.5799 | 11884.5 | 31177 | 8893.95 | 1.5814 | 5951.85 | 782.441 | 2.4124 | 0 | 39995.9 | 40053.4
3665 | 0.88295 | 16508.2 | 1.738 | 3703.03 | 1.4197 | 38173.7 | 1.3342 | 27142.3 | 1.7109 | 11287.4 | 27142.3 | 0 | 0.83409 | 4984.35 | 0 | 1.6727 | 0 | 39464.1 | 40053.4
3666 | 0.71553 | 17783.3 | 0.64648 | 4435.23 | 0.45123 | 4238.28 | 0.21248 | 21633.8 | 0.43717 | 22028 | 21633.8 | 0 | 0.41091 | 3060.11 | 0 | 0.99323 | 0 | 38708.2 | 40053.4
3667 | 0.16736 | 19008.9 | 0.10569 | 5173.18 | 0.072255 | 36929.6 | 0.22749 | 4352.35 | 0.11866 | 947.678 | 4352.35 | 30630 | 0.14995 | 3420.98 | 0 | 0.31358 | 0 | 39796.6 | 40053.4
3668 | 0 | 5421.48 | 0 | 12941.7 | 0 | 39501.5 | 0 | 5950.89 | 0 | 4173.99 | 5950.89 | 0 | 0 | 1870.77 | 1106.73 | 0.053322 | 763.71 | 40053.4 | 40053.4
3669 | 0 | 8717.27 | 0 | 34992.2 | 0 | 24874.6 | 0 | 2581.68 | 0 | 5102.29 | 2581.68 | 0 | 0 | 768.38 | 5162.38 | 0 | 1440.37 | 40053.4 | 40053.4
3670 | 0 | 14616.4 | 0 | 39468 | 0 | 32160.8 | 0 | 11796.7 | 0 | 7176.24 | 11796.7 | 0 | 0 | 240.069 | 4169 | 0 | 1677.28 | 40053.4 | 40053.4
3671 | 0 | 15130.6 | 0 | 40053.4 | 0 | 0 | 0 | 8747.96 | 0 | 4677.16 | 8747.96 | 0 | 0 | 0 | 7775.98 | 0 | 975.755 | 40053.4 | 40053.4
3672 | 0 | 17853.4 | 0 | 40053 | 0 | 811.533 | 0 | 4495.61 | 0 | 8369.08 | 4495.61 | 0 | 0 | 0 | 15512.8 | 0 | 0 | 40053.4 | 39981.9
3673 | 0 | 19055.2 | 0 | 30420.8 | 0 | 7242.44 | 0 | 1932.93 | 0 | 8166.54 | 1932.93 | 0 | 0 | 617.182 | 17845 | 0 | 0 | 40053.4 | 39053.8
3674 | 0 | 19098.5 | 0 | 32515.9 | 0 | 0 | 0 | 0 | 0 | 3089.86 | 0 | 0 | 0 | 3393.52 | 16623.5 | 0 | 1787.8 | 40053.4 | 36885.4
3675 | 0 | 18708.7 | 0 | 37638.7 | 0 | 3505.01 | 0 | 0 | 0 | 2595.37 | 0 | 0 | 0 | 12817.3 | 7781.86 | 0 | 2220.08 | 40053.4 | 28099.6
3676 | 0 | 18521.5 | 0 | 31952 | 0 | 8170.34 | 0 | 552.37 | 0 | 2154.87 | 552.37 | 0 | 0 | 27481.3 | 2859.38 | 0 | 3563.05 | 40053.4 | 20662.9
3677 | 0 | 20615.4 | 0 | 8965.47 | 0.046018 | 3542.88 | 0 | 649.299 | 0 | 669.275 | 649.299 | 0 | 0 | 30169.3 | 776.587 | 0 | 3045.32 | 40053.4 | 7441.09
3678 | 0.17668 | 16250.1 | 0.10867 | 18904.9 | 0.28244 | 5125.5 | 0.1528 | 0 | 0.065355 | 6257.97 | 0 | 0 | 0.0058562 | 30934.6 | 376.592 | 0.14524 | 2572.34 | 40053.4 | 1146.47
3679 | 0.74955 | 12310.5 | 0.64538 | 31082.7 | 1.2188 | 9562.49 | 0.67325 | 0 | 0.43116 | 10738 | 0 | 0 | 0.4005 | 22131.3 | 729.08 | 0.71245 | 2686.52 | 40053.4 | 3770.79
3680 | 1.5672 | 13552 | 1.6567 | 24883.5 | 2.2516 | 8948.94 | 1.5894 | 949.915 | 1.3099 | 1098.69 | 949.915 | 0 | 0.060103 | 11617.9 | 0 | 1.4503 | 605.902 | 39532.7 | 0
3681 | 2.8631 | 8113.7 | 2.5706 | 18580.5 | 3.0992 | 5243.54 | 2.4705 | 2080.4 | 2.1686 | 166.677 | 2080.4 | 0 | 0.23524 | 4970.94 | 0 | 2.5228 | 464.757 | 38268.9 | 0
3682 | 1.5503 | 20437 | 3.2819 | 12437.4 | 3.7212 | 2529.68 | 3.1505 | 3183.48 | 2.8645 | 0 | 3183.48 | 201.38 | 0.93425 | 7987.13 | 0 | 3.2707 | 396.867 | 39376.6 | 0
3683 | 3.3117 | 32704.6 | 3.7848 | 7204.62 | 4.1158 | 1010.96 | 3.623 | 1771.07 | 3.3494 | 179.813 | 1771.07 | 0 | 1.3827 | 16538.6 | 0 | 3.3326 | 2485.25 | 38136 | 105.486
3684 | 3.8099 | 30966.1 | 4.0662 | 2959.75 | 4.2836 | 0 | 3.8461 | 2686.85 | 3.6076 | 4200.22 | 2686.85 | 75.2636 | 0.54441 | 12154.8 | 0 | 3.5751 | 5362.36 | 38931.4 | 0
3685 | 3.4768 | 29205.2 | 4.0915 | 4185.16 | 4.1975 | 0 | 3.3839 | 7991 | 3.6612 | 4809.79 | 7991 | 0 | 0.53133 | 8162.12 | 0 | 3.389 | 11336.2 | 39289.6 | 3040.62
3686 | 3.4993 | 36762.8 | 3.8476 | 8703.41 | 3.8485 | 0 | 2.6911 | 9879 | 3.5022 | 4327.49 | 9879 | 1070.79 | 0.70534 | 5362.22 | 1522.87 | 2.9887 | 7167.06 | 39440.1 | 2121.34
3687 | 2.0234 | 37417.3 | 3.3636 | 6266.38 | 3.2757 | 0 | 2.7089 | 6826.27 | 3.1172 | 1620.78 | 6826.27 | 10145.3 | 1.466 | 4056.15 | 1123.46 | 2.6957 | 3026.02 | 39277.5 | 0
3688 | 1.7226 | 39071.9 | 2.6407 | 6568.49 | 2.4699 | 0 | 2.6846 | 7587.08 | 2.5126 | 804.461 | 7587.08 | 16359 | 1.1561 | 3148.36 | 2004.37 | 1.54 | 1527.28 | 39429.4 | 0
3689 | 1.4305 | 37524.9 | 1.7095 | 5899.79 | 1.4623 | 0 | 1.8702 | 10507 | 1.3206 | 40053.4 | 10507 | 16157.2 | 0.44285 | 3049.1 | 2802.07 | 1.2859 | 300.474 | 40053.4 | 547.74
3690 | 0.62255 | 39009.1 | 0.66824 | 28018.8 | 0.46711 | 4154.64 | 0.94423 | 8177.47 | 0.79652 | 0 | 8177.47 | 16079 | 0.76012 | 2651.56 | 3206.2 | 1.0634 | 0 | 40053.4 | 1963.9
3691 | 0.11084 | 39564.6 | 0.13295 | 39655.1 | 0.069073 | 5568.67 | 0.2226 | 5832.82 | 0.20409 | 0 | 5832.82 | 12077.2 | 0.24244 | 2754.29 | 2058.57 | 0.34744 | 0 | 40053.4 | 0
3692 | 0 | 39361.9 | 0 | 39445.3 | 0 | 6111.69 | 0 | 16592.7 | 0 | 3487.06 | 16592.7 | 10479.3 | 0 | 2614.92 | 2505.76 | 0.057745 | 0 | 40053.4 | 0
3693 | 0 | 39956.2 | 0 | 39379.4 | 0 | 0 | 0 | 32008 | 0 | 5177.34 | 32008 | 7812.81 | 0 | 2494.53 | 12322.3 | 0 | 0 | 39721.3 | 0
3694 | 0 | 39149.2 | 0 | 37017.1 | 0 | 5808.54 | 0 | 35667.6 | 0 | 8823.97 | 35667.6 | 4958.62 | 0 | 5172.72 | 6600.54 | 0 | 0 | 40053.4 | 3144.51
3695 | 0 | 22564.3 | 0 | 25719.5 | 0 | 6627.23 | 0 | 28671.7 | 0 | 7564 | 28671.7 | 1491.64 | 0 | 8045.58 | 18290.5 | 0 | 0 | 40053.4 | 13438
3696 | 0 | 678.995 | 0 | 19816.9 | 0 | 1209.96 | 0 | 5474.01 | 0 | 5202.38 | 5474.01 | 2823.01 | 0 | 11796.6 | 9227.74 | 0 | 0 | 40053.4 | 31931.2
3697 | 0 | 936.575 | 0 | 20601.6 | 0 | 11693.3 | 0 | 11869.3 | 0 | 2204.55 | 11869.3 | 4514.33 | 0 | 10355.5 | 9151.02 | 0 | 0 | 40053.4 | 26164.2
3698 | 0 | 6857.08 | 0 | 24543.4 | 0 | 3969.53 | 0 | 26996.2 | 0 | 3562.26 | 26996.2 | 9035.99 | 0 | 12552.1 | 33810.1 | 0 | 0 | 40053.4 | 8032.88
3699 | 0 | 3823.41 | 0 | 9797.36 | 0 | 709.448 | 0 | 21236 | 0 | 3945.47 | 21236 | 6033.73 | 0 | 13297.5 | 24307.8 | 0 | 0 | 40053.4 | 12811
3700 | 0 | 2505.97 | 0 | 10388.9 | 0 | 8067.7 | 0 | 15883.3 | 0 | 0 | 15883.3 | 1560.76 | 0 | 8959.91 | 27525.9 | 0 | 0 | 40053.4 | 11021
3701 | 0 | 968.703 | 0 | 30946.6 | 0.046211 | 5171.05 | 0 | 11052.4 | 0 | 0 | 11052.4 | 0 | 0 | 5781.35 | 28718.5 | 0 | 0 | 40053.4 | 9095.81
3702 | 0.12281 | 7519.81 | 0.089375 | 19182.9 | 0.27954 | 13805.7 | 0.11867 | 1844.5 | 0.0684 | 1177.29 | 1844.5 | 0 | 0.10445 | 4317.7 | 26764.5 | 0.081867 | 0 | 40053.4 | 7311.51
3703 | 0.83645 | 22128.8 | 0.63776 | 8937.91 | 1.2212 | 4769.06 | 0.6352 | 1828.42 | 0.44219 | 1167.84 | 1828.42 | 0 | 0.5629 | 3738.58 | 32048 | 0.26235 | 0 | 40053.4 | 944.748
3704 | 1.9238 | 28171.5 | 1.6743 | 0 | 2.2731 | 1832.31 | 1.6555 | 0 | 1.1419 | 4489.72 | 0 | 0 | 1.2387 | 2939.72 | 14226.7 | 0.74128 | 0 | 40053.4 | 0
3705 | 2.9066 | 30957.9 | 2.6296 | 2175.65 | 3.1539 | 851.584 | 2.4127 | 1915.47 | 1.5502 | 2365.6 | 1915.47 | 0 | 1.8747 | 2183.23 | 6653.83 | 1.2895 | 0 | 40053.4 | 0
3706 | 3.6728 | 34809.8 | 3.3445 | 6415.15 | 3.7868 | 0 | 2.618 | 1345.08 | 2.0654 | 2782.88 | 1345.08 | 0 | 2.9485 | 3976.35 | 3845.93 | 2.2811 | 277.76 | 40053.4 | 0
3707 | 2.5162 | 37307.9 | 3.839 | 11203.3 | 4.1503 | 0 | 3.1662 | 4451.64 | 2.5052 | 4773.57 | 4451.64 | 0 | 3.3692 | 4189.22 | 5055.38 | 2.6951 | 1093.91 | 39897.2 | 0
3708 | 3.6736 | 29267.3 | 4.0762 | 7632.33 | 4.2961 | 0 | 3.3547 | 3737.32 | 2.568 | 2615.36 | 3737.32 | 0 | 2.8445 | 9445.63 | 7256.4 | 2.8524 | 2068.9 | 38996.3 | 0
3709 | 3.7353 | 21138.5 | 4.0758 | 6143.55 | 4.1921 | 0 | 3.3314 | 3444.45 | 2.6937 | 5865.49 | 3444.45 | 0 | 3.282 | 10357.6 | 8715.07 | 3.9308 | 1575.84 | 37541 | 1201.6
3710 | 3.1582 | 28227.6 | 3.8284 | 4006.92 | 3.8374 | 1234.27 | 2.9608 | 2994.43 | 1.0068 | 2678.77 | 2994.43 | 0 | 3.4677 | 21198.5 | 9050.5 | 3.7473 | 1810.86 | 37847.2 | 7280.84
3711 | 3.1538 | 27169.8 | 3.3283 | 4862.11 | 3.2596 | 2517.93 | 1.7656 | 2139.35 | 0.75573 | 1144.87 | 2139.35 | 690.278 | 3.0922 | 33290.8 | 12599.1 | 3.3467 | 751.974 | 37860.6 | 21286.2
3712 | 2.9185 | 18827.2 | 2.6178 | 5564.29 | 2.4505 | 3135.8 | 1.5267 | 891.3 | 0.10359 | 2255.04 | 891.3 | 0 | 2.526 | 31531.9 | 15806 | 2.8138 | 890.3 | 38878.9 | 29948
3713 | 1.9468 | 23921 | 1.6959 | 6991.47 | 1.4548 | 4011.22 | 1.4431 | 853.914 | 1.3448 | 1773.5 | 853.914 | 3293.2 | 0.552 | 34503 | 9018.97 | 2.0124 | 640.416 | 39611.7 | 26787.8
3714 | 0.85543 | 24868.3 | 0.69279 | 16921.8 | 0.46886 | 4228.4 | 0.52007 | 386.468 | 0.32098 | 1888.08 | 386.468 | 0 | 0.87859 | 35691.9 | 11960.9 | 1.1044 | 365.053 | 40051.7 | 22954.9
3715 | 0.12967 | 25010.6 | 0.10024 | 30028.2 | 0.076423 | 9801.78 | 0.20365 | 605.674 | 0.072994 | 1551.65 | 605.674 | 1386.88 | 0.1973 | 36880.8 | 12610.5 | 0.33914 | 1855.14 | 40053.4 | 30478.7
3716 | 0 | 39813.5 | 0 | 24774.9 | 0 | 16198.3 | 0 | 0 | 0 | 7531.55 | 0 | 5871.74 | 0 | 35351.2 | 12166.9 | 0.061129 | 917.636 | 40053.4 | 39383.9
3717 | 0 | 38327.5 | 0 | 16597.3 | 0 | 8311.8 | 0 | 212.031 | 0 | 15364.9 | 212.031 | 2266.32 | 0 | 33090.1 | 10972.6 | 0 | 879.609 | 40017.1 | 39208.4
3718 | 0 | 5080.16 | 0 | 28886.6 | 0 | 1042.75 | 0 | 121.606 | 0 | 13860.9 | 121.606 | 6095.93 | 0 | 29006.5 | 9884.03 | 0 | 905.849 | 40053.4 | 37149.8
3719 | 0 | 0 | 0 | 37255.9 | 0 | 0 | 0 | 4467.08 | 0 | 9964.27 | 4467.08 | 4423.17 | 0 | 30230.6 | 9500.97 | 0 | 1108.05 | 40028.2 | 30931.2
3720 | 0 | 0 | 0 | 32367.1 | 0 | 2058.42 | 0 | 4036.34 | 0 | 6111.79 | 4036.34 | 1900.6 | 0 | 30828.8 | 6200.54 | 0 | 516.449 | 39985.8 | 27470.8
3721 | 0 | 300.753 | 0 | 23474.9 | 0 | 5163.94 | 0 | 2828.35 | 0 | 4084.12 | 2828.35 | 0 | 0 | 28552 | 12208.8 | 0 | 1184.26 | 39787.3 | 23826.5
3722 | 0 | 3789.27 | 0 | 31118.5 | 0 | 4235.95 | 0 | 2708.6 | 0 | 1456.76 | 2708.6 | 0 | 0 | 34299.4 | 0 | 0 | 1851.61 | 39472.7 | 15383.9
3723 | 0 | 13915.9 | 0 | 39146 | 0 | 6270 | 0 | 4118.89 | 0 | 3664.64 | 4118.89 | 0 | 0 | 36492.5 | 17080 | 0 | 3481.35 | 38176.6 | 9628.56
3724 | 0 | 22951.7 | 0 | 38436.3 | 0 | 1766.91 | 0 | 2048.28 | 0 | 9995.81 | 2048.28 | 0 | 0 | 31976.1 | 8501.65 | 0 | 2793.57 | 30642.5 | 10408.4
3725 | 0 | 28563 | 0 | 36207.4 | 0.0464 | 0 | 0 | 0 | 0 | 2138.57 | 0 | 0 | 0 | 22698.3 | 12369.2 | 0 | 566.127 | 16744.2 | 5690.06
3726 | 0.13109 | 18023.7 | 0.088273 | 24034.5 | 0.29006 | 0 | 0.027065 | 0 | 0.060063 | 719.517 | 0 | 0 | 0.09281 | 17061.2 | 11204.3 | 0.058503 | 0 | 6409.7 | 2492.81
3727 | 0.83898 | 10322.2 | 0.63164 | 10156.9 | 1.2288 | 755.598 | 0.027932 | 0 | 0.093114 | 2198.74 | 0 | 0 | 0.53674 | 15358.7 | 8810.36 | 0.5983 | 0 | 3318.82 | 0
3728 | 1.9271 | 9391.25 | 1.6727 | 26830.8 | 2.2797 | 0 | 0.23245 | 0 | 0.36462 | 1045.57 | 0 | 0 | 1.426 | 12042.3 | 6780.88 | 0.92162 | 0 | 1963.51 | 0
3729 | 2.9049 | 8308.49 | 2.6246 | 33720.5 | 3.1408 | 0 | 0.51517 | 0 | 0.5677 | 513.964 | 0 | 0 | 2.2943 | 9845.11 | 10828.1 | 2.3107 | 978.005 | 0 | 0
3730 | 3.6519 | 3712.91 | 3.3636 | 12879.8 | 3.7556 | 0 | 0.94526 | 0 | 0.84667 | 595.474 | 0 | 0 | 2.9784 | 21826.1 | 5529.13 | 1.5589 | 2215.77 | 213.059 | 0
3731 | 4.1687 | 4688.17 | 3.864 | 4518.46 | 4.1121 | 307.07 | 1.4918 | 0 | 0.2369 | 848.318 | 0 | 288.262 | 2.9446 | 37811.7 | 5098.6 | 1.7353 | 2834.88 | 0 | 0
3732 | 4.4244 | 5903.18 | 4.0843 | 464.381 | 4.2449 | 1036.52 | 1.6522 | 1683.74 | 2.4117 | 865.728 | 1683.74 | 7229.26 | 2.9012 | 39288.8 | 1263.95 | 2.7127 | 838.317 | 0 | 0
3733 | 4.4116 | 5462.5 | 4.0808 | 0 | 4.1431 | 709.604 | 1.1733 | 1063.57 | 1.1495 | 941.668 | 1063.57 | 2350.43 | 1.7718 | 39883.5 | 3599.55 | 2.3384 | 0 | 0 | 0
3734 | 4.1315 | 4461.52 | 3.8497 | 0 | 3.8046 | 1491.58 | 1.0523 | 1949.79 | 2.7012 | 1976.25 | 1949.79 | 3067.55 | 3.5122 | 40053.4 | 1535.52 | 2.7581 | 0 | 0 | 0
3735 | 3.6283 | 4237.97 | 3.3785 | 0 | 3.2476 | 2129.84 | 1.1467 | 3389.44 | 0.6505 | 2626.42 | 3389.44 | 3676.33 | 3.1527 | 40053.4 | 5173.82 | 2.1681 | 83.4577 | 0 | 1114.29
3736 | 2.8763 | 8543.51 | 2.6579 | 0 | 2.4488 | 3231.22 | 1.7544 | 3394.2 | 1.0004 | 5678.59 | 3394.2 | 7909.12 | 2.5698 | 40053.4 | 3624.98 | 2.7801 | 3358.93 | 1793.06 | 26361.9
3737 | 1.911 | 8997.76 | 1.7305 | 0 | 1.4613 | 3150.87 | 0.61494 | 3682.61 | 0.41652 | 5716.38 | 3682.61 | 7943.11 | 1.7895 | 40053.4 | 5285.09 | 1.9945 | 5223.31 | 9371.14 | 35218.6
3738 | 0.83177 | 20491.7 | 0.70015 | 2150.51 | 0.47702 | 3648.19 | 0.13781 | 6509.74 | 0.58251 | 4255.93 | 6509.74 | 6864 | 0.88831 | 40053.4 | 5265.26 | 1.1087 | 7553.18 | 24724.1 | 38837.2
3739 | 0.13182 | 32985.7 | 0.086783 | 13683.8 | 0.076658 | 4885.01 | 0.25191 | 5616.23 | 0.17044 | 5980.74 | 5616.23 | 9494.96 | 0.023203 | 40053.4 | 9397.05 | 0.32948 | 6017.08 | 27432.4 | 38548.8
3740 | 0 | 36748.3 | 0 | 15447.6 | 0 | 11938.1 | 0 | 9517.58 | 0 | 5624.55 | 9517.58 | 8592.74 | 0 | 40053.4 | 5600.12 | 0.067009 | 4750.39 | 25960.9 | 39664.5
3741 | 0 | 38258.6 | 0 | 6558.96 | 0 | 9733.82 | 0 | 22140.8 | 0 | 13997.1 | 22140.8 | 10659.1 | 0 | 40053.4 | 4199.41 | 0 | 2047.53 | 32123.1 | 39401
3742 | 0 | 37641.4 | 0 | 0 | 0 | 3385.46 | 0 | 14878.7 | 0 | 9763.78 | 14878.7 | 9108.78 | 0 | 39863.3 | 7444.44 | 0 | 1799.87 | 39334.9 | 40053.4
3743 | 0 | 32919.9 | 0 | 0 | 0 | 0 | 0 | 10115.7 | 0 | 10972.5 | 10115.7 | 6060.37 | 0 | 38321.5 | 9144.8 | 0 | 8642.57 | 39300.5 | 40001.4
3744 | 0 | 32389.4 | 0 | 2799.23 | 0 | 0 | 0 | 11906.9 | 0 | 23259.5 | 11906.9 | 1421.23 | 0 | 33947.1 | 5895.12 | 0 | 6400.17 | 38939.9 | 40053.4
3745 | 0 | 33013.9 | 0 | 22588.3 | 0 | 0 | 0 | 9586.21 | 0 | 16651.3 | 9586.21 | 6217.13 | 0 | 32442 | 1777.17 | 0 | 4408.78 | 38101.3 | 40053.4
3746 | 0 | 32730.4 | 0 | 21636.5 | 0 | 0 | 0 | 15483.6 | 0 | 7062.9 | 15483.6 | 2176.5 | 0 | 33408.2 | 4719.98 | 0 | 3178.18 | 37075.6 | 39421.3
3747 | 0 | 24573.9 | 0 | 14737.4 | 0 | 0 | 0 | 9933.61 | 0 | 9583.88 | 9933.61 | 0 | 0 | 34830.2 | 1832.64 | 0 | 4793.65 | 33410.6 | 39270.6
3748 | 0 | 16586.7 | 0 | 7910.66 | 0 | 0 | 0 | 13628 | 0 | 9438.44 | 13628 | 0 | 0 | 35986.4 | 3863.71 | 0 | 9865.07 | 29613.4 | 38822.4
3749 | 0 | 13415.5 | 0 | 3648.64 | 0.052654 | 0 | 0 | 16283 | 0 | 8362.21 | 16283 | 1648.78 | 0 | 31849.4 | 2587.13 | 0 | 11722.9 | 34057 | 35936.2
3750 | 0.10878 | 8028.27 | 0.080843 | 752.077 | 0.29545 | 0 | 0.14543 | 16208.6 | 0 | 7257.17 | 16208.6 | 1429.43 | 0.098954 | 35244 | 2614.82 | 0.17542 | 13715.9 | 37256.2 | 28624.8
3751 | 0.8287 | 4145.05 | 0.62405 | 0 | 1.1779 | 0 | 0.20115 | 10812.5 | 0.064506 | 7054.38 | 10812.5 | 2738.19 | 0.54963 | 35422.3 | 2694.93 | 0.71043 | 10851.2 | 25828 | 19322.3
3752 | 1.9036 | 2763.47 | 1.6612 | 0 | 2.1734 | 0 | 0.5423 | 7498.13 | 0.80488 | 3813.39 | 7498.13 | 4251.23 | 1.4736 | 32771.9 | 1537.11 | 1.5957 | 11533.4 | 28784.6 | 9080.5
3753 | 2.8518 | 1785.76 | 2.5823 | 5182.66 | 3.0232 | 0 | 0.54041 | 11096.1 | 2.1219 | 6092.01 | 11096.1 | 946.309 | 2.3847 | 29307.1 | 880.057 | 1.4248 | 13946.2 | 25292.5 | 1627.97
3754 | 3.5812 | 0 | 3.2641 | 8700.78 | 3.6664 | 0 | 1.1637 | 21216.7 | 2.2003 | 4307.88 | 21216.7 | 0 | 2.6901 | 20849 | 721.612 | 2.2864 | 18072.2 | 31468.2 | 182.482
3755 | 4.0703 | 1352.99 | 3.7204 | 14178.9 | 4.0657 | 2253.47 | 1.7972 | 34548.4 | 2.7354 | 7813.52 | 34548.4 | 232.788 | 2.8712 | 27353.2 | 727.194 | 1.6555 | 22420.2 | 25094.9 | 0
3756 | 4.312 | 1315.61 | 3.9028 | 17443.7 | 4.242 | 3916.64 | 2.1388 | 32840.8 | 2.7338 | 0 | 32840.8 | 2683.87 | 3.0486 | 32678.1 | 1747.62 | 3.2955 | 22910.1 | 25272.9 | 0
3757 | 4.2935 | 3702.08 | 3.8691 | 27452.3 | 4.1561 | 1289.74 | 2.4747 | 33518 | 2.6777 | 2694.33 | 33518 | 1294.81 | 3.7796 | 37733 | 1058.56 | 2.1199 | 19091.2 | 30641.1 | 0
3758 | 4.0244 | 4523.31 | 2.8249 | 21518 | 3.8148 | 574.915 | 2.4962 | 32054.1 | 1.7788 | 8031.23 | 32054.1 | 1956.8 | 3.6037 | 39462.2 | 1784.41 | 1.52 | 22951.4 | 29600.2 | 1663.38
3759 | 1.536 | 8122.51 | 0.087611 | 15017.2 | 3.2434 | 0 | 2.401 | 19465.9 | 0.7443 | 8648.63 | 19465.9 | 25.8999 | 3.2425 | 40002.5 | 6377.52 | 1.2134 | 23378.3 | 32847.2 | 14793.8
3760 | 1.247 | 12073.2 | 0.095536 | 13004.7 | 2.4439 | 0 | 1.9656 | 12618.5 | 2.5666 | 14254.3 | 12618.5 | 11988.4 | 2.6543 | 40053.4 | 6444.89 | 2.8223 | 17939.3 | 31258.6 | 33970.6
3761 | 1.6917 | 12990.3 | 0.090154 | 12790.8 | 1.4525 | 1841.48 | 1.2042 | 29071.7 | 1.0248 | 10158.8 | 29071.7 | 710.622 | 1.8588 | 40053.4 | 3969.93 | 1.6969 | 17165.2 | 35729.8 | 38362.2
3762 | 0.81031 | 9527.21 | 0.089241 | 17899.9 | 0.47252 | 1556.06 | 0.80313 | 13169.7 | 0.34945 | 1147.31 | 13169.7 | 9671.9 | 0.91816 | 40053.4 | 819.866 | 0.10254 | 15882.7 | 37720.6 | 39741.2
3763 | 0.1652 | 6618.15 | 0.022573 | 22399.7 | 0.072385 | 2685.17 | 0.24783 | 6373.24 | 0.20907 | 9700.98 | 6373.24 | 1574.33 | 0.20581 | 40053.4 | 0 | 0.048339 | 21224.6 | 36976.5 | 39534.6
3764 | 0 | 3924.7 | 0 | 36020.8 | 0 | 1321.25 | 0 | 402.439 | 0 | 7977.2 | 402.439 | 3913.8 | 0 | 40048 | 0 | 0.064359 | 14685.9 | 37762.3 | 40053.4
3765 | 0 | 1152.9 | 0 | 39203.7 | 0 | 0 | 0 | 0 | 0 | 10364.8 | 0 | 858.484 | 0 | 39704.4 | 1025.29 | 0 | 18763.7 | 38591.6 | 40053.4
3766 | 0 | 4980.58 | 0 | 39549.4 | 0 | 4801.98 | 0 | 0 | 0 | 5429.88 | 0 | 0 | 0 | 11217.7 | 1520.38 | 0 | 26279 | 39498.7 | 40053.4
3767 | 0 | 19281 | 0 | 40053.4 | 0 | 0 | 0 | 0 | 0 | 1388.32 | 0 | 765.343 | 0 | 2098.58 | 0 | 0 | 25262.8 | 38292.9 | 39772.8
3768 | 0 | 20642.6 | 0 | 39522.7 | 0 | 0 | 0 | 0 | 0 | 0 | 0 | 0 | 0 | 17323.4 | 0 | 0 | 17457.9 | 37983.9 | 39609.7
3769 | 0 | 22742.7 | 0 | 39598.1 | 0 | 1258.88 | 0 | 0 | 0 | 0 | 0 | 0 | 0 | 24770.8 | 1402.12 | 0 | 21263.9 | 37702.2 | 38896.5
3770 | 0 | 18788.8 | 0 | 39659.1 | 0 | 0 | 0 | 0 | 0 | 312.134 | 0 | 0 | 0 | 10897.2 | 338.396 | 0 | 17065 | 36968.5 | 39237.3
3771 | 0 | 13321.4 | 0 | 39415.3 | 0 | 0 | 0 | 0 | 0 | 899.234 | 0 | 0 | 0 | 7405.18 | 119.476 | 0 | 24591.3 | 37252.8 | 38431
3772 | 0 | 10656.5 | 0 | 38907.3 | 0 | 0 | 0 | 0 | 0 | 1453.56 | 0 | 0 | 0 | 3255.29 | 0 | 0 | 22910.6 | 34152.5 | 37329.9
3773 | 0 | 9155.85 | 0 | 37338.2 | 0.045646 | 0 | 0 | 0 | 0 | 7722.97 | 0 | 0 | 0 | 0 | 0 | 0 | 27294.6 | 35904.9 | 28417.4
3774 | 0.11107 | 7259 | 0.12075 | 36623.2 | 0.27179 | 0 | 0.1653 | 0 | 0.068753 | 5676.88 | 0 | 0 | 0.099845 | 7112.42 | 0 | 0.15155 | 31037.5 | 37146.9 | 16571.2
3775 | 0.79509 | 6358.23 | 0.59604 | 35266.1 | 1.1776 | 0 | 0.43954 | 0 | 0.19918 | 12182.1 | 0 | 0 | 0.55605 | 18184.5 | 0 | 0.47391 | 31714.7 | 32866.8 | 9664.66
3776 | 1.8238 | 3245.93 | 1.4885 | 18551.3 | 2.2006 | 0 | 0.86564 | 0 | 0.77338 | 6539.78 | 0 | 0 | 1.4359 | 27642.1 | 0 | 0.90746 | 18812.2 | 21298 | 4640.74
3777 | 2.6893 | 3443 | 2.4902 | 23483.3 | 3.0638 | 0 | 2.0704 | 0 | 0.83209 | 4909.99 | 0 | 0 | 2.2926 | 35111.4 | 0 | 0.52462 | 16855.3 | 20244.5 | 2954.27
3778 | 3.3007 | 6125.68 | 3.1893 | 14605 | 3.6935 | 0 | 2.8823 | 0 | 1.7148 | 0 | 0 | 1072.78 | 2.9463 | 37601 | 0 | 3.2582 | 12504 | 20973.1 | 1146.66
3779 | 3.7212 | 4422.78 | 3.63 | 17976.1 | 4.0556 | 3273.02 | 3.3367 | 0 | 2.3049 | 0 | 0 | 4468.08 | 3.0125 | 37741.5 | 0 | 3.7722 | 17242.8 | 23618.5 | 499.93
3780 | 3.988 | 2456.28 | 3.5071 | 16825.4 | 4.2081 | 7074.66 | 3.557 | 0 | 1.9878 | 5720.61 | 0 | 4792.7 | 3.6175 | 38237.4 | 0 | 4.0489 | 15376.1 | 29238.9 | 0
3781 | 2.2338 | 2808.79 | 3.5085 | 17897.9 | 4.1243 | 3338.26 | 3.5857 | 0 | 3.6818 | 30792.3 | 0 | 3122.46 | 3.2268 | 38242.4 | 0 | 4.0871 | 13033.8 | 32539.1 | 0
3782 | 0.59801 | 4155.1 | 3.6293 | 13156.1 | 3.7932 | 4980.62 | 3.3891 | 0 | 2.8224 | 20478.1 | 0 | 926.714 | 3.3991 | 39540.6 | 0 | 3.89 | 15954.5 | 34126.5 | 0
3783 | 0.2515 | 7066.39 | 3.2168 | 8131.96 | 3.2069 | 7235.55 | 3.0162 | 496.991 | 2.5147 | 20231.7 | 496.991 | 0 | 3.0342 | 39784.1 | 1709.12 | 3.4842 | 14842.5 | 34668.3 | 5639.23
3784 | 0.071919 | 12997 | 1.7936 | 7241.29 | 2.4082 | 8088.61 | 2.4587 | 0 | 1.7089 | 11472.3 | 0 | 0 | 2.4723 | 39671.4 | 0 | 2.8727 | 10054.6 | 34995.8 | 34575.3
3785 | 0.044303 | 16762.5 | 0.79766 | 5929.98 | 1.4303 | 9453.21 | 1.7289 | 4209.29 | 1.7916 | 4475.76 | 4209.29 | 0 | 1.7338 | 39717.6 | 0 | 2.055 | 4686.25 | 38413.7 | 39069.9
3786 | 0.75703 | 19639.2 | 0.41984 | 15413.8 | 0.46596 | 10557.1 | 0.932 | 1785.8 | 0.87401 | 0 | 1785.8 | 1424.94 | 0.8887 | 39423 | 1310.89 | 1.135 | 1245.15 | 39666.7 | 40053.4
3787 | 0.15953 | 22454.9 | 0.12175 | 27977.5 | 0.079098 | 14593.4 | 0.28915 | 0 | 0.18195 | 0 | 0 | 2863.71 | 0.24751 | 39202.2 | 0 | 0.33954 | 2486.46 | 38971.6 | 40053.4
3788 | 0 | 17541.2 | 0 | 37597.2 | 0 | 18893.4 | 0 | 4028.09 | 0 | 2110.14 | 4028.09 | 964.716 | 0 | 38104.9 | 0 | 0.065467 | 2202.38 | 39179 | 40053.4
3789 | 0 | 21004.2 | 0 | 40053.4 | 0 | 15235.3 | 0 | 7500.07 | 0 | 13519.8 | 7500.07 | 2429.64 | 0 | 36398.7 | 0 | 0 | 1147.72 | 36939.1 | 40053.4
3790 | 0 | 15812.2 | 0 | 40053.4 | 0 | 9538.23 | 0 | 9570.45 | 0 | 774.445 | 9570.45 | 2856.76 | 0 | 35928.6 | 1202.03 | 0 | 2403.9 | 36949.1 | 40053.4
3791 | 0 | 6959.44 | 0 | 40053.4 | 0 | 8666.57 | 0 | 17662.8 | 0 | 4748.05 | 17662.8 | 2095.96 | 0 | 37967.1 | 1109.96 | 0 | 6433.31 | 37661.1 | 39682.3
3792 | 0 | 2436.87 | 0 | 40010.5 | 0 | 0 | 0 | 14932.9 | 0 | 10956.7 | 14932.9 | 1038.91 | 0 | 39288 | 1382.96 | 0 | 8310.01 | 39442.3 | 39992
3793 | 0 | 2037.59 | 0 | 39800.8 | 0 | 297.087 | 0 | 16988.4 | 0 | 1763.47 | 16988.4 | 0 | 0 | 38360 | 1883.09 | 0 | 6419.78 | 39816.5 | 39233.2
3794 | 0 | 17967.3 | 0 | 39841.5 | 0 | 0 | 0 | 10886.8 | 0 | 0 | 10886.8 | 0 | 0 | 36573.2 | 5413.46 | 0 | 6287.61 | 39925.1 | 33068.7
3795 | 0 | 16478.5 | 0 | 39428.8 | 0 | 1360 | 0 | 7066.7 | 0 | 2410.97 | 7066.7 | 0 | 0 | 31759.1 | 3471.38 | 0 | 5628.19 | 39999.6 | 19581.7
3796 | 0 | 12720.5 | 0 | 39400.3 | 0 | 5986.91 | 0 | 1502.56 | 0 | 8164.27 | 1502.56 | 0 | 0 | 20036.8 | 4833.7 | 0 | 6972.72 | 39895 | 24329.2
3797 | 0 | 5195.59 | 0 | 39223.5 | 0.045456 | 9506.97 | 0 | 1984.38 | 0 | 10855.9 | 1984.38 | 0 | 0 | 19319 | 4633.67 | 0 | 9504.25 | 40053.4 | 16776.3
3798 | 0.11663 | 4630.02 | 0.12134 | 35802.9 | 0.31446 | 5755.3 | 0.15912 | 5802.78 | 0.063291 | 5596.55 | 5802.78 | 0 | 0.10182 | 25855.9 | 1129.32 | 0.067131 | 12441.8 | 40053.4 | 10094.4
3799 | 0.80213 | 4328.76 | 0.41824 | 26457.6 | 1.1305 | 3142.47 | 0.67289 | 0 | 0.4541 | 6443.17 | 0 | 0 | 0.50077 | 26036.1 | 818.192 | 0.2877 | 15133.2 | 39050.4 | 4474.31
3800 | 1.8393 | 6482.74 | 1.4207 | 25283.8 | 2.1172 | 4176.79 | 1.5296 | 0 | 0.81433 | 8471.91 | 0 | 0 | 1.1131 | 25858.9 | 0 | 0.46711 | 7879.92 | 38452.8 | 4062.81
3801 | 2.7546 | 8219.54 | 2.5756 | 11974.9 | 2.9551 | 5035.66 | 2.347 | 0 | 1.5509 | 4309.03 | 0 | 0 | 2.1505 | 26565.8 | 0 | 0.6309 | 8020.92 | 29392.5 | 4104.19
3802 | 3.45 | 12740.2 | 2.9833 | 3726.42 | 3.5871 | 5909.63 | 2.9752 | 303.454 | 2.8769 | 831.759 | 303.454 | 0 | 2.7924 | 31090.7 | 0 | 0.78023 | 7691.67 | 31766.1 | 11894.6
3803 | 3.8855 | 12958.5 | 3.7709 | 4663.1 | 3.9245 | 5177.73 | 3.4228 | 314.276 | 3.3405 | 2729.38 | 314.276 | 0 | 3.2162 | 21812.4 | 1064.6 | 1.8633 | 11038.3 | 29457.1 | 9742.58
3804 | 3.4159 | 8521.58 | 3.9968 | 904.324 | 3.7764 | 3984.67 | 3.6552 | 3329 | 3.5894 | 2570.4 | 3329 | 0 | 3.4629 | 18456.5 | 3440.43 | 2.3616 | 19070.5 | 36273.8 | 6893.96
3805 | 3.5222 | 15085.7 | 3.9799 | 0 | 2.1745 | 2568.36 | 3.6704 | 1388.16 | 2.5427 | 1160.68 | 1388.16 | 0 | 3.4976 | 23544.4 | 2252.83 | 3.479 | 15953.6 | 36525.8 | 5252.51
3806 | 0.54171 | 15500.7 | 3.741 | 0 | 0.58166 | 1246.08 | 3.4762 | 2560.32 | 2.6652 | 1563.72 | 2560.32 | 0 | 3.09 | 28749 | 5125.17 | 3.2076 | 18847.2 | 35655.9 | 4465.79
3807 | 1.2971 | 12209.7 | 3.1115 | 0 | 2.3659 | 995.7 | 3.101 | 2225.94 | 2.3936 | 1038.7 | 2225.94 | 0 | 2.5706 | 24239.2 | 5714.37 | 3.3109 | 22088.3 | 35195.5 | 1446.34
3808 | 1.3399 | 14770.8 | 2.4636 | 0 | 0.93082 | 662.672 | 2.5181 | 4049.71 | 2.0975 | 503.257 | 4049.71 | 0 | 2.0775 | 23325.6 | 8399.94 | 2.7398 | 19928.9 | 35964.6 | 391.029
3809 | 1.5644 | 17895.2 | 1.5915 | 0 | 1.2854 | 1203.67 | 1.7394 | 5116.47 | 1.5788 | 316.486 | 5116.47 | 0 | 1.4434 | 21308.4 | 7062.7 | 1.9868 | 18235.7 | 36976.7 | 9021.33
3810 | 0.72991 | 22567.8 | 0.71515 | 11302.3 | 0.49858 | 1037.82 | 0.92145 | 3118.06 | 0.85814 | 269.833 | 3118.06 | 0 | 0.81166 | 14784.7 | 5324.47 | 1.1243 | 16714.8 | 37735.3 | 29507.7
3811 | 0.18317 | 27957.3 | 0.10233 | 36639 | 0.057244 | 923.124 | 0.24377 | 7390.72 | 0.20651 | 946.066 | 7390.72 | 2134.7 | 0.24459 | 10105.4 | 8299.93 | 0.35147 | 16572.8 | 37922.1 | 25700
3812 | 0 | 30219.7 | 0 | 39849.4 | 0 | 2708.66 | 0.01178 | 3583.87 | 0 | 2524.38 | 3583.87 | 0 | 0 | 11160.7 | 9773.78 | 0.0689 | 16924.7 | 38119 | 37639.7
3813 | 0 | 31208.8 | 0 | 40027.9 | 0 | 332.026 | 0 | 5231 | 0 | 5083.23 | 5231 | 289.208 | 0 | 12176.8 | 34083.8 | 0 | 17357.9 | 38039.5 | 39815.9
3814 | 0 | 32834.7 | 0 | 39288.9 | 0 | 0 | 0 | 3011.34 | 0 | 4294.8 | 3011.34 | 3538.31 | 0 | 10866.8 | 34935.8 | 0 | 20361.6 | 39174.2 | 39708.4
3815 | 0 | 37794.4 | 0 | 38110.9 | 0 | 0 | 0 | 1209.8 | 0 | 12268.7 | 1209.8 | 0 | 0 | 5733.31 | 35524.9 | 0 | 18095.1 | 38577.6 | 36755.5
3816 | 0 | 35290.1 | 0 | 36146 | 0 | 0 | 0 | 0 | 0 | 11352.6 | 0 | 0 | 0 | 5401.18 | 35136.9 | 0 | 12378.7 | 38315.8 | 39500
3817 | 0 | 28725.2 | 0 | 35688 | 0 | 0 | 0 | 0 | 0 | 6510.69 | 0 | 0 | 0 | 6527.45 | 33174.7 | 0 | 16957 | 35129.3 | 39614.3
3818 | 0 | 24245.4 | 0 | 34621.6 | 0 | 0 | 0 | 0 | 0 | 4861.34 | 0 | 0 | 0 | 6329.68 | 33539.3 | 0 | 18498.1 | 35687.3 | 39538.5
3819 | 0 | 21670.7 | 0 | 24975.5 | 0 | 0 | 0 | 0 | 0 | 2536.43 | 0 | 0 | 0 | 5851.83 | 30454.1 | 0 | 16637.2 | 37390.3 | 39077
3820 | 0 | 22541.1 | 0 | 19393 | 0 | 0 | 0 | 0 | 0 | 951.126 | 0 | 0 | 0 | 2661 | 26930.5 | 0 | 12722.2 | 38238.2 | 37156.3
3821 | 0 | 29500.6 | 0 | 14529 | 0.048856 | 0 | 0 | 0 | 0 | 1866.65 | 0 | 0 | 0 | 1154.96 | 23407.4 | 0 | 22295.3 | 39414.6 | 32594.6
3822 | 0.11883 | 28216.4 | 0.099004 | 12881.3 | 0.31248 | 0 | 0.14307 | 0 | 0.065738 | 453.338 | 0 | 0 | 0.096617 | 1783.94 | 25976.9 | 0.12135 | 32357.1 | 39943 | 25195.3
3823 | 0.80059 | 27313.1 | 0.61677 | 11678.1 | 1.0262 | 0 | 0.64868 | 0 | 0.46477 | 1186.63 | 0 | 0 | 0.5292 | 508.685 | 20090 | 0.31013 | 30448.5 | 39888.4 | 789.733
3824 | 1.8417 | 26912.2 | 1.6101 | 8571.66 | 2.0601 | 662.902 | 1.4786 | 0 | 0.98693 | 0 | 0 | 0 | 1.3611 | 0 | 21325 | 0.7212 | 16020 | 38713.8 | 0
3825 | 2.7993 | 33744.8 | 2.4914 | 7317.68 | 2.3045 | 2026.07 | 2.2672 | 0 | 2.1273 | 0 | 0 | 0 | 2.198 | 0 | 21910.7 | 0.93557 | 13735.9 | 26813.6 | 0
3826 | 3.5227 | 33690.7 | 3.1509 | 6526.79 | 3.0361 | 448.118 | 2.9037 | 0 | 2.7894 | 0 | 0 | 0 | 2.8548 | 0 | 28684.9 | 2.0376 | 15274.9 | 22375.9 | 75.3746
3827 | 4 | 22734.9 | 3.6584 | 7268.77 | 3.8792 | 2134.5 | 3.288 | 0 | 3.2257 | 0 | 0 | 0 | 2.8538 | 0 | 25670.7 | 3.2502 | 17559.3 | 14837.1 | 0
3828 | 3.7376 | 6945.62 | 3.9386 | 8174.84 | 3.3681 | 9551.71 | 3.5222 | 0 | 3.4764 | 0 | 0 | 0 | 2.9164 | 0 | 35751.6 | 3.3355 | 20054.8 | 17518.9 | 0
3829 | 2.1226 | 0 | 3.9678 | 9018.77 | 0.73418 | 7384.33 | 2.7821 | 0 | 2.3274 | 0 | 0 | 989.998 | 2.4613 | 0 | 18300.2 | 3.4525 | 15442.2 | 24833.9 | 785.909
3830 | 2.8141 | 0 | 3.1418 | 5163.45 | 0.60621 | 7903.56 | 3.3662 | 0 | 2.978 | 0 | 0 | 4631.23 | 3.0691 | 0 | 27135.2 | 3.8141 | 18555.8 | 27959.1 | 2303.04
3831 | 2.6014 | 0 | 2.7567 | 4950.67 | 0.26122 | 11716.5 | 3.0062 | 0 | 2.3202 | 0 | 0 | 0 | 3.0605 | 0 | 18053.8 | 3.3928 | 18926.8 | 29687.6 | 9687.85
3832 | 2.0539 | 12363.2 | 2.2097 | 4247.64 | 1.4144 | 17031.2 | 2.4333 | 0 | 1.5089 | 0 | 0 | 0 | 2.119 | 0 | 11215.8 | 0.55471 | 11956 | 33737.7 | 25591.4
3833 | 0.02978 | 24020.8 | 1.6238 | 2081.75 | 0.35328 | 25805.6 | 1.7089 | 0 | 1.1642 | 39236.9 | 0 | 0 | 0.88209 | 0 | 17897 | 0.38309 | 9496.63 | 38294.4 | 34163.9
3834 | 0.016508 | 5794.81 | 0.69264 | 4781.21 | 0.42185 | 11097.3 | 0.90501 | 0 | 0.81044 | 13664.7 | 0 | 2545.6 | 0.019468 | 0 | 5280.1 | 0.31513 | 7818.98 | 39732.1 | 38285.1
3835 | 0.016762 | 0 | 0.13384 | 9060.75 | 0 | 5430.24 | 0.28173 | 0 | 0.17924 | 8725.16 | 0 | 0 | 0.22494 | 0 | 3738.5 | 0.29123 | 6660.2 | 40053.4 | 37011.7
3836 | 0 | 0 | 0 | 14563 | 0 | 7755.63 | 0.011669 | 1779.29 | 0 | 6527.62 | 1779.29 | 0 | 0 | 0 | 4715.15 | 0.053943 | 9122.77 | 40053.4 | 39739.1
3837 | 0 | 0 | 0 | 28365.6 | 0 | 8102.3 | 0 | 6141.48 | 0 | 9064.51 | 6141.48 | 0 | 0 | 883.601 | 886.305 | 0 | 8441.31 | 40053.4 | 39858.9
3838 | 0 | 1514.84 | 0 | 34342.4 | 0 | 40053.4 | 0 | 11305.1 | 0 | 9398.78 | 11305.1 | 3548.98 | 0 | 2112.82 | 2692.98 | 0 | 9012.74 | 40053.4 | 39757
3839 | 0 | 4620.29 | 0 | 31611.7 | 0 | 39380.3 | 0 | 4189.84 | 0 | 3592.88 | 4189.84 | 5316.97 | 0 | 2310.95 | 1801.65 | 0 | 14629.2 | 40053.4 | 39653.7
3840 | 0 | 10577.4 | 0 | 21441 | 0 | 39817 | 0 | 3627.28 | 0 | 7001.82 | 3627.28 | 0 | 0 | 1221.94 | 343.373 | 0 | 12622.4 | 40053.4 | 39196.7
3841 | 0 | 8814.05 | 0 | 28231.5 | 0 | 39106.5 | 0 | 972.42 | 0 | 5912.38 | 972.42 | 0 | 0 | 459.736 | 0 | 0 | 7693.83 | 40053.4 | 37146.6
3842 | 0 | 23313.8 | 0 | 28943.8 | 0 | 17816.9 | 0 | 4842.09 | 0 | 9975.91 | 4842.09 | 0 | 0 | 1911.69 | 0 | 0 | 2856.39 | 40053.4 | 35969.6
3843 | 0 | 33303 | 0 | 32885.3 | 0 | 5934.1 | 0 | 10937.3 | 0 | 8337.01 | 10937.3 | 126.778 | 0 | 4493.68 | 0 | 0 | 6255.48 | 40053.4 | 36820.5
3844 | 0 | 27370.9 | 0 | 31403.9 | 0 | 10330 | 0 | 3293.7 | 0 | 9983.76 | 3293.7 | 3884.3 | 0 | 11851.4 | 0 | 0 | 27186 | 40053.4 | 26875.2
3845 | 0 | 38229.7 | 0 | 25817.7 | 0.048853 | 16327.2 | 0 | 2525.96 | 0 | 12416.7 | 2525.96 | 6167.81 | 0 | 15953 | 0 | 0 | 27467.8 | 40053.4 | 14323.9
3846 | 0.12639 | 33520.5 | 0.10277 | 8877.17 | 0.3134 | 14945.6 | 0.15175 | 2987.06 | 0.07052 | 19878.2 | 2987.06 | 7670.41 | 0.089247 | 9007.29 | 0 | 0.12414 | 27914.3 | 40053.4 | 5836.51
3847 | 0.79847 | 25021.5 | 0.62696 | 1082.63 | 1.0845 | 10680.1 | 0.29948 | 602.951 | 0.46501 | 17930.6 | 602.951 | 8512.37 | 0.53052 | 5227.55 | 0 | 0.61211 | 34770.7 | 39634.4 | 781.269
3848 | 1.8112 | 7019.73 | 1.6476 | 1868.74 | 2.0567 | 15091.5 | 0.54023 | 4112.12 | 0.75532 | 8122.13 | 4112.12 | 11608.6 | 1.4403 | 2975.35 | 0 | 0.64096 | 34752.2 | 36935 | 0
3849 | 2.7338 | 3836.34 | 2.6046 | 1265.5 | 2.9438 | 22322.5 | 0.75802 | 6056.69 | 0.9043 | 12517 | 6056.69 | 19353.7 | 2.3088 | 1530.07 | 0 | 1.6843 | 38877.4 | 14285.8 | 0
3850 | 3.4587 | 647.621 | 3.3552 | 10505.3 | 3.5569 | 33422.4 | 1.0137 | 4274.54 | 2.055 | 13562.2 | 4274.54 | 23601.6 | 2.9647 | 1049.04 | 0 | 2.9433 | 39885.5 | 9538.99 | 0
3851 | 3.9515 | 0 | 3.8752 | 20810.2 | 3.9388 | 37412.5 | 0.70743 | 5432.59 | 2.7199 | 13721.8 | 5432.59 | 32250.8 | 3.4141 | 1812.11 | 0 | 3.8199 | 40053.4 | 8764.01 | 0
3852 | 4.2161 | 0 | 4.1481 | 25649.7 | 4.0972 | 39578.8 | 0.55344 | 8453.21 | 2.7964 | 40053.4 | 8453.21 | 25488.8 | 3.6439 | 3756 | 0 | 3.2311 | 40053.4 | 12565.6 | 0
3853 | 4.2196 | 0 | 3.2707 | 30406.2 | 3.7422 | 39823.9 | 0.61709 | 7318.15 | 2.8408 | 16373.5 | 7318.15 | 7245.53 | 3.6687 | 4475.96 | 0 | 3.774 | 39763.1 | 16387.6 | 0
3854 | 3.346 | 0 | 3.2661 | 27434.7 | 3.6873 | 39564.5 | 1.3641 | 9341.76 | 2.6444 | 28030.6 | 9341.76 | 7390.23 | 3.5217 | 7195.19 | 0 | 3.4925 | 39535.4 | 20126 | 0
3855 | 0.20853 | 0 | 2.8494 | 31596.5 | 3.1237 | 39873 | 0.39253 | 12507.7 | 2.6631 | 23428.1 | 12507.7 | 2941.9 | 3.1569 | 11268.2 | 0 | 2.9076 | 39210.7 | 25894.8 | 10020.1
3856 | 0.2181 | 298.673 | 2.5464 | 34433 | 0.13521 | 40053.4 | 0.93512 | 11645.3 | 1.9392 | 22588.6 | 11645.3 | 5817.88 | 2.5847 | 17412.6 | 0 | 2.7882 | 39230 | 31624.9 | 24848.4
3857 | 0.25878 | 2891.49 | 1.2179 | 29966.9 | 0.64245 | 40053.4 | 0.36392 | 13318.5 | 1.6217 | 32067.8 | 13318.5 | 0 | 1.6758 | 24560.2 | 0 | 2.1647 | 39686.4 | 36502.5 | 34567
3858 | 0.016431 | 7041.74 | 0.66771 | 19981.8 | 0.46114 | 39873.8 | 0.052144 | 7939.82 | 0.82619 | 34467.1 | 7939.82 | 0 | 0.80353 | 23733.7 | 0 | 1.1339 | 40049.4 | 38570 | 38634
3859 | 0.14363 | 13288.2 | 0.13373 | 10860.8 | 0.064345 | 39178 | 0.24873 | 1728.7 | 0.24938 | 29901.9 | 1728.7 | 0 | 0.24007 | 21213.5 | 1126.27 | 0.32776 | 40053.4 | 39485.7 | 39323.5
3860 | 0 | 24516 | 0 | 27543.9 | 0 | 32556.8 | 0.011891 | 5074.98 | 0 | 30211.4 | 5074.98 | 0 | 0 | 21356.9 | 811.803 | 0.07194 | 40053.4 | 39880.4 | 40053.4
3861 | 0 | 27210.6 | 0 | 35342.9 | 0 | 29544.2 | 0 | 11174.8 | 0 | 29506.6 | 11174.8 | 3006.76 | 0 | 21546.9 | 2584.89 | 0 | 40053.4 | 39542.5 | 40053.4
3862 | 0 | 18255.3 | 0 | 19686.6 | 0 | 32647.1 | 0 | 22280.3 | 0 | 24822.1 | 22280.3 | 1804.21 | 0 | 15782 | 4473.64 | 0 | 40053.4 | 39731.1 | 40053.4
3863 | 0 | 13581.1 | 0 | 15968.2 | 0 | 27241.1 | 0 | 23496 | 0 | 29807.9 | 23496 | 914.677 | 0 | 21376.7 | 7995.82 | 0 | 39884.6 | 39833.2 | 40007.4
3864 | 0 | 9641.97 | 0 | 29378.7 | 0 | 16413.1 | 0 | 16101.6 | 0 | 27908.6 | 16101.6 | 3149.97 | 0 | 11120.1 | 8138.82 | 0 | 39738.5 | 39715.4 | 39665.2
3865 | 0 | 11041 | 0 | 21825.1 | 0 | 28673.9 | 0 | 8940.28 | 0 | 21014.3 | 8940.28 | 0 | 0 | 9734.95 | 9538.96 | 0 | 39197.8 | 39495.4 | 39096.4
3866 | 0 | 19450.9 | 0 | 13553.8 | 0 | 18325 | 0 | 3542.36 | 0 | 18267.8 | 3542.36 | 4318.29 | 0 | 3048.87 | 8470.66 | 0 | 39566.3 | 38799.1 | 39269.7
3867 | 0 | 26817.2 | 0 | 11806.8 | 0 | 9585.61 | 0 | 5413.54 | 0 | 22961.5 | 5413.54 | 0 | 0 | 7331.03 | 2512.77 | 0 | 40053.4 | 38186.1 | 39397.8
3868 | 0 | 23880.2 | 0 | 8776.91 | 0 | 5803.86 | 0 | 7284.71 | 0 | 23177.6 | 7284.71 | 1538.39 | 0 | 8160.82 | 6477.4 | 0 | 40053.4 | 35864 | 35920.8
3869 | 0 | 28642.4 | 0 | 10489.8 | 0.052455 | 7140.01 | 0 | 8712.31 | 0 | 20054.1 | 8712.31 | 18427.2 | 0 | 4298.23 | 2912.01 | 0 | 40053.4 | 37363.6 | 27231.7
3870 | 0.1061 | 17821.1 | 0.084493 | 5348.19 | 0.29849 | 10451.5 | 0.085583 | 13876.9 | 0.066629 | 12022.3 | 13876.9 | 0 | 0.10189 | 6709.46 | 243.512 | 0.10567 | 40053.4 | 38332.9 | 15729.4
3871 | 0.82509 | 9434.02 | 0.62657 | 1976.26 | 1.1294 | 1774.48 | 0.20115 | 8776.91 | 0.50337 | 12366.2 | 8776.91 | 5817.03 | 0.39685 | 9302.73 | 596.272 | 0.47338 | 40053.4 | 25776.7 | 9000.75
3872 | 1.902 | 8736.16 | 1.6647 | 834.204 | 1.7219 | 630.875 | 0.35139 | 7393.29 | 1.2523 | 8986.17 | 7393.29 | 0 | 1.2639 | 5297.42 | 0 | 0.74566 | 40053.4 | 2977.49 | 5287.25
3873 | 2.8706 | 9527.44 | 2.6299 | 1786.46 | 2.2974 | 1597.77 | 0.85034 | 20611 | 1.2327 | 4788.8 | 20611 | 16162.5 | 1.9143 | 2441.92 | 0 | 2.1025 | 40053.4 | 0 | 723.572
3874 | 3.6208 | 9436.4 | 3.3955 | 679.151 | 3.2719 | 1060.79 | 1.0793 | 23641.2 | 1.8067 | 3106.25 | 23641.2 | 19284.4 | 2.649 | 1204.35 | 1288.21 | 2.3883 | 40053.4 | 0 | 0
3875 | 4.1221 | 3896.84 | 3.9276 | 0 | 1.9293 | 3032.53 | 1.3169 | 15155.6 | 1.4752 | 2855.23 | 15155.6 | 16604.3 | 2.9117 | 2473.57 | 0 | 3.7439 | 40053.4 | 0 | 0
3876 | 4.3741 | 668.015 | 4.2056 | 222.016 | 3.5468 | 1112.59 | 1.0727 | 34753.6 | 3.0176 | 3151.33 | 34753.6 | 18788.1 | 3.2073 | 3238.69 | 656.946 | 4.0046 | 40053.4 | 0 | 0
3877 | 4.362 | 0 | 4.2326 | 2738.31 | 4.0085 | 7313.38 | 1.1728 | 36556 | 3.2098 | 5485.45 | 36556 | 14497.5 | 2.6063 | 10940.9 | 853.704 | 3.4897 | 40053.4 | 0 | 0
3878 | 3.5588 | 0 | 3.9954 | 5600.82 | 3.676 | 2979.25 | 1.0789 | 38383.7 | 3.3476 | 12619.3 | 38383.7 | 13641.9 | 1.7833 | 27190.8 | 487.329 | 3.2225 | 40053.4 | 0 | 6253.35
3879 | 3.1223 | 0 | 3.5058 | 7024.38 | 1.3297 | 24049.5 | 0.99918 | 36532.5 | 2.9881 | 4826.95 | 36532.5 | 25138.9 | 0.17566 | 29828.3 | 1026.44 | 2.5062 | 40053.4 | 0 | 28785.4
3880 | 2.8745 | 2871.01 | 2.761 | 4576.38 | 0.34257 | 4553.88 | 0.53875 | 39335 | 1.5879 | 2937.26 | 39335 | 15817.5 | 1.2906 | 32589.3 | 982.34 | 2.8551 | 40053.4 | 0 | 39123.5
3881 | 1.7157 | 0 | 1.8026 | 3364.5 | 0.036952 | 10506.8 | 0.60482 | 38534.1 | 1.511 | 4037.37 | 38534.1 | 19108.2 | 1.577 | 38889 | 207.411 | 1.5209 | 39434.2 | 5678.8 | 39716
3882 | 0.79255 | 2601.67 | 0.75448 | 2018.09 | 0.48424 | 40053.4 | 0.52384 | 29823.5 | 0.63587 | 2271.82 | 29823.5 | 18151.9 | 0.63236 | 39560.8 | 1271.31 | 0.73881 | 37625.7 | 31064.7 | 40053.4
3883 | 0.1152 | 10894.6 | 0.10666 | 1211.92 | 0.11623 | 923.994 | 0.25245 | 26233.1 | 0.14116 | 9339.81 | 26233.1 | 9415.06 | 0.23098 | 38680 | 1404.14 | 0.31224 | 36109.7 | 33367.2 | 39689.5
3884 | 0 | 7831 | 0 | 685.883 | 0 | 2068.08 | 0.014856 | 15973 | 0 | 4188.69 | 15973 | 10609.2 | 0 | 38560.3 | 1377.44 | 0.066047 | 38845.2 | 32705.2 | 39712.9
3885 | 0 | 13348.9 | 0 | 1732.65 | 0 | 3793.7 | 0 | 2122.4 | 0 | 5957.85 | 2122.4 | 24104.4 | 0 | 38422.5 | 760.012 | 0 | 35351.8 | 34204.6 | 39505.8
3886 | 0 | 12365.1 | 0 | 26204 | 0 | 0 | 0 | 1719.44 | 0 | 9485.99 | 1719.44 | 16314.4 | 0 | 35784.4 | 2075.41 | 0 | 33045.5 | 33090.3 | 40053.4
3887 | 0 | 3984.92 | 0 | 22461.2 | 0 | 0 | 0 | 784.743 | 0 | 10596.1 | 784.743 | 0 | 0 | 37326.3 | 0 | 0 | 38800.1 | 34291.7 | 39958.5
3888 | 0 | 6880.53 | 0 | 27304.8 | 0 | 0 | 0 | 1808.52 | 0 | 9435.67 | 1808.52 | 0 | 0 | 35411.8 | 820.633 | 0 | 39299.3 | 24806.2 | 39835.8
3889 | 0 | 4437.41 | 0 | 27546 | 0 | 0 | 0 | 4432.69 | 0 | 4142.28 | 4432.69 | 0 | 0 | 35916.4 | 2547.78 | 0 | 39453 | 11441.6 | 38978
3890 | 0 | 3175.86 | 0 | 31262.5 | 0 | 0 | 0 | 5989.12 | 0 | 1731.76 | 5989.12 | 0 | 0 | 35285.6 | 2850.06 | 0 | 39355.2 | 3649.25 | 37295.8
3891 | 0 | 0 | 0 | 32199.1 | 0 | 0 | 0 | 3985.2 | 0 | 796.072 | 3985.2 | 6149.98 | 0 | 28749.6 | 3419.73 | 0 | 39730 | 1953.73 | 35106
3892 | 0 | 0 | 0 | 37009.3 | 0 | 0 | 0 | 5199.1 | 0 | 0 | 5199.1 | 16937.2 | 0 | 31108 | 2560.05 | 0 | 40027.5 | 3241.35 | 37617.2
3893 | 0 | 0 | 0 | 34572.9 | 0.062959 | 5131.9 | 0 | 6956.07 | 0 | 199.752 | 6956.07 | 7753.62 | 0 | 34269.4 | 0 | 0 | 40053.4 | 1880.84 | 37284.4
3894 | 0.11937 | 0 | 0.092433 | 7036.84 | 0.30697 | 4419.46 | 0.1535 | 9195.98 | 0.070294 | 0 | 9195.98 | 3505.22 | 0.10746 | 34005.8 | 0 | 0.1396 | 40053.4 | 996.994 | 36992.2
3895 | 0.82124 | 0 | 0.63238 | 0 | 1.0273 | 13072.8 | 0.51419 | 4472.94 | 0.47627 | 921.685 | 4472.94 | 2303.23 | 0.56621 | 31259.5 | 0 | 0.70173 | 40053.4 | 210.99 | 28590.9
3896 | 1.9045 | 1458.77 | 1.6999 | 0 | 1.6079 | 3811.04 | 1.3549 | 0 | 1.2819 | 0 | 0 | 1956.24 | 1.386 | 25356.5 | 312.983 | 1.618 | 40053.4 | 0 | 20336.9
3897 | 2.873 | 0 | 2.703 | 0 | 2.3681 | 36833.4 | 2.574 | 0 | 2.1291 | 0 | 0 | 7895.08 | 2.2331 | 18711.8 | 0 | 2.5056 | 40053.4 | 0 | 23909.3
3898 | 3.623 | 1460.92 | 3.5032 | 0 | 3.4116 | 38273.6 | 3.2407 | 0 | 2.8257 | 0 | 0 | 5893.82 | 2.897 | 12465.2 | 1811.99 | 3.2066 | 40053.4 | 0 | 26567.6
3899 | 2.5957 | 4176.8 | 4.0456 | 0 | 3.6021 | 35017.6 | 3.4783 | 0 | 3.3135 | 1167.81 | 0 | 21259.1 | 3.3769 | 9322.46 | 1333.67 | 3.241 | 40053.4 | 0 | 28220.4
3900 | 4.3684 | 5383.78 | 4.3163 | 691.367 | 3.6008 | 37008 | 3.7219 | 1032.45 | 3.0184 | 1140.47 | 1032.45 | 19788.6 | 3.5899 | 17533.6 | 1098.7 | 4.0057 | 40053.4 | 641.957 | 29656.9
3901 | 3.9393 | 10449.8 | 4.3246 | 603.923 | 3.4233 | 39171.4 | 3.9324 | 2843.31 | 2.9861 | 2739.16 | 2843.31 | 40053.4 | 3.612 | 24153.9 | 2050.32 | 3.1138 | 40050.7 | 1633.62 | 37058.1
3902 | 3.1714 | 10442 | 4.0724 | 61.7315 | 1.4199 | 39875.3 | 3.5742 | 755.061 | 2.9937 | 7564.86 | 755.061 | 9433.95 | 3.4485 | 38385.5 | 4673.13 | 3.3828 | 39965.1 | 0 | 36492.9
3903 | 2.4229 | 9573.24 | 3.5576 | 0 | 0.98007 | 37601.8 | 3.0319 | 1049.42 | 3.0867 | 8036.44 | 1049.42 | 18141.1 | 2.0565 | 39591.9 | 4777.11 | 3.0558 | 39878.7 | 0 | 34746.4
3904 | 2.4684 | 5896.52 | 2.803 | 0 | 2.2328 | 40053.4 | 2.4514 | 1845.63 | 2.5164 | 18144.8 | 1845.63 | 5061.34 | 0.51784 | 39736 | 7253.06 | 2.4777 | 40053.4 | 0 | 36991.7
3905 | 1.8738 | 6272.92 | 1.8262 | 0 | 1.4054 | 40053.4 | 1.9507 | 493.736 | 1.4318 | 0 | 493.736 | 28477.3 | 1.5867 | 39863.3 | 16197.2 | 1.8493 | 40053.4 | 3305.82 | 35951.6
3906 | 0.80638 | 3035.63 | 0.76582 | 0 | 0.53504 | 39220.8 | 1.0001 | 1803.99 | 0.58619 | 0 | 1803.99 | 25023.8 | 0.17376 | 39755.9 | 22614.6 | 1.1106 | 39977.4 | 17521.4 | 34428.7
3907 | 0.16872 | 965.608 | 0.11106 | 3052.35 | 0.11424 | 39054.2 | 0.25398 | 0 | 0.19139 | 0 | 0 | 3206.46 | 0.069729 | 39151.9 | 24785.2 | 0.30018 | 38836.3 | 28681.7 | 35227.4
3908 | 0 | 20990.2 | 0 | 7117.68 | 0 | 39228.8 | 0.022386 | 0 | 0 | 1170.77 | 0 | 6276.35 | 0 | 36685.8 | 11354.2 | 0.062794 | 34718.2 | 26359.2 | 38301.2
3909 | 0 | 29020.2 | 0 | 5656.36 | 0 | 4229.28 | 0 | 1639.27 | 0 | 7557.86 | 1639.27 | 5231.72 | 0 | 30127 | 33695.5 | 0 | 35479.2 | 26300 | 38176.5
3910 | 0 | 15313.7 | 0 | 1434.76 | 0 | 4402.28 | 0 | 0 | 0 | 21816 | 0 | 24181.2 | 0 | 28774.3 | 16934.3 | 0 | 38178.9 | 13723.3 | 38409
3911 | 0 | 23447.6 | 0 | 3420.59 | 0 | 744.387 | 0 | 278.432 | 0 | 36707 | 278.432 | 0 | 0 | 31953.7 | 22094 | 0 | 36865.3 | 12254.4 | 36677.7
3912 | 0 | 22848 | 0 | 16719.8 | 0 | 0 | 0 | 2397.35 | 0 | 37806.8 | 2397.35 | 0 | 0 | 32948.7 | 22447 | 0 | 34626.1 | 17346.3 | 36861.8
3913 | 0 | 17354.9 | 0 | 34968.8 | 0 | 1032.83 | 0 | 341.877 | 0 | 38347.8 | 341.877 | 0 | 0 | 33200.1 | 22182.8 | 0 | 36943.7 | 11425.4 | 37059.3
3914 | 0 | 32605.3 | 0 | 37176.2 | 0 | 0 | 0 | 23724.8 | 0 | 20344.9 | 23724.8 | 0 | 0 | 38043.1 | 17398.6 | 0 | 38235 | 4929.63 | 37632.7
3915 | 0 | 40053.4 | 0 | 37926.9 | 0 | 0 | 0 | 13599.2 | 0 | 7248.2 | 13599.2 | 0 | 0 | 35150.7 | 24931.1 | 0 | 38368.9 | 3583.38 | 39236
3916 | 0 | 40053.4 | 0 | 39211.9 | 0 | 3250.39 | 0 | 19775.3 | 0 | 23741.4 | 19775.3 | 4235.04 | 0 | 29375.6 | 27354.8 | 0 | 36741.2 | 6851.6 | 38677.5
3917 | 0 | 40053.4 | 0 | 37346.5 | 0.049252 | 3588.22 | 0 | 5295.09 | 0 | 30379.7 | 5295.09 | 6616.96 | 0 | 24012.9 | 17883.7 | 0 | 37738.9 | 7447.67 | 38231.2
3918 | 0.14406 | 36981 | 0.093925 | 21059.7 | 0.29883 | 1505.84 | 0.027112 | 6954.18 | 0.060773 | 29957.5 | 6954.18 | 5346.25 | 0.06282 | 14057.1 | 18766.9 | 0.12905 | 38468.3 | 8439.12 | 37565.9
3919 | 0.82911 | 16292.7 | 0.65168 | 5389.42 | 0.95374 | 388.497 | 0.3748 | 0 | 0.43872 | 15353.3 | 0 | 2699.51 | 0.26929 | 8013.84 | 5545.65 | 0.71566 | 32347.3 | 7024.14 | 34766
3920 | 1.9048 | 21387.7 | 1.733 | 0 | 1.8712 | 645.296 | 0.61549 | 13594.3 | 1.2916 | 5979.58 | 13594.3 | 0 | 1.0933 | 2813.3 | 0 | 1.6804 | 25670.5 | 2191.07 | 14218
3921 | 2.8733 | 26673.5 | 2.7417 | 1537.45 | 2.8926 | 4002.02 | 0.16315 | 8656.62 | 1.6686 | 1498.61 | 8656.62 | 10305.3 | 1.7314 | 125.585 | 792.394 | 2.6075 | 24915.2 | 669.055 | 5960.12
3922 | 0.4721 | 9739.08 | 3.5202 | 582.26 | 3.526 | 6248.33 | 0.83511 | 9859.04 | 2.8184 | 1666.7 | 9859.04 | 17599.6 | 2.5209 | 0 | 248.543 | 3.3785 | 29003.3 | 518.689 | 5573.81
3923 | 2.7718 | 12172.5 | 4.0484 | 202.673 | 3.9124 | 24089 | 1.2122 | 16475.7 | 3.26 | 3715.34 | 16475.7 | 0 | 3.045 | 368.002 | 1792.64 | 3.4709 | 32703.6 | 952.738 | 7167.25
3924 | 0.80075 | 22221.3 | 4.3132 | 2132.13 | 3.9445 | 38280.2 | 1.2379 | 37698 | 3.5149 | 7527.14 | 37698 | 23358.3 | 2.9866 | 1821 | 1468.15 | 3.6596 | 29389.8 | 761.358 | 5282.36
3925 | 3.0377 | 14968.6 | 4.3114 | 1438.8 | 3.7076 | 39620 | 2.9739 | 32524.6 | 3.0036 | 18447.4 | 32524.6 | 33815.7 | 3.5875 | 14204 | 696.093 | 3.0652 | 24620.3 | 362.743 | 10002.8
3926 | 1.2904 | 12845 | 4.0461 | 702.596 | 3.2138 | 39607.7 | 3.4622 | 18252.4 | 3.4465 | 22979.7 | 18252.4 | 1234.69 | 3.023 | 13233.2 | 748.919 | 3.6128 | 27010.3 | 0 | 23933.8
3927 | 2.4882 | 11280.7 | 3.5354 | 1466.48 | 2.6044 | 38324.2 | 3.1047 | 17204.6 | 3.1143 | 25065.6 | 17204.6 | 39673.1 | 2.8046 | 11437.9 | 780.681 | 2.7113 | 28812.8 | 0 | 36147.3
3928 | 1.7884 | 9020.85 | 2.7932 | 4049.65 | 1.916 | 27949.2 | 2.5543 | 33123.4 | 2.5534 | 35828 | 33123.4 | 32776.5 | 2.4899 | 12325.7 | 961.007 | 2.7887 | 27886 | 0 | 37735.9
3929 | 0.40428 | 6348.76 | 1.8393 | 3498.49 | 1.3075 | 39806.2 | 1.7966 | 31586.8 | 1.1879 | 39559.4 | 31586.8 | 39373.2 | 1.754 | 14474.2 | 3347.2 | 2.2247 | 34476.2 | 0 | 37282.2
3930 | 0.036448 | 34335.6 | 0.7792 | 3027.89 | 0.48367 | 39106.2 | 0.94344 | 28734.5 | 0.88697 | 26745.6 | 28734.5 | 8226.05 | 0.90843 | 23191.9 | 2759.46 | 1.2414 | 37854.8 | 4471.76 | 36774.7
3931 | 0.21207 | 40053.4 | 0.10497 | 2435.85 | 0.10536 | 37986.6 | 0.2755 | 34208.1 | 0.19032 | 30201.6 | 34208.1 | 34726 | 0.24574 | 22333.4 | 1189.93 | 0.36118 | 40053.4 | 17333.6 | 36669.6
3932 | 0 | 21188.2 | 0 | 10221.5 | 0 | 16342.8 | 0.02219 | 29453.4 | 0 | 24674.3 | 29453.4 | 7470.25 | 0 | 8754.23 | 6581.42 | 0.069004 | 39813.7 | 30751.5 | 40053.4
3933 | 0 | 10935.9 | 0 | 16844.2 | 0 | 9168.43 | 0 | 29166.3 | 0 | 26960.3 | 29166.3 | 18704.1 | 0 | 2066.62 | 11531.8 | 0 | 39570.2 | 31500.4 | 40053.4
3934 | 0 | 8659.05 | 0 | 14374.2 | 0 | 4658.31 | 0 | 25977.2 | 0 | 18536.1 | 25977.2 | 31422.3 | 0 | 2411.53 | 25529.9 | 0 | 39733 | 31347.4 | 40053.4
3935 | 0 | 14786 | 0 | 32368.8 | 0 | 983.887 | 0 | 10373.4 | 0 | 22209.2 | 10373.4 | 29535.1 | 0 | 5918.89 | 32392.8 | 0 | 40053.4 | 32092.2 | 39481.4
3936 | 0 | 8848.78 | 0 | 38203.1 | 0 | 2231.83 | 0 | 20973.3 | 0 | 19178.7 | 20973.3 | 17357.6 | 0 | 5326.48 | 33495.2 | 0 | 39871.3 | 27392.4 | 39487.9
3937 | 0 | 2881.02 | 0 | 38323.3 | 0 | 458.442 | 0 | 20288 | 0 | 29537.5 | 20288 | 2124.81 | 0 | 3403.85 | 33801.6 | 0 | 40053.4 | 12466.6 | 39633.6
3938 | 0 | 0 | 0 | 27680.3 | 0 | 3699.81 | 0 | 28258.2 | 0 | 28055.1 | 28258.2 | 12308.9 | 0 | 5040.58 | 25768 | 0 | 40053.4 | 4653.93 | 40053.4
3939 | 0 | 18529.4 | 0 | 15658.5 | 0 | 817.116 | 0 | 27820.2 | 0 | 31424.9 | 27820.2 | 4798.11 | 0 | 10161.5 | 20970.4 | 0 | 40043 | 5496.17 | 39434
3940 | 0 | 30998.6 | 0 | 3772.06 | 0 | 1410.01 | 0 | 18551.1 | 0 | 35046.9 | 18551.1 | 5194.17 | 0 | 17093 | 18783 | 0 | 40053.4 | 8911.8 | 37192.2
3941 | 0 | 28659.3 | 0 | 1251.3 | 0.048845 | 0 | 0 | 25075 | 0 | 34136.5 | 25075 | 3741.05 | 0 | 13807.6 | 8985.81 | 0 | 39915.1 | 5542.43 | 36582
3942 | 0.10204 | 35534.3 | 0.097636 | 1100.55 | 0.29923 | 10037.4 | 0.13347 | 20750 | 0.063496 | 32304 | 20750 | 13853.3 | 0.0059865 | 13948.7 | 15928.3 | 0.11701 | 39416.7 | 2883.83 | 35559
3943 | 0.85217 | 38348.2 | 0.63493 | 951.267 | 1.1335 | 8004.68 | 0.26637 | 4438.4 | 0.4533 | 24988.1 | 4438.4 | 4986.81 | 0.15572 | 16434.9 | 14154.9 | 0.74485 | 40053.4 | 6414.14 | 24036.1
3944 | 2.0012 | 35577.6 | 1.674 | 0 | 2.112 | 5609.4 | 0.46981 | 4419.01 | 1.2992 | 5186.47 | 4419.01 | 2112.78 | 0.3585 | 6081.74 | 1844.73 | 1.7504 | 40053.4 | 5238.16 | 9611.95
3945 | 3.0169 | 31875.2 | 2.6043 | 0 | 2.9473 | 1158.32 | 1.4877 | 7805.45 | 2.1709 | 6533.29 | 7805.45 | 18599.8 | 0.47566 | 1011.5 | 8204.7 | 2.7056 | 40053.4 | 5592.04 | 5028.04
3946 | 3.2691 | 19036.3 | 3.3411 | 0 | 3.5935 | 746.744 | 2.08 | 8397.36 | 2.8452 | 15586.4 | 8397.36 | 23695.4 | 0.52553 | 1501.52 | 15530.4 | 3.0581 | 40053.4 | 1634.07 | 8741.29
3947 | 1.3536 | 27781.6 | 3.8754 | 0 | 4.0037 | 0 | 1.6185 | 6474.58 | 2.864 | 13783.4 | 6474.58 | 12824.9 | 0.78426 | 5505.16 | 20085.2 | 4.0231 | 40053.4 | 745.404 | 6509.9
3948 | 1.2195 | 38278.8 | 4.1677 | 0 | 4.1675 | 0 | 2.3769 | 10837.2 | 3.5382 | 10236.3 | 10837.2 | 15586 | 0.81715 | 11210.6 | 23391.9 | 4.314 | 40053.4 | 266.253 | 8791.73
3949 | 3.9483 | 39779.6 | 4.1904 | 128.428 | 4.0876 | 0 | 3.5723 | 9563.46 | 3.5764 | 8993.94 | 9563.46 | 20114.8 | 0.50434 | 15312.8 | 23307.4 | 4.3654 | 40053.4 | 941.189 | 23181.5
3950 | 2.6913 | 40053.4 | 3.959 | 1717.23 | 3.7716 | 18.9564 | 3.4247 | 14195.1 | 3.0856 | 9341.35 | 14195.1 | 14176.8 | 0.49304 | 20087.7 | 22112.1 | 4.1843 | 40053.4 | 0 | 35124.8
3951 | 3.7548 | 40053.4 | 3.4667 | 5127.41 | 3.2027 | 9906.78 | 3.0715 | 2142.23 | 2.4425 | 5579 | 2142.23 | 12955.1 | 0.81328 | 1959.5 | 18643 | 3.7624 | 40053.4 | 0 | 34972.6
3952 | 3.0036 | 39922.9 | 2.7378 | 9106.57 | 2.4269 | 5679.8 | 2.5017 | 9170.1 | 1.9921 | 5800.64 | 9170.1 | 10942 | 0.9726 | 0 | 6734.61 | 3.0847 | 40053.4 | 0 | 36886.2
3953 | 2.0093 | 37948.5 | 1.8039 | 9900.47 | 1.4632 | 10895.1 | 1.7677 | 22157 | 1.343 | 6363.08 | 22157 | 11677.1 | 0.5693 | 0 | 7683.13 | 2.2329 | 40053.4 | 0 | 39238.5
3954 | 0.90761 | 27820.3 | 0.76435 | 19954.2 | 0.51174 | 11136.4 | 0.93344 | 21549.3 | 0.7104 | 7257.9 | 21549.3 | 5851.16 | 0.089938 | 734.122 | 12301 | 1.2531 | 40053.4 | 1491.33 | 39991.4
3955 | 0.14529 | 12435.6 | 0.10442 | 31683 | 0.096129 | 11222 | 0.22585 | 15539.5 | 0.23868 | 3678.62 | 15539.5 | 9006.13 | 0.17515 | 1873.4 | 20144.3 | 0.39943 | 40053.4 | 5775.52 | 39249.4
3956 | 0 | 0 | 0 | 37203.3 | 0 | 3935.47 | 0.024228 | 11408.6 | 0 | 2977.96 | 11408.6 | 10795.8 | 0 | 81.5887 | 15054.8 | 0.087186 | 40053.4 | 13622.8 | 39765.7
3957 | 0 | 0 | 0 | 37365.4 | 0 | 20432.9 | 0 | 15737 | 0 | 6923.21 | 15737 | 3069.39 | 0 | 0 | 38129.4 | 0 | 40053.4 | 32705.9 | 39673.4
3958 | 0 | 1621.56 | 0 | 39342.2 | 0 | 10176.1 | 0 | 23438.7 | 0 | 1951.11 | 23438.7 | 10152.8 | 0 | 62.8752 | 37960.1 | 0 | 40053.4 | 34468.1 | 39753
3959 | 0 | 1051.77 | 0 | 39255.6 | 0 | 22873.2 | 0 | 18957.8 | 0 | 2988.2 | 18957.8 | 5763.52 | 0 | 3662 | 35935.2 | 0 | 40053.4 | 29095.5 | 38067.7
3960 | 0 | 2111.73 | 0 | 39753.3 | 0 | 17090.2 | 0 | 8207.14 | 0 | 6441.8 | 8207.14 | 4596.47 | 0 | 11943.3 | 18795.8 | 0 | 40053.4 | 29979 | 39271.7
3961 | 0 | 9977.9 | 0 | 38891.5 | 0 | 14439.2 | 0 | 4883.79 | 0 | 2070.89 | 4883.79 | 929.036 | 0 | 30917.1 | 19215 | 0 | 40053.4 | 26504.8 | 39376.5
3962 | 0 | 31820.4 | 0 | 30776.9 | 0 | 7163.87 | 0 | 6560.24 | 0 | 6969.87 | 6560.24 | 0 | 0 | 32164.1 | 22582.7 | 0 | 40053.4 | 22685.8 | 38658.4
3963 | 0 | 39201.7 | 0 | 27299.7 | 0 | 10895.2 | 0 | 2376.81 | 0 | 1409.22 | 2376.81 | 0 | 0 | 22878 | 19873 | 0 | 40053.4 | 18328.1 | 38944.4
3964 | 0 | 38062.9 | 0 | 27907.8 | 0 | 8843.67 | 0 | 0 | 0 | 0 | 0 | 0 | 0 | 11376.1 | 29688.3 | 0 | 40053.4 | 16362.5 | 38063.9
3965 | 0 | 38481 | 0 | 26213 | 0.04905 | 1111.98 | 0 | 0 | 0 | 0 | 0 | 0 | 0 | 4979.36 | 2132.57 | 0 | 40053.4 | 6280.76 | 38906.5
3966 | 0.11636 | 29216.5 | 0.093593 | 13082.2 | 0.30808 | 625.908 | 0.019543 | 0 | 0.0050824 | 743.297 | 0 | 0 | 0.049657 | 4121.65 | 14437.1 | 0.18301 | 39989.4 | 1168.09 | 39390.9
3967 | 0.83027 | 12290.7 | 0.63332 | 4891 | 1.1269 | 277.587 | 0.57565 | 0 | 0.25551 | 606.873 | 0 | 0 | 0.31217 | 6178.91 | 4808.97 | 0.58893 | 39552.3 | 0 | 37919.9
3968 | 1.9339 | 9115.88 | 1.6563 | 2394.99 | 2.08 | 23.6635 | 1.1502 | 0 | 1.2603 | 0 | 0 | 0 | 0.16531 | 3796.31 | 1999.76 | 1.4061 | 38563.7 | 0 | 29314.5
3969 | 2.9076 | 14622.9 | 2.609 | 1246.79 | 2.9233 | 0 | 1.4413 | 0 | 1.1045 | 0 | 0 | 0 | 0.51207 | 1917.61 | 854.85 | 2.604 | 38199.9 | 0 | 26589.9
3970 | 3.662 | 29901.7 | 3.3668 | 3909.85 | 3.5338 | 0 | 2.4369 | 1121.97 | 1.8975 | 710.161 | 1121.97 | 0 | 0.88993 | 2556.89 | 0 | 3.3419 | 39423 | 0 | 27453.4
3971 | 4.1662 | 15219.6 | 3.8758 | 10043.7 | 3.9617 | 12666.9 | 2.873 | 2996.33 | 2.6527 | 738.395 | 2996.33 | 0 | 0.486 | 0 | 1080.7 | 1.9791 | 39308.5 | 0 | 25111.1
3972 | 4.4253 | 17340.1 | 4.1461 | 13921 | 4.1294 | 10074.5 | 2.44 | 3815.53 | 2.1978 | 39.7945 | 3815.53 | 268.26 | 0.79844 | 0 | 5433.01 | 3.0446 | 39371.3 | 0 | 27189.5
3973 | 4.4336 | 21024 | 4.1703 | 18593.7 | 4.053 | 11831.2 | 3.2367 | 4915.58 | 2.496 | 0 | 4915.58 | 665.025 | 1.0388 | 0 | 13359.3 | 2.3889 | 39120.7 | 1005.65 | 34061.6
3974 | 4.1905 | 22031.5 | 3.9584 | 24006.1 | 3.7375 | 14185.2 | 1.2574 | 5595.59 | 2.6697 | 1194.17 | 5595.59 | 0 | 0.75734 | 7360.21 | 317.24 | 1.7798 | 39255.2 | 4325.57 | 35278.1
3975 | 3.6866 | 18689.1 | 3.4969 | 20323.6 | 3.1713 | 12135.3 | 2.8188 | 3843.45 | 1.6062 | 560.583 | 3843.45 | 920.813 | 1.5598 | 11607.6 | 0 | 2.0026 | 39769.3 | 8547.22 | 37526.4
3976 | 2.941 | 9392.76 | 2.7714 | 19236.5 | 2.3979 | 14058.9 | 2.3849 | 1362.38 | 0.83304 | 0 | 1362.38 | 0 | 0.69193 | 11742.6 | 0 | 1.5794 | 40036.8 | 12015.9 | 38234
3977 | 1.9729 | 4399.57 | 1.8247 | 17770.8 | 1.4442 | 26056.2 | 1.6878 | 6038.34 | 1.2193 | 951.754 | 6038.34 | 1238.26 | 0.24056 | 9388.16 | 1281.43 | 1.6501 | 40053.4 | 17225.4 | 38240.6
3978 | 0.88963 | 9842.86 | 0.7696 | 27042 | 0.51749 | 23676.8 | 0.72332 | 7941.13 | 0.057969 | 1379.2 | 7941.13 | 1965.88 | 0.74793 | 3962.45 | 7786.83 | 0.60932 | 40053.4 | 23590.5 | 38219.7
3979 | 0.13527 | 18364.6 | 0.10141 | 34573.4 | 0.1015 | 27977.1 | 0.24653 | 6908.45 | 0.21286 | 0 | 6908.45 | 0 | 0.22433 | 9910.69 | 5040.05 | 0.29864 | 40053.4 | 32577.2 | 39450.7
3980 | 0 | 5065.34 | 0 | 37051.8 | 0 | 13583.8 | 0.009278 | 5245.04 | 0 | 1308.12 | 5245.04 | 387.039 | 0 | 8592.14 | 10581.3 | 0.065813 | 40053.4 | 32341.7 | 38818.2
3981 | 0 | 0 | 0 | 38103.9 | 0 | 27804.7 | 0 | 8487.92 | 0 | 6565.19 | 8487.92 | 864.686 | 0 | 7094.46 | 6965.12 | 0 | 40053.4 | 27639.6 | 39401.1
3982 | 0 | 1614.88 | 0 | 39308.7 | 0 | 20167.9 | 0 | 4312.58 | 0 | 9126.27 | 4312.58 | 0 | 0 | 14699.2 | 19198.4 | 0 | 40053.4 | 34880.7 | 40053.4
3983 | 0 | 1194.19 | 0 | 39148.8 | 0 | 22147.7 | 0 | 1583.97 | 0 | 15506 | 1583.97 | 0 | 0 | 15564.4 | 22384.8 | 0 | 40053.4 | 33412.8 | 39335.9
3984 | 0 | 326.726 | 0 | 37553.4 | 0 | 23479.1 | 0 | 212.398 | 0 | 37453.2 | 212.398 | 0 | 0 | 8964.75 | 19534.9 | 0 | 40053.4 | 36673.8 | 37943.7
3985 | 0 | 0 | 0 | 37541.9 | 0 | 10945.3 | 0 | 0 | 0 | 37831.3 | 0 | 0 | 0 | 11422 | 20040.1 | 0 | 40053.4 | 38329.1 | 36699.6
3986 | 0 | 523.301 | 0 | 38023.3 | 0 | 2584.37 | 0 | 2265.82 | 0 | 37353.2 | 2265.82 | 0 | 0 | 2232.07 | 22429.8 | 0 | 40053.4 | 33596 | 15459
3987 | 0 | 2744.37 | 0 | 38428.8 | 0 | 3599.42 | 0 | 6261.95 | 0 | 36236.6 | 6261.95 | 0 | 0 | 445.589 | 25133.8 | 0 | 40053.4 | 35461.5 | 9297.67
3988 | 0 | 9175.12 | 0 | 34990.4 | 0 | 3896.76 | 0 | 5544.4 | 0 | 34015.9 | 5544.4 | 0 | 0 | 0 | 20431.3 | 0 | 40053.4 | 34449.5 | 4941.31
3989 | 0 | 4681.18 | 0 | 28260.9 | 0.049055 | 5493.78 | 0 | 7779.78 | 0 | 31911 | 7779.78 | 0 | 0 | 1876.23 | 23656.6 | 0 | 40053.4 | 29392.2 | 3547.61
3990 | 0.12282 | 3237.78 | 0.088923 | 16692.6 | 0.29866 | 5748.36 | 0.13687 | 8059.08 | 0.047765 | 32472.6 | 8059.08 | 0 | 0.11143 | 3863.18 | 23632 | 0.12687 | 40053.4 | 23401.1 | 2702.02
3991 | 0.81533 | 2060.19 | 0.62089 | 7677.04 | 1.1269 | 7222.77 | 0.48018 | 9961.73 | 0.40886 | 29701.2 | 9961.73 | 0 | 0.13981 | 7226.59 | 7957.46 | 0.73588 | 40053.4 | 15508.4 | 0
3992 | 1.88 | 5697.17 | 1.6481 | 1110.9 | 2.097 | 5213.8 | 0.91958 | 7372.43 | 1.0544 | 14060.5 | 7372.43 | 0 | 0.49692 | 4746.17 | 5781.15 | 1.7217 | 39991.9 | 6246.08 | 0
3993 | 2.8374 | 8769.74 | 2.6045 | 1208.7 | 2.9133 | 2208.55 | 1.5685 | 4378.82 | 0.061591 | 12302.8 | 4378.82 | 0 | 1.1713 | 2535.52 | 1105.48 | 2.6664 | 39809.5 | 3932.02 | 0
3994 | 3.5857 | 12450.4 | 3.3381 | 3020.19 | 3.4411 | 9940 | 2.1742 | 9114.56 | 0.47988 | 16022.2 | 9114.56 | 857.338 | 1.0542 | 7897.22 | 3853.88 | 3.4146 | 40053.4 | 4851.99 | 0
3995 | 4.0753 | 5660.28 | 3.836 | 6687.05 | 3.6915 | 10409 | 2.0495 | 26615.1 | 0.14209 | 17201.9 | 26615.1 | 6368.88 | 1.5501 | 12971.9 | 6126.56 | 3.9556 | 40053.4 | 5487.72 | 0
3996 | 4.3221 | 1548.35 | 4.0899 | 12508.2 | 2.577 | 8098.05 | 2.8043 | 31752.2 | 0.32287 | 15010.8 | 31752.2 | 8971.57 | 1.3482 | 21421.5 | 7828.71 | 4.2399 | 40053.4 | 6757.83 | 0
3997 | 3.6501 | 2087.3 | 4.1104 | 26084.1 | 2.4541 | 10329 | 2.5362 | 21484 | 0.90604 | 12170.8 | 21484 | 10017 | 1.3047 | 20857.4 | 18475.2 | 4.2809 | 40053.4 | 6866.78 | 323.676
3998 | 3.5559 | 2784.59 | 3.8873 | 28616 | 0.35735 | 10630.6 | 1.8922 | 21273.8 | 1.0878 | 9680.07 | 21273.8 | 7482.59 | 2.8493 | 21422 | 22896.2 | 3.4368 | 40053.4 | 11685.2 | 2048.96
3999 | 3.0463 | 1321.26 | 3.4358 | 25256.9 | 2.0226 | 4329.27 | 2.7858 | 35277.8 | 0.40279 | 8382.89 | 35277.8 | 9223.71 | 2.1421 | 27433.1 | 20384.7 | 3.6888 | 40053.4 | 17894.3 | 4888.97
4000 | 2.4508 | 3223.83 | 2.739 | 20044.6 | 1.4777 | 3513.49 | 1.5975 | 21714.5 | 0.51454 | 8225.6 | 21714.5 | 14022.4 | 2.5095 | 33826.9 | 32949.7 | 2.3632 | 40053.4 | 17646.7 | 7439.22
4001 | 1.7989 | 3210.09 | 1.8109 | 23423.1 | 1.1101 | 6175.01 | 1.251 | 18943.4 | 0.52053 | 10153.9 | 18943.4 | 10814 | 1.7746 | 37353 | 22170.3 | 1.3965 | 40053.4 | 13646 | 21780.7
4002 | 0.85305 | 6455.42 | 0.77877 | 30161.2 | 0.45254 | 7477.01 | 0.24818 | 30132.4 | 0.39139 | 12584.9 | 30132.4 | 0 | 0.92795 | 38867.2 | 17439.7 | 1.2616 | 40053.4 | 10498.2 | 36396.5
4003 | 0.17348 | 10797.9 | 0.10756 | 35094.3 | 0.10834 | 5790.68 | 0.21401 | 26798.1 | 0.22899 | 9986.65 | 26798.1 | 0 | 0.25148 | 38410.1 | 10952.7 | 0.38491 | 40053.4 | 10912.3 | 35985.9
4004 | 0 | 15562.3 | 0 | 38271.6 | 0 | 7354.8 | 0.00686 | 27992.8 | 0 | 27565.8 | 27992.8 | 0 | 0 | 32665.9 | 13113.9 | 0.080158 | 40053.4 | 24865.5 | 39446.8
4005 | 0 | 4349.88 | 0 | 37698.2 | 0 | 23913.6 | 0 | 8605.02 | 0 | 23719.1 | 8605.02 | 0 | 0 | 20009.5 | 11825.7 | 0 | 40053.4 | 34861.1 | 39310.2
4006 | 0 | 2817.47 | 0 | 36529.3 | 0 | 850.323 | 0 | 10876.6 | 0 | 28252.1 | 10876.6 | 0 | 0 | 11974.9 | 3132.66 | 0 | 40053.4 | 35017.9 | 38272.4
4007 | 0 | 7125.23 | 0 | 35899.8 | 0 | 3632.97 | 0 | 6895.64 | 0 | 27143.8 | 6895.64 | 0 | 0 | 13398.7 | 6007.34 | 0 | 40053.4 | 31124.7 | 37112.1
4008 | 0 | 15069 | 0 | 33146.8 | 0 | 15131.6 | 0 | 7419.47 | 0 | 29724.1 | 7419.47 | 16303.2 | 0 | 13017.5 | 3428.44 | 0 | 40053.4 | 26227.6 | 34433.7
4009 | 0 | 28028 | 0 | 35874.4 | 0 | 3897.1 | 0 | 3566.92 | 0 | 33205.4 | 3566.92 | 0 | 0 | 2002.34 | 0 | 0 | 40053.4 | 17648 | 29949.1
4010 | 0 | 21325.2 | 0 | 24987.9 | 0 | 3198.17 | 0 | 6692.1 | 0 | 35538.7 | 6692.1 | 0 | 0 | 5720.81 | 0 | 0 | 39834.3 | 5413.08 | 25758.9
4011 | 0 | 5581.5 | 0 | 11386.8 | 0 | 759.971 | 0 | 6580.79 | 0 | 30788.3 | 6580.79 | 0 | 0 | 2137.9 | 0 | 0 | 39818.2 | 1135.56 | 27067.3
4012 | 0 | 326.755 | 0 | 13064.3 | 0 | 0 | 0 | 1037.75 | 0 | 34485.2 | 1037.75 | 906.58 | 0 | 1240.13 | 13975.8 | 0 | 39503.5 | 0 | 27364.4
4013 | 0 | 0 | 0 | 11261.2 | 0.058584 | 0 | 0 | 1695.75 | 0 | 21998.4 | 1695.75 | 0 | 0 | 1102.08 | 5009.98 | 0 | 38789.4 | 0 | 18819.8
4014 | 0.11684 | 684.958 | 0.089226 | 6123.64 | 0.29312 | 0 | 0.09772 | 6389.92 | 0 | 19998.4 | 6389.92 | 0 | 0.099174 | 0 | 2759.91 | 0.1254 | 37334.6 | 0 | 11525.2
4015 | 0.80985 | 1394.98 | 0.62632 | 2632.85 | 1.0529 | 0 | 0.27826 | 2237.98 | 0.085995 | 11050.8 | 2237.98 | 0 | 0.53365 | 0 | 0 | 0.70676 | 36202.2 | 0 | 3651.44
4016 | 1.8931 | 2158.35 | 1.6877 | 0 | 2.0439 | 0 | 1.1042 | 4819.11 | 0.22368 | 4001.05 | 4819.11 | 0 | 1.3954 | 0 | 0 | 1.6591 | 26281.9 | 0 | 1190.58
4017 | 2.8711 | 4234.61 | 2.6674 | 852.739 | 2.8454 | 0 | 1.737 | 3764.66 | 0.2632 | 873.353 | 3764.66 | 0 | 2.2377 | 1675.71 | 0 | 2.5552 | 18125.2 | 0 | 0
4018 | 3.6284 | 683.595 | 3.428 | 4194.25 | 3.4035 | 0 | 1.9115 | 3107.29 | 0.80238 | 1860.53 | 3107.29 | 0 | 2.8954 | 2118.43 | 365.196 | 3.2732 | 25269.3 | 0 | 0
4019 | 4.1369 | 202.593 | 3.9371 | 6616.01 | 3.7445 | 0 | 1.4095 | 2079.42 | 1.86 | 1304.74 | 2079.42 | 0 | 3.3352 | 1999.61 | 4.6633 | 3.7853 | 33107.5 | 0 | 0
4020 | 4.3896 | 812.223 | 4.2056 | 8208.16 | 1.9517 | 0 | 3.0044 | 2837.1 | 2.2974 | 1967.19 | 2837.1 | 0 | 3.5517 | 1987.82 | 1135.24 | 4.0777 | 37484.1 | 437.375 | 0
4021 | 4.3823 | 2846.63 | 4.2139 | 11951.6 | 1.3181 | 0 | 1.2097 | 11505.8 | 2.6904 | 6747.68 | 11505.8 | 0 | 3.5788 | 1852.62 | 1660.36 | 4.1507 | 37404.1 | 2778.39 | 0
4022 | 3.3805 | 7147.12 | 3.9703 | 13027.3 | 1.238 | 3639.49 | 3.3759 | 17439.9 | 1.9977 | 2170.88 | 17439.9 | 0 | 3.4028 | 604.924 | 0 | 3.9742 | 38868.9 | 4003.53 | 0
4023 | 3.6183 | 11417.7 | 3.4896 | 16101.8 | 1.4188 | 5516.26 | 1.5559 | 15368.8 | 1.0774 | 0 | 15368.8 | 2107.29 | 3.0491 | 242.639 | 0 | 3.5852 | 39025.2 | 6810.89 | 0
4024 | 1.4497 | 14489.3 | 2.7718 | 13397.9 | 1.1117 | 9296.39 | 0.4974 | 15357.3 | 1.6733 | 6028.57 | 15357.3 | 1254.44 | 2.1475 | 0 | 2125.83 | 2.9762 | 39340.5 | 11650.7 | 7600.21
4025 | 1.9461 | 19172.4 | 1.8358 | 17520.4 | 1.0667 | 7331.6 | 0.89776 | 13000.8 | 1.2433 | 5469.62 | 13000.8 | 0 | 1.7594 | 0 | 0 | 2.1688 | 39396.3 | 13873.4 | 19302.5
4026 | 0.88579 | 25720.7 | 0.78418 | 23527.2 | 0.0913 | 8565.1 | 0.90294 | 12677 | 0.72183 | 12537 | 12677 | 6743.85 | 0.91689 | 0 | 103.196 | 1.2317 | 39458.9 | 16305.6 | 33529.4
4027 | 0.13502 | 31950.5 | 0.10732 | 29129.5 | 0.019165 | 10494.7 | 0.13568 | 4621.17 | 0.21828 | 13126 | 4621.17 | 1021.55 | 0.23984 | 0 | 4486.14 | 0.38871 | 38623.2 | 30041.8 | 33946.8
4028 | 0 | 34062.5 | 0 | 39776.1 | 0 | 10661.4 | 0.0068259 | 0 | 0 | 0 | 0 | 1024.61 | 0 | 640.008 | 11590.6 | 0.08316 | 37182.3 | 34344.6 | 39528.1
4029 | 0 | 27218.8 | 0 | 39875.3 | 0 | 3158.72 | 0 | 250.702 | 0 | 1628.66 | 250.702 | 221.873 | 0 | 1671.8 | 18433.3 | 0 | 38523.4 | 35271.7 | 39458.6
4030 | 0 | 8486.13 | 0 | 37957.4 | 0 | 30029.7 | 0 | 0 | 0 | 28120.8 | 0 | 0 | 0 | 256.481 | 24706.7 | 0 | 39141.8 | 35356 | 39661.5
4031 | 0 | 7291.95 | 0 | 39048.1 | 0 | 373.738 | 0 | 0 | 0 | 13656.1 | 0 | 0 | 0 | 890.955 | 30626.8 | 0 | 39455.5 | 34575.3 | 38294.6
4032 | 0 | 27864.7 | 0 | 36748.4 | 0 | 0 | 0 | 0 | 0 | 5931.74 | 0 | 0 | 0 | 1530.39 | 27191.3 | 0 | 39327.3 | 31234.5 | 36272.4
4033 | 0 | 39491.3 | 0 | 28759.3 | 0 | 1620.68 | 0 | 73.6251 | 0 | 5491.19 | 73.6251 | 0 | 0 | 6179.56 | 23405 | 0 | 38239.9 | 30406.9 | 37789.9
4034 | 0 | 39729.9 | 0 | 15302.3 | 0 | 0 | 0 | 0 | 0 | 7651.62 | 0 | 0 | 0 | 5204.14 | 20651.9 | 0 | 37860.4 | 29910.1 | 35309.9
4035 | 0 | 39337.2 | 0 | 17640 | 0 | 0 | 0 | 0 | 0 | 4913.28 | 0 | 0 | 0 | 3819.2 | 23298 | 0 | 39290.5 | 24877.9 | 37379.2
4036 | 0 | 38480.2 | 0 | 31454.8 | 0 | 0 | 0 | 1098.1 | 0 | 3277.16 | 1098.1 | 0 | 0 | 2196.22 | 16673 | 0 | 39289.6 | 10933.6 | 31944.8
4037 | 0 | 38831.4 | 0 | 35681.2 | 0.048241 | 0 | 0 | 0 | 0 | 8556.02 | 0 | 0 | 0 | 2469.68 | 11016.2 | 0 | 38280.9 | 1449.93 | 28961.1
4038 | 0.10055 | 29640.3 | 0.093358 | 29696.2 | 0.25774 | 0 | 0.1082 | 0 | 0.047046 | 5488.24 | 0 | 0 | 0.10068 | 996.306 | 10365.9 | 0.1322 | 36869 | 0 | 26234.8
4039 | 0.79726 | 13295.1 | 0.61873 | 23719.2 | 1.1067 | 0 | 0.29199 | 0 | 0.3554 | 8106.25 | 0 | 0 | 0.55147 | 0 | 2339.14 | 0.70792 | 35016.9 | 0 | 11866.6
4040 | 1.8661 | 4528.14 | 1.6519 | 8558.16 | 1.1813 | 0 | 0.90551 | 0 | 0.88852 | 3174.68 | 0 | 0 | 1.2978 | 0 | 0 | 1.6562 | 29380.2 | 0 | 1571.66
4041 | 2.8229 | 1614.81 | 2.6004 | 12580.9 | 2.8819 | 11892.6 | 0.6764 | 0 | 0.89557 | 4259.79 | 0 | 0 | 2.0405 | 0 | 0 | 2.5539 | 27308.4 | 0 | 398.393
4042 | 3.5667 | 211.949 | 3.3523 | 4734.24 | 3.5133 | 14745.4 | 1.8962 | 0 | 1.6024 | 3231.61 | 0 | 0 | 2.6484 | 0 | 0 | 3.2788 | 28631.9 | 0 | 0
4043 | 4.0665 | 133.48 | 3.8683 | 2470.81 | 3.9263 | 26938.3 | 0.75751 | 0 | 2.6288 | 2012.94 | 0 | 0 | 3.0489 | 854.138 | 0 | 1.0125 | 34920.1 | 0 | 0
4044 | 4.3096 | 296.484 | 4.1368 | 2120.26 | 4.1081 | 23687.1 | 1.3032 | 0 | 2.7751 | 3367.94 | 0 | 0 | 3.2907 | 901.988 | 338.129 | 3.6641 | 36887.6 | 0 | 0
4045 | 4.2968 | 2105.35 | 4.1497 | 2103.52 | 4.0277 | 31511.9 | 2.7286 | 0 | 3.0628 | 5862.59 | 0 | 466.234 | 3.3311 | 2398.19 | 689.497 | 3.56 | 37255.8 | 0 | 1923.3
4046 | 4.0469 | 11840.5 | 3.9107 | 1153.71 | 3.7178 | 34886.5 | 3.1185 | 223.107 | 2.8142 | 311.053 | 223.107 | 33145.9 | 3.185 | 3742.01 | 854.094 | 3.4077 | 38637.6 | 0 | 15483.9
4047 | 3.0394 | 24130.1 | 3.443 | 259.314 | 3.1869 | 39228.1 | 2.6709 | 3630.16 | 2.4781 | 5012.69 | 3630.16 | 6612.51 | 2.8488 | 6327.25 | 807.062 | 2.7126 | 39626.1 | 1640.72 | 34711.9
4048 | 2.4612 | 23698.5 | 2.7299 | 0 | 2.4202 | 39250.2 | 2.4858 | 5598.53 | 2.008 | 14910.6 | 5598.53 | 24061.5 | 2.3244 | 7038.91 | 0 | 1.9698 | 39595.6 | 10911.9 | 35644
4049 | 1.7742 | 26478 | 1.7989 | 0 | 1.4735 | 39940 | 1.7655 | 4672.87 | 1.2443 | 40053.4 | 4672.87 | 6588.29 | 1.5777 | 3206.7 | 227.342 | 1.291 | 39841.1 | 19989.3 | 38876.8
4050 | 0.81883 | 38477.2 | 0.77662 | 6510.65 | 0.52689 | 40053.4 | 0.94258 | 10096.4 | 0.73172 | 19229.5 | 10096.4 | 1457.37 | 0.65007 | 3658.96 | 1123.59 | 0.82125 | 40052.9 | 30682 | 39861.3
4051 | 0.11263 | 40053.4 | 0.12219 | 30099.1 | 0.098983 | 39620.8 | 0.26148 | 4680.77 | 0.20778 | 19168.4 | 4680.77 | 548.212 | 0.27509 | 2667.21 | 1518.22 | 0.2975 | 38876.1 | 34957.5 | 39738.3
4052 | 0 | 39982 | 0 | 34453.4 | 0 | 39084.6 | 0.024119 | 5109.41 | 0 | 945.606 | 5109.41 | 0 | 0 | 1831.75 | 5217.47 | 0.068989 | 39538 | 36891.1 | 39936.8
4053 | 0 | 37415.2 | 0 | 38381.5 | 0 | 30045.4 | 0 | 14699 | 0 | 0 | 14699 | 0 | 0 | 1122.97 | 13863.5 | 0 | 39886.9 | 37925.6 | 39679.8
4054 | 0 | 38964.2 | 0 | 39479 | 0 | 40053.4 | 0 | 31606.4 | 0 | 0 | 31606.4 | 0 | 0 | 3924.74 | 17760.6 | 0 | 40053.4 | 39453 | 40053.4
4055 | 0 | 39413.2 | 0 | 32196.8 | 0 | 17619.6 | 0 | 24030.7 | 0 | 591.203 | 24030.7 | 0 | 0 | 7848.83 | 19578.2 | 0 | 40053.4 | 39410.1 | 38960.4
4056 | 0 | 36446.3 | 0 | 9419.03 | 0 | 7746.96 | 0 | 21962.6 | 0 | 2153.87 | 21962.6 | 0 | 0 | 9349.26 | 17525 | 0 | 40053.4 | 39213.6 | 39165.7
4057 | 0 | 27851 | 0 | 0 | 0 | 6001.4 | 0 | 9153.28 | 0 | 1988.08 | 9153.28 | 0 | 0 | 11993 | 26875.2 | 0 | 40053.4 | 36859.1 | 39460.5
4058 | 0 | 29729.6 | 0 | 1235.79 | 0 | 5276.25 | 0 | 8235.47 | 0 | 7204.8 | 8235.47 | 0 | 0 | 8428.52 | 20554.5 | 0 | 40053.4 | 32455.3 | 38751.3
4059 | 0 | 25653.5 | 0 | 2637.01 | 0 | 0 | 0 | 8237.69 | 0 | 6134.4 | 8237.69 | 8384.49 | 0 | 2293.68 | 21185.3 | 0 | 40053.4 | 24227.3 | 36761.7
4060 | 0 | 19682.8 | 0 | 2187.72 | 0 | 1368.54 | 0 | 8303.9 | 0 | 5078.23 | 8303.9 | 8975.28 | 0 | 0 | 25069.9 | 0 | 40053.4 | 23767.7 | 24965.1
4061 | 0 | 10209.9 | 0 | 240.031 | 0.045465 | 0 | 0 | 8423.77 | 0 | 5100.03 | 8423.77 | 1237.13 | 0 | 0 | 30448.2 | 0 | 40053.4 | 16677.1 | 20801.8
4062 | 0.17762 | 11197.5 | 0.089325 | 1124.18 | 0.29853 | 6300.57 | 0.037129 | 7600.33 | 0.065722 | 4782.95 | 7600.33 | 0 | 0.1025 | 0 | 28302 | 0.031179 | 40053.4 | 10922.8 | 16933.4
4063 | 0.37206 | 12517.9 | 0.60855 | 2255.88 | 0.96101 | 4877.51 | 0.62643 | 5371.15 | 0.45352 | 1873.6 | 5371.15 | 0 | 0.54336 | 0 | 13482 | 0.16976 | 40053.4 | 2388.63 | 2883.54
4064 | 0.80732 | 7855.69 | 1.6338 | 2293.67 | 2.1874 | 4479.78 | 1.475 | 4023.33 | 1.2613 | 0 | 4023.33 | 0 | 1.3057 | 0 | 1112.02 | 0.60711 | 40053.4 | 1177.08 | 814.85
4065 | 1.6228 | 8398.92 | 2.585 | 1345.09 | 3.0548 | 12615.3 | 1.7094 | 3094.92 | 1.7236 | 0 | 3094.92 | 0 | 2.0612 | 1034.38 | 2328.54 | 0.502 | 40053.4 | 0 | 0
4066 | 3.5071 | 16318.9 | 3.338 | 291.485 | 3.6475 | 24117.8 | 0.88501 | 2207.79 | 2.3951 | 1802.05 | 2207.79 | 0 | 2.6764 | 403.596 | 6516.31 | 0.67097 | 40053.4 | 0 | 0
4067 | 3.9921 | 17787.9 | 3.836 | 1713.33 | 3.9609 | 18549.7 | 0.73098 | 2046.51 | 2.5011 | 916.729 | 2046.51 | 0 | 3.0801 | 849.702 | 5063.35 | 0.69615 | 40053.4 | 0 | 0
4068 | 4.2253 | 18103.2 | 4.0901 | 4485.45 | 3.2252 | 16836.5 | 1.7726 | 1615.06 | 2.8416 | 1650.42 | 1615.06 | 441.952 | 3.3096 | 1328.99 | 5913.79 | 0.82896 | 40053.4 | 1194.62 | 0
4069 | 4.2115 | 14842.8 | 4.1034 | 7413.48 | 2.5881 | 27393.4 | 1.0551 | 734.571 | 2.8334 | 1523.57 | 734.571 | 2550.16 | 3.3361 | 4930.14 | 5308.53 | 0.82661 | 40053.4 | 2093.2 | 0
4070 | 3.9533 | 10218.7 | 3.8912 | 6048.34 | 2.5495 | 35152.8 | 3.5887 | 264.945 | 2.388 | 2079.1 | 264.945 | 0 | 3.1797 | 2046.5 | 4872.72 | 0.57351 | 40053.4 | 4493.14 | 1521.48
4071 | 3.4564 | 10734 | 3.4268 | 3431.01 | 2.0021 | 31617.8 | 3.2996 | 0 | 2.5338 | 2414.24 | 0 | 8010.49 | 2.3041 | 1908.91 | 8695.6 | 0.78496 | 40053.4 | 8754.63 | 12024.1
4072 | 1.8597 | 8466.95 | 2.7287 | 3241.05 | 1.8199 | 23050.4 | 2.7704 | 0 | 0.79419 | 2977.95 | 0 | 0 | 1.7846 | 1226.32 | 8175.56 | 1.4065 | 40053.4 | 16821.6 | 26587.1
4073 | 1.3238 | 8757.64 | 1.8067 | 2086.56 | 1.3449 | 23241.6 | 2.0042 | 0 | 1.2282 | 3870.22 | 0 | 0 | 1.28 | 855.32 | 5410.35 | 0.59248 | 40053.4 | 19922 | 33097.3
4074 | 0.87249 | 11570.7 | 0.77521 | 5082.66 | 0.57261 | 23296.9 | 1.0505 | 0 | 0.80547 | 4417.85 | 0 | 393.484 | 0.89802 | 3697.23 | 2841.39 | 0.13627 | 40053.4 | 23814.1 | 37258.4
4075 | 0.17026 | 14663.1 | 0.10497 | 9020.12 | 0.12701 | 24909.5 | 0.24622 | 0 | 0.24279 | 3962.13 | 0 | 0 | 0.27657 | 3710.21 | 3921.8 | 0.13343 | 40034.2 | 32431.2 | 34262.3
4076 | 0 | 17205.3 | 0 | 21745 | 0 | 23635.3 | 0.043624 | 0 | 0 | 6434.32 | 0 | 0 | 0 | 8643.23 | 7297.78 | 0.10135 | 40053.4 | 32363.8 | 37467.7
4077 | 0 | 7706.63 | 0 | 27196.3 | 0 | 0 | 0 | 0 | 0 | 5389.77 | 0 | 0 | 0 | 14994.6 | 18828.5 | 0 | 40053.4 | 37194.7 | 39763.4
4078 | 0 | 6940.42 | 0 | 36497.1 | 0 | 10516.3 | 0 | 0 | 0 | 2889.73 | 0 | 0 | 0 | 17779.7 | 27088.5 | 0 | 40053.4 | 36998.4 | 38386
4079 | 0 | 15976 | 0 | 36819.7 | 0 | 3212.3 | 0 | 0 | 0 | 6832.76 | 0 | 0 | 0 | 16246.6 | 26452.3 | 0 | 40053.4 | 37406.2 | 39309.9
4080 | 0 | 16493.7 | 0 | 38507.8 | 0 | 3158.08 | 0 | 0 | 0 | 31486.4 | 0 | 0 | 0 | 4250.86 | 34350 | 0 | 40053.4 | 34961.1 | 39354
4081 | 0 | 16208.8 | 0 | 38408.6 | 0 | 4331.25 | 0 | 0 | 0 | 12137.6 | 0 | 0 | 0 | 7617.55 | 35668.4 | 0 | 40053.4 | 25179.7 | 38467.2
4082 | 0 | 12884.6 | 0 | 37150.6 | 0 | 0 | 0 | 0 | 0 | 18982.6 | 0 | 0 | 0 | 4206.53 | 33053.2 | 0 | 40053.4 | 11375.5 | 36128.4
4083 | 0 | 4932.13 | 0 | 15943.9 | 0 | 196.458 | 0 | 0 | 0 | 7655.67 | 0 | 0 | 0 | 14056.2 | 17782 | 0 | 39806 | 2554.49 | 32988.6
4084 | 0 | 10663.1 | 0 | 6626.27 | 0 | 3904.01 | 0 | 0 | 0 | 2059.49 | 0 | 0 | 0 | 14928.5 | 12518.7 | 0 | 39696.9 | 0 | 27040.6
4085 | 0 | 5810.67 | 0 | 7453.28 | 0.02547 | 0 | 0 | 0 | 0 | 5044.11 | 0 | 0 | 0 | 10403.9 | 20017.9 | 0 | 39264.4 | 0 | 28656.1
4086 | 0.14472 | 9568.09 | 0.084878 | 5006.25 | 0.30271 | 10460.9 | 0.1152 | 0 | 0.062514 | 4504.62 | 0 | 0 | 0.05443 | 16514.9 | 27656.9 | 0.16784 | 38099.4 | 0 | 30624.9
4087 | 0.78144 | 14399 | 0.60384 | 3032.24 | 1.0024 | 7741.18 | 0.66456 | 0 | 0.41523 | 3288.42 | 0 | 0 | 0.084968 | 29714.8 | 20340.2 | 0.59957 | 38950.6 | 0 | 10672.4
4088 | 1.7966 | 10555.9 | 1.6129 | 10420.5 | 1.9541 | 3605.28 | 1.6487 | 0 | 1.2399 | 392.41 | 0 | 0 | 0.04092 | 30727.7 | 5909.78 | 1.1683 | 37330.4 | 0 | 1816.59
4089 | 2.7266 | 12061 | 2.5522 | 18707.5 | 2.3321 | 628.234 | 2.54 | 0 | 1.5568 | 1294.72 | 0 | 0 | 1.0172 | 32726.4 | 2537.67 | 1.6603 | 37226.2 | 0 | 1387.63
4090 | 3.4702 | 6430.52 | 3.2889 | 17724.8 | 2.9057 | 0 | 3.2075 | 0 | 2.2591 | 1535.96 | 0 | 0 | 2.5853 | 32873.6 | 0 | 1.9157 | 36770.5 | 0 | 0
4091 | 2.0024 | 5774.83 | 3.7923 | 16146.7 | 3.3474 | 0 | 3.6637 | 0 | 2.7963 | 3469.03 | 0 | 0 | 2.6061 | 36013.1 | 0 | 1.5662 | 37323.3 | 0 | 0
4092 | 3.2165 | 2084.66 | 4.0373 | 18304.6 | 3.1716 | 0 | 3.895 | 249.516 | 3.1128 | 3952.9 | 249.516 | 120.641 | 3.087 | 37644.3 | 0 | 1.8152 | 35156.5 | 1579.52 | 0
4093 | 4.2054 | 878.857 | 4.0463 | 16853.1 | 3.1336 | 6817.49 | 3.9167 | 821.348 | 2.9865 | 4510.65 | 821.348 | 1447.91 | 3.2735 | 32758.3 | 0 | 2.6822 | 35347.9 | 2548.05 | 0
4094 | 3.537 | 945.499 | 3.8291 | 14596.2 | 2.5558 | 1192.11 | 3.7496 | 0 | 2.7461 | 3584.34 | 0 | 732.518 | 3.5538 | 30261.7 | 12533.4 | 2.6087 | 32195.3 | 4241.2 | 0
4095 | 3.2495 | 3487.07 | 3.3588 | 11956.8 | 1.5406 | 1066.52 | 3.3732 | 39.6736 | 3.1137 | 3482.33 | 39.6736 | 366.034 | 3.2073 | 30542.1 | 9678.21 | 2.0692 | 30625.9 | 8670.32 | 3971.3
4096 | 2.2702 | 8690.13 | 2.6677 | 8307.99 | 1.5485 | 26475.9 | 2.7913 | 939.92 | 2.534 | 3425.15 | 939.92 | 765.45 | 2.6608 | 33700.4 | 2448.83 | 1.2668 | 25628.5 | 11077.7 | 14577.6
4097 | 0.91838 | 9582.02 | 1.7651 | 7534.04 | 0.16264 | 21872.9 | 1.9861 | 348.188 | 1.7642 | 5522.99 | 348.188 | 49.1364 | 1.8918 | 34390 | 2738.78 | 0.96979 | 25053.4 | 24510.7 | 32029.9
4098 | 0.56943 | 8033.38 | 0.72581 | 9499.86 | 0.10108 | 11383.5 | 1.0412 | 0 | 0.89559 | 2757.72 | 0 | 1861.91 | 0.9695 | 36879 | 2175.8 | 0.94356 | 24651.3 | 36042.2 | 39283.3
4099 | 0.21414 | 6411.24 | 0.13296 | 11754.2 | 0.040753 | 20788.7 | 0.23076 | 3555.8 | 0.21861 | 3711.72 | 3555.8 | 1419.63 | 0.21454 | 37556.9 | 4532.06 | 0.37618 | 22320.9 | 36809.5 | 37160.4
4100 | 0 | 1060.11 | 0 | 17182.2 | 0 | 10003.6 | 0.032999 | 8877.98 | 0 | 9251.29 | 8877.98 | 3898.52 | 0 | 35718.4 | 8315.19 | 0.088874 | 17824.2 | 39126.3 | 39354.9
4101 | 0 | 1827.1 | 0 | 24822.9 | 0 | 6995.17 | 0 | 12871.6 | 0 | 8103.1 | 12871.6 | 4111.8 | 0 | 32398.5 | 25833.6 | 0 | 17921 | 36945.5 | 38945.4
4102 | 0 | 2274.61 | 0 | 32618.5 | 0 | 15245.1 | 0 | 8992.58 | 0 | 16186.1 | 8992.58 | 697.39 | 0 | 36214.4 | 14562.3 | 0 | 21726.5 | 36923.6 | 39093.3
4103 | 0 | 3394.28 | 0 | 37390.6 | 0 | 791.789 | 0 | 11979 | 0 | 18632.3 | 11979 | 0 | 0 | 33219.8 | 29904 | 0 | 28674.2 | 37793.1 | 38950.5
4104 | 0 | 0 | 0 | 36303.3 | 0 | 0 | 0 | 16913.9 | 0 | 25140.1 | 16913.9 | 0 | 0 | 23136.8 | 37320.2 | 0 | 13740.9 | 37906.4 | 39699.2
4105 | 0 | 0 | 0 | 39535.1 | 0 | 270.017 | 0 | 19931.1 | 0 | 18292.1 | 19931.1 | 0 | 0 | 20854.8 | 33114.8 | 0 | 5762.98 | 37308.9 | 39256.6
4106 | 0 | 0 | 0 | 39995 | 0 | 2926.37 | 0 | 21103.7 | 0 | 7972.07 | 21103.7 | 0 | 0 | 37478.9 | 21934.1 | 0 | 5496.61 | 35447.8 | 36150.3
4107 | 0 | 0 | 0 | 37152.8 | 0 | 264.527 | 0 | 19643.5 | 0 | 3192.36 | 19643.5 | 0 | 0 | 38955.3 | 10910.5 | 0 | 7764.71 | 27998.4 | 25683.4
4108 | 0 | 0 | 0 | 25694.4 | 0 | 0 | 0 | 13528.3 | 0 | 3466.34 | 13528.3 | 0 | 0 | 38162.7 | 7443.54 | 0 | 12829.6 | 27730.4 | 7668.27
4109 | 0 | 0 | 0 | 25259.4 | 0.039202 | 3198.45 | 0 | 13800.3 | 0 | 3888.83 | 13800.3 | 0 | 0 | 38464.9 | 0 | 0 | 10624.1 | 30352.1 | 7966.94
4110 | 0.16077 | 0 | 0.095415 | 18820.7 | 0.30893 | 1732.81 | 0.11438 | 10306.9 | 0.061934 | 5117.72 | 10306.9 | 0 | 0.085964 | 39293.1 | 1065.92 | 0.12987 | 8226.32 | 32701.1 | 7818.32
4111 | 0.77448 | 391.633 | 0.58703 | 12874.7 | 1.126 | 629.804 | 0.64438 | 3242.35 | 0.39975 | 4177.23 | 3242.35 | 0 | 0.51557 | 39269.6 | 1703.15 | 0.5124 | 10043.9 | 24782.3 | 8917.06
4112 | 1.7695 | 0 | 1.5678 | 13013.2 | 2.1198 | 0 | 1.5752 | 803.045 | 0.30592 | 0 | 803.045 | 0 | 1.4439 | 39282.5 | 0 | 1.1912 | 16111.5 | 22860.3 | 1380.1
4113 | 2.6884 | 0 | 2.4812 | 3849.98 | 2.9816 | 0 | 2.4395 | 0 | 1.4998 | 340.827 | 0 | 0 | 2.3146 | 39287 | 0 | 1.6865 | 9195.2 | 24749.9 | 0
4114 | 3.3797 | 0 | 3.2178 | 1738.28 | 2.7313 | 0 | 3.0933 | 0 | 2.4792 | 725.753 | 0 | 0 | 2.9784 | 38367.7 | 0 | 2.0729 | 19264.6 | 23695.6 | 0
4115 | 3.7827 | 0 | 3.7259 | 0 | 3.5671 | 0 | 3.5365 | 0 | 3.4568 | 3419.1 | 0 | 0 | 3.4227 | 32403.8 | 0 | 2.9375 | 26092.8 | 17476 | 582.667
4116 | 3.9271 | 0 | 3.9976 | 1021.33 | 3.7535 | 0 | 3.7562 | 44.9573 | 3.2594 | 4538.97 | 44.9573 | 0 | 3.2517 | 26536.6 | 0 | 3.8529 | 26813.7 | 17618.3 | 801.334
4117 | 3.9897 | 0 | 4.0194 | 1076.99 | 3.6682 | 2365.4 | 3.7667 | 0 | 3.2549 | 4376.33 | 0 | 0 | 3.298 | 15841.4 | 0 | 2.9674 | 28132.6 | 25035.6 | 0
4118 | 1.6239 | 0 | 3.817 | 0 | 3.4026 | 1976.55 | 3.5907 | 908.151 | 3.1467 | 3898.56 | 908.151 | 0 | 3.5133 | 11461.5 | 0 | 2.4255 | 24444.2 | 32090.2 | 0
4119 | 3.0132 | 0 | 3.3681 | 0 | 2.9425 | 0 | 3.223 | 1028.99 | 2.0381 | 3119.33 | 1028.99 | 0 | 3.1528 | 6011.61 | 0 | 2.5523 | 21355.5 | 36322.5 | 0
4120 | 2.1521 | 0 | 2.6823 | 0 | 1.2549 | 6421.53 | 2.6539 | 1612.61 | 2.2004 | 2991.94 | 1612.61 | 1892.12 | 2.5892 | 2793.86 | 0 | 1.7386 | 21073.8 | 34781.8 | 0
4121 | 1.405 | 0 | 1.7732 | 26.934 | 1.094 | 4034.08 | 1.8833 | 0 | 1.8531 | 1487.52 | 0 | 0 | 1.8243 | 0 | 0 | 0.39969 | 19246.5 | 36416.2 | 7431.91
4122 | 0.8094 | 1581.86 | 0.75559 | 961.648 | 0.52094 | 4263.86 | 0.61909 | 0 | 0.66036 | 2262.82 | 0 | 1498.87 | 0.93412 | 1770.63 | 501.175 | 0.095867 | 17881.8 | 37494.2 | 30367.3
4123 | 0.15199 | 4270.06 | 0.10125 | 2016.93 | 0.10081 | 5028.88 | 0.26425 | 2986.65 | 0.21773 | 3630.35 | 2986.65 | 4359.1 | 0.22172 | 4051.43 | 7401.03 | 0.077682 | 13393.9 | 36862.7 | 12620.6
4124 | 0 | 4625.96 | 0 | 0 | 0 | 13385.2 | 0.03519 | 9134.88 | 0 | 3638.45 | 9134.88 | 2427.12 | 0 | 8488.17 | 8622.65 | 0.01508 | 7845.95 | 39156.7 | 22510.9
4125 | 0 | 11884.6 | 0 | 572.399 | 0 | 771.375 | 0 | 23695.5 | 0 | 9828.77 | 23695.5 | 0 | 0 | 15051 | 23173.9 | 0 | 6878.71 | 39318.5 | 32090.7
4126 | 0 | 15952.4 | 0 | 19484 | 0 | 2842.16 | 0 | 15855.8 | 0 | 5345.51 | 15855.8 | 622.413 | 0 | 17777.2 | 26418.1 | 0 | 7914.89 | 39636.8 | 39340.5
4127 | 0 | 23181.9 | 0 | 26539.2 | 0 | 8511.51 | 0 | 12584.7 | 0 | 2114.73 | 12584.7 | 0 | 0 | 17390.9 | 30981.3 | 0 | 8908.96 | 39793.5 | 37780.8
4128 | 0 | 18119 | 0 | 25381.8 | 0 | 4476.12 | 0 | 30091.1 | 0 | 2116.43 | 30091.1 | 0 | 0 | 14010.5 | 29338.9 | 0 | 4902.05 | 39967.2 | 37451.8
4129 | 0 | 18628.2 | 0 | 8130.19 | 0 | 6038.8 | 0 | 25255.3 | 0 | 4759.68 | 25255.3 | 0 | 0 | 11447 | 12918.7 | 0 | 4322.01 | 39034.6 | 33188.5
4130 | 0 | 24771.7 | 0 | 19705.5 | 0 | 4459.48 | 0 | 16384 | 0 | 9869.73 | 16384 | 0 | 0 | 15931.2 | 0 | 0 | 3058.02 | 38352.1 | 13852.6
4131 | 0 | 31119.6 | 0 | 24267.1 | 0 | 669.204 | 0 | 20119.7 | 0 | 7244.21 | 20119.7 | 0 | 0 | 13327.9 | 879.487 | 0 | 1823.42 | 38263.1 | 16483.1
4132 | 0 | 33938.8 | 0 | 35827.5 | 0 | 882.442 | 0 | 17621.8 | 0 | 5630.15 | 17621.8 | 0 | 0 | 8572.91 | 8071.62 | 0 | 1738.66 | 38188.4 | 27325.4
4133 | 0 | 36313.6 | 0 | 40053.4 | 0.046591 | 1301.05 | 0 | 15338.3 | 0 | 1757.76 | 15338.3 | 0 | 0 | 8800.19 | 1125.31 | 0 | 2684.31 | 27378 | 18439.7
4134 | 0.10674 | 24267.6 | 0.01606 | 40053.4 | 0.30765 | 39.4042 | 0.1328 | 17798.3 | 0.057652 | 1952.74 | 17798.3 | 0 | 0.092216 | 9890.89 | 5534.72 | 0.17662 | 4103.97 | 10984.6 | 9735.81
4135 | 0.76058 | 10634.7 | 0.051524 | 40053.4 | 1.1473 | 0 | 0.03481 | 10915.9 | 0.42462 | 2014.54 | 10915.9 | 0 | 0.51404 | 6570.44 | 9642.28 | 0.56997 | 6058.4 | 1419.85 | 8611.16
4136 | 1.7697 | 4324.43 | 1.1207 | 39595.3 | 2.1616 | 0 | 0.38216 | 3194.7 | 1.2928 | 1876.9 | 3194.7 | 0 | 1.3878 | 3285.49 | 3260.42 | 1.137 | 1917.36 | 0 | 6806.36
4137 | 2.6991 | 2354.24 | 0.96315 | 38618.7 | 2.6535 | 1151.42 | 0.76175 | 2471.93 | 2.1936 | 0 | 2471.93 | 0 | 1.6469 | 1191.58 | 3589.57 | 1.898 | 768.501 | 0 | 1637.26
4138 | 3.4036 | 0 | 1.4705 | 31463.2 | 3.0412 | 844.723 | 1.6025 | 2452.7 | 2.9016 | 507.637 | 2452.7 | 0 | 2.8974 | 860.85 | 494.642 | 2.5317 | 5459.39 | 0 | 1981.98
4139 | 3.8781 | 0 | 0.64939 | 16470.4 | 4.0107 | 0 | 2.6015 | 4189.04 | 3.4042 | 976.892 | 4189.04 | 0 | 2.3961 | 285.564 | 1473.25 | 2.4166 | 10135.3 | 0 | 562.669
4140 | 0.98898 | 0 | 0.65834 | 13853.1 | 3.488 | 0 | 0.39486 | 3797.23 | 3.6708 | 1044.76 | 3797.23 | 0 | 2.0699 | 3165.72 | 2591.72 | 3.1545 | 9426.47 | 0 | 0
4141 | 2.0282 | 1826.97 | 3.8965 | 8572.21 | 3.401 | 0 | 1.2446 | 3753.12 | 3.1054 | 738.312 | 3753.12 | 0 | 1.6575 | 4479.22 | 169.957 | 2.6353 | 9725.09 | 3794.39 | 0
4142 | 0.29184 | 3803.36 | 3.6758 | 3859.34 | 3.7995 | 0 | 2.1538 | 3246.11 | 3.5531 | 13181.7 | 3246.11 | 0 | 1.5454 | 2807 | 2034.86 | 2.9232 | 14059 | 10581.4 | 0
4143 | 1.0331 | 3246.09 | 2.7694 | 2205.21 | 3.2468 | 0 | 2.8885 | 1808.33 | 3.1967 | 3164.7 | 1808.33 | 0 | 1.3372 | 6010.68 | 2051.76 | 2.8954 | 14238.9 | 25570.7 | 2411.29
4144 | 0.12148 | 3231.15 | 2.364 | 1396.22 | 2.2202 | 1842.32 | 1.4506 | 8131.54 | 2.6279 | 13731.3 | 8131.54 | 0 | 2.4097 | 6044.36 | 2186.7 | 2.3486 | 11331.3 | 26730.8 | 15242
4145 | 0.31855 | 4235.35 | 1.38 | 645.066 | 1.4727 | 0 | 1.8023 | 16898.7 | 1.8474 | 2795.75 | 16898.7 | 0 | 1.8203 | 6348.47 | 1392.38 | 1.5462 | 8292.43 | 21199.3 | 30020.5
4146 | 0.08563 | 1914.16 | 0.75246 | 0 | 0.57356 | 0 | 0.9791 | 4911.57 | 0.93148 | 0 | 4911.57 | 0 | 0.83002 | 4966.65 | 7373.02 | 0.86633 | 5440.47 | 16097.9 | 38445.8
4147 | 0.21532 | 617.593 | 0.1667 | 0 | 0.12048 | 0 | 0.27648 | 10887.8 | 0.20276 | 0 | 10887.8 | 0 | 0.24986 | 2841.26 | 6013.66 | 0.063249 | 9093.91 | 22097.6 | 37268.2
4148 | 0 | 112.864 | 0 | 2598.83 | 0 | 1973.65 | 0.03489 | 11783.1 | 0 | 0 | 11783.1 | 11779.5 | 0 | 5127.41 | 8282.23 | 0.011952 | 6902.37 | 30485.9 | 39287.9
4149 | 0 | 4360.67 | 0 | 3215.36 | 0 | 1905.37 | 0 | 34991 | 0 | 301.69 | 34991 | 3190.13 | 0 | 8033.55 | 15407 | 0 | 3175.12 | 27567.2 | 39168.8
4150 | 0 | 9687.62 | 0 | 5729.61 | 0 | 1472.14 | 0 | 26990.8 | 0 | 0 | 26990.8 | 1371.22 | 0 | 5365.51 | 10081.3 | 0 | 6052.21 | 11205.7 | 39636.4
4151 | 0 | 8405.23 | 0 | 16129.2 | 0 | 931.185 | 0 | 20477.2 | 0 | 658.061 | 20477.2 | 0 | 0 | 3175.03 | 15262.2 | 0 | 9462.14 | 3204.97 | 38746.6
4152 | 0 | 8018.06 | 0 | 11968.9 | 0 | 0 | 0 | 26170.6 | 0 | 0 | 26170.6 | 0 | 0 | 1476.43 | 22740.5 | 0 | 7883.92 | 5383.15 | 38821.9
4153 | 0 | 15240.3 | 0 | 5717.46 | 0 | 270.504 | 0 | 26423 | 0 | 0 | 26423 | 0 | 0 | 1133.67 | 25497.4 | 0 | 5365.28 | 2111.89 | 38632.1
4154 | 0 | 17680.1 | 0 | 1960.11 | 0 | 0 | 0 | 28529.2 | 0 | 0 | 28529.2 | 0 | 0 | 4022.26 | 22004 | 0 | 6557.79 | 918.713 | 35033.6
4155 | 0 | 15651.7 | 0 | 984.036 | 0 | 0 | 0 | 24812.6 | 0 | 0 | 24812.6 | 0 | 0 | 6477.63 | 13882 | 0 | 8748.31 | 6026.74 | 30325.1
4156 | 0 | 7702.84 | 0 | 0 | 0 | 2355.62 | 0 | 23711.6 | 0 | 0 | 23711.6 | 0 | 0 | 9844.69 | 16039.8 | 0 | 11343.4 | 3898.01 | 14440.9
4157 | 0 | 14413.7 | 0 | 0 | 0.043493 | 14291.3 | 0 | 21629.5 | 0 | 0 | 21629.5 | 0 | 0 | 12739.9 | 10529.9 | 0 | 16718.6 | 1643.37 | 20673
4158 | 0.10824 | 8164.42 | 0.10325 | 0 | 0.29119 | 15333.6 | 0.1301 | 23970.7 | 0.054745 | 0 | 23970.7 | 0 | 0.092782 | 10098.1 | 14005.1 | 0.044599 | 23137.4 | 0 | 28389.4
4159 | 0.76247 | 3970.05 | 0.58629 | 1356.43 | 0.69686 | 14525.2 | 0.64516 | 14005.4 | 0.42006 | 0 | 14005.4 | 0 | 0.47664 | 6557.22 | 16874.3 | 0.48365 | 23982.6 | 0 | 26725
4160 | 1.7879 | 912.891 | 1.5272 | 4028.87 | 2.1016 | 9999.25 | 1.5612 | 2713.2 | 1.292 | 0 | 2713.2 | 0 | 1.4036 | 4182.44 | 22120.6 | 1.2837 | 21120.4 | 1135.67 | 37480.1
4161 | 2.6967 | 1209.68 | 2.4193 | 3973.82 | 2.8342 | 10861 | 2.4283 | 1407.95 | 2.1815 | 0 | 1407.95 | 0 | 2.283 | 2271.77 | 29211.2 | 1.16 | 18363.4 | 0 | 34811.1
4162 | 3.4002 | 279.235 | 2.4726 | 2095.81 | 0.35264 | 6928.05 | 3.0894 | 688.977 | 2.8918 | 0 | 688.977 | 0 | 2.6053 | 0 | 37150.5 | 3.1964 | 21598.8 | 0 | 24074.1
4163 | 3.4751 | 1042.25 | 2.9959 | 0 | 0.72686 | 20298.8 | 3.556 | 990.603 | 2.7214 | 0 | 990.603 | 0 | 3.4009 | 943.281 | 32935.8 | 3.7451 | 19419.6 | 0 | 14563
4164 | 3.2897 | 4613.97 | 1.3252 | 0 | 1.1129 | 19762.2 | 3.7937 | 1534.14 | 3.6356 | 0 | 1534.14 | 0 | 3.6458 | 800.216 | 30811.8 | 4.044 | 22355 | 0 | 21731.2
4165 | 3.649 | 10489.6 | 0.61518 | 0 | 3.194 | 24599.2 | 3.822 | 2145.23 | 3.689 | 0 | 2145.23 | 0 | 3.6841 | 2087.49 | 15133.8 | 4.1045 | 26094.2 | 0 | 26070.7
4166 | 0.86494 | 16620.9 | 2.0813 | 0 | 1.6597 | 27978.4 | 3.6596 | 1984.12 | 3.1446 | 0 | 1984.12 | 0 | 3.1163 | 2135.91 | 13077.5 | 3.9328 | 28314.2 | 73.3567 | 27335.7
4167 | 2.7048 | 16027.9 | 2.9264 | 0 | 2.8123 | 27464.8 | 3.2907 | 1949.53 | 3.1762 | 0 | 1949.53 | 0 | 2.5062 | 3901.13 | 11619.9 | 3.5395 | 25181.3 | 6500.25 | 27292.3
4168 | 2.3704 | 18348.1 | 2.1757 | 0 | 2.1349 | 28281.3 | 2.7237 | 882.357 | 1.866 | 3951.57 | 882.357 | 0 | 2.6219 | 11309 | 16710.4 | 2.9244 | 19818 | 15424.1 | 27693.5
4169 | 1.5178 | 27168.9 | 1.7037 | 0 | 1.5195 | 28589.9 | 1.9457 | 5512.13 | 1.8453 | 187.675 | 5512.13 | 0 | 1.2798 | 16165.5 | 18789.8 | 2.1376 | 23175.7 | 18237.8 | 33063.2
4170 | 0.82292 | 20820.3 | 0.47254 | 95.5783 | 0.4433 | 37492.6 | 1.0204 | 3013.87 | 0.93625 | 7958.9 | 3013.87 | 2346.24 | 0.80334 | 15478.2 | 21268.4 | 1.2153 | 26152.7 | 21837.7 | 36740.8
4171 | 0.15096 | 15088.9 | 0.12067 | 3391.63 | 0.12201 | 35654 | 0.24844 | 4532.2 | 0.21033 | 4954.51 | 4532.2 | 1550.56 | 0.22648 | 22983.9 | 19716.4 | 0.3868 | 25567.5 | 32012.2 | 38431.8
4172 | 0 | 26884 | 0 | 21428.1 | 0 | 37215.6 | 0.034756 | 31360.4 | 0 | 10830.8 | 31360.4 | 3383.36 | 0 | 19321 | 17605.8 | 0.081525 | 27322.6 | 36515.3 | 39276.9
4173 | 0 | 35277.2 | 0 | 23979.7 | 0 | 39622.8 | 0 | 0 | 0 | 5160.7 | 0 | 27049.4 | 0 | 16079.3 | 30034.2 | 0 | 19290.4 | 39145.6 | 40051
4174 | 0 | 36402.4 | 0 | 31572.9 | 0 | 37242.1 | 0 | 0 | 0 | 7830.68 | 0 | 12671.6 | 0 | 13113.6 | 13404.8 | 0 | 17038.2 | 39338.5 | 39702.4
4175 | 0 | 37029 | 0 | 36037.4 | 0 | 26070.2 | 0 | 2047.63 | 0 | 9677.94 | 2047.63 | 0 | 0 | 8723.93 | 19842.7 | 0 | 19052.9 | 39543.5 | 39542.8
4176 | 0 | 36268.5 | 0 | 36564.4 | 0 | 12052.1 | 0 | 903.093 | 0 | 4922.22 | 903.093 | 0 | 0 | 21728.6 | 9583.52 | 0 | 12788.7 | 39723.7 | 34139.7
4177 | 0 | 34814.4 | 0 | 33075.4 | 0 | 9399.48 | 0 | 3364.24 | 0 | 1511.5 | 3364.24 | 0 | 0 | 27770.5 | 5356.41 | 0 | 14441.3 | 39719.4 | 25068.2
4178 | 0 | 35049.5 | 0 | 22260.8 | 0 | 0 | 0 | 2017.51 | 0 | 3709.27 | 2017.51 | 0 | 0 | 28401.5 | 5331 | 0 | 16493.7 | 39294.7 | 16101.7
4179 | 0 | 32304.8 | 0 | 22083.2 | 0 | 4420.53 | 0 | 3408.12 | 0 | 968.767 | 3408.12 | 0 | 0 | 26054.1 | 6510.33 | 0 | 11789.9 | 39065.9 | 19431
4180 | 0 | 29873.3 | 0 | 27035.6 | 0 | 2494.14 | 0 | 6714.76 | 0 | 1793.23 | 6714.76 | 0 | 0 | 26889.5 | 8546.58 | 0 | 7223.39 | 39319.5 | 20805.7
4181 | 0 | 26964.1 | 0 | 19192.7 | 0.0061803 | 30.1356 | 0 | 9244.38 | 0 | 111.216 | 9244.38 | 0 | 0 | 23597.4 | 9082.91 | 0 | 2301.19 | 39243.3 | 17378
4182 | 0.13368 | 20071.9 | 0.10762 | 3872.9 | 0.10589 | 0 | 0.12425 | 9728.21 | 0.053655 | 344.965 | 9728.21 | 0 | 0.058164 | 22352.4 | 6002.12 | 0.11408 | 0 | 39122.1 | 14131.7
4183 | 0.74079 | 14057.9 | 0.42719 | 0 | 0.89135 | 2140.36 | 0.63234 | 6402.34 | 0.42819 | 817.475 | 6402.34 | 0 | 0.26702 | 18513.3 | 3702.88 | 0.6753 | 0 | 35365.7 | 16454
4184 | 1.7261 | 1575.43 | 1.3903 | 0 | 2.1747 | 470.011 | 1.5306 | 651.366 | 1.2671 | 0 | 651.366 | 0 | 0.72046 | 11754 | 0 | 1.6069 | 0 | 30982.1 | 9511.32
4185 | 2.6009 | 0 | 2.4368 | 0 | 2.5299 | 6915.02 | 2.3736 | 934.687 | 2.1236 | 505.472 | 934.687 | 0 | 0.74499 | 6790 | 0 | 2.4836 | 0 | 18535.6 | 10536.4
4186 | 3.2929 | 0 | 3.1514 | 0 | 3.4192 | 37959.3 | 3.0287 | 4890.79 | 2.7909 | 0 | 4890.79 | 0 | 2.2099 | 3504.59 | 665.689 | 3.2147 | 0 | 16011 | 4978.57
4187 | 3.7827 | 0 | 3.6488 | 0 | 3.5172 | 31271.6 | 3.4557 | 4772.19 | 3.2689 | 986.123 | 4772.19 | 0 | 2.7225 | 603.259 | 2312.06 | 3.732 | 11.0225 | 15653.5 | 4084.5
4188 | 2.587 | 0 | 3.9011 | 0 | 3.7123 | 31007.5 | 3.6914 | 2619.02 | 3.5521 | 1138.64 | 2619.02 | 0 | 3.1037 | 0 | 1639.49 | 4.024 | 1528.62 | 22680.6 | 7761.22
4189 | 3.5776 | 1698.26 | 3.9166 | 0 | 3.4499 | 30857.4 | 3.7148 | 3005.26 | 3.6171 | 555.725 | 3005.26 | 0 | 2.6798 | 719.425 | 1285.2 | 4.1038 | 2596.09 | 30364.5 | 20807.2
4190 | 3.3171 | 4153.82 | 3.7126 | 0 | 3.358 | 37693.5 | 3.5554 | 3759.78 | 3.4337 | 860.75 | 3759.78 | 0 | 2.4527 | 10107.5 | 1072.42 | 3.9502 | 1557.81 | 36029 | 25827.4
4191 | 1.6577 | 4015.92 | 0.4221 | 0 | 2.6325 | 37530.2 | 3.1817 | 6052.25 | 3.083 | 1766.96 | 6052.25 | 0 | 1.5987 | 24460.4 | 2794.74 | 3.5535 | 34.3111 | 36518.4 | 35264.9
4192 | 0.057215 | 3420.19 | 0.34686 | 0 | 0.98627 | 24920.5 | 2.6156 | 6019.65 | 2.5485 | 3267.46 | 6019.65 | 4437.84 | 1.8619 | 35463.8 | 2592.41 | 2.1669 | 0 | 36463.3 | 37985.4
4193 | 0.08361 | 1796.12 | 0.3301 | 0 | 1.1517 | 34910.6 | 1.8467 | 2311.84 | 1.7987 | 36847.7 | 2311.84 | 0 | 0.50679 | 35439.5 | 1873.49 | 2.1252 | 0 | 36977.1 | 38162.3
4194 | 0.29248 | 5215.36 | 0.047414 | 0 | 0.52636 | 16639.1 | 0.98848 | 5861.25 | 0.93315 | 5758.18 | 5861.25 | 15318.4 | 0.34266 | 35432.1 | 2957.62 | 1.2158 | 0 | 37412.6 | 38299.5
4195 | 0.21743 | 10166.4 | 0.10541 | 2538.91 | 0.083185 | 12991.6 | 0.29511 | 10756.4 | 0.22343 | 4946.14 | 10756.4 | 0 | 0.10908 | 33110.9 | 674.993 | 0.38793 | 0 | 38507.6 | 39711.1
4196 | 0 | 11970.3 | 0 | 14586.7 | 0 | 14310.2 | 0.027125 | 26593.1 | 0 | 811.698 | 26593.1 | 0 | 0 | 32489.6 | 5345.11 | 0.081494 | 802.791 | 39385.6 | 39681.6
4197 | 0 | 27029.5 | 0 | 28048.7 | 0 | 9625.24 | 0 | 11659.8 | 0 | 2396.37 | 11659.8 | 0 | 0 | 31766.8 | 2622.93 | 0 | 2029.91 | 39602.2 | 39906.2
4198 | 0 | 714.268 | 0 | 22375.6 | 0 | 3503.46 | 0 | 9085.42 | 0 | 20814.2 | 9085.42 | 0 | 0 | 27605 | 4683.44 | 0 | 865.832 | 40053.4 | 39986.4
4199 | 0 | 17.4469 | 0 | 0 | 0 | 686.211 | 0 | 4678.19 | 0 | 6514.61 | 4678.19 | 0 | 0 | 29498.6 | 10191.6 | 0 | 4025.81 | 40053.4 | 38440.1
4200 | 0 | 672.297 | 0 | 9470.13 | 0 | 1139.14 | 0 | 9403.03 | 0 | 5624.04 | 9403.03 | 0 | 0 | 33041 | 11074.8 | 0 | 5240.22 | 40053.4 | 39034.3
4201 | 0 | 0 | 0 | 30586.1 | 0 | 0 | 0 | 3456.91 | 0 | 12586.2 | 3456.91 | 0 | 0 | 35004.9 | 21413.8 | 0 | 5083.63 | 40053.4 | 39516
4202 | 0 | 1470.04 | 0 | 38434.2 | 0 | 0 | 0 | 4019.35 | 0 | 11064.4 | 4019.35 | 0 | 0 | 35477.4 | 22735 | 0 | 6957.32 | 40044.7 | 36622
4203 | 0 | 3468.57 | 0 | 40053.4 | 0 | 0 | 0 | 19241.5 | 0 | 12386.9 | 19241.5 | 0 | 0 | 34352.4 | 28097.7 | 0 | 6073.59 | 40029.6 | 36951.2
4204 | 0 | 6991.45 | 0 | 40053.4 | 0 | 0 | 0 | 7841.31 | 0 | 14492.7 | 7841.31 | 0 | 0 | 28090.8 | 25980.5 | 0 | 4288.54 | 39883.3 | 18143.2
4205 | 0 | 13076.8 | 0 | 37176.9 | 0.043123 | 0 | 0 | 11297.6 | 0 | 10147.1 | 11297.6 | 0 | 0 | 24261.1 | 27450.5 | 0 | 605.359 | 39745.8 | 18033.6
4206 | 0.10326 | 5140.92 | 0.095514 | 6330.2 | 0.25429 | 0 | 0.15833 | 11275.7 | 0.053186 | 14758.1 | 11275.7 | 0 | 0.060576 | 21471 | 16234.7 | 0.12037 | 0 | 39600.8 | 17516.3
4207 | 0.74353 | 914.093 | 0.56261 | 0 | 1.1421 | 0 | 0.57127 | 9685.72 | 0.4254 | 10943 | 9685.72 | 0 | 0.3917 | 15070.4 | 4379.7 | 0.65317 | 0 | 38936.6 | 5141.68
4208 | 1.6774 | 0 | 1.5189 | 454.103 | 2.1738 | 0 | 1.3144 | 4504.46 | 1.2871 | 3825.57 | 4504.46 | 0 | 1.036 | 10742.2 | 0 | 1.5503 | 0 | 38407.9 | 8932.31
4209 | 2.6107 | 2002.37 | 2.4119 | 0 | 3.0423 | 3557.08 | 1.8917 | 12314.9 | 1.9467 | 2269.72 | 12314.9 | 0 | 0.66374 | 7416.24 | 423.469 | 2.0744 | 0 | 35057.9 | 7398.19
4210 | 3.3915 | 8869.86 | 3.1188 | 0 | 3.6616 | 6039.2 | 1.8142 | 32175.9 | 2.4413 | 2856.07 | 32175.9 | 0 | 0.32442 | 1073.14 | 4705.55 | 2.6498 | 0 | 37551.5 | 11460.4
4211 | 3.4717 | 6938.18 | 3.6036 | 0 | 4.0199 | 6777.29 | 1.5765 | 337.029 | 3.2629 | 1984.32 | 337.029 | 0 | 0.2878 | 0 | 7984.87 | 3.5625 | 320.749 | 38983.2 | 8913.94
4212 | 2.3795 | 878.115 | 3.8737 | 1967.78 | 4.1595 | 7319.46 | 0.87965 | 8708.23 | 3.5145 | 2301.99 | 8708.23 | 0 | 2.0029 | 1152.24 | 9317.4 | 3.863 | 161.618 | 38482.4 | 5368.11
4213 | 3.5001 | 0 | 3.9154 | 4614.03 | 4.0869 | 11643.8 | 1.5345 | 12655.9 | 3.5775 | 2227.57 | 12655.9 | 1362.88 | 2.799 | 16749.7 | 7046.82 | 3.9568 | 1266.98 | 38870.2 | 2628.89
4214 | 2.6271 | 0 | 3.7127 | 4800.7 | 3.8104 | 13238.9 | 1.4397 | 26855.1 | 3.0078 | 2562.93 | 26855.1 | 402.188 | 2.1724 | 27312 | 9423.46 | 3.2972 | 1058.96 | 39122.1 | 597.609
4215 | 0.11562 | 643.285 | 2.8733 | 8858.03 | 3.2615 | 16094.7 | 1.7201 | 26202 | 3.0968 | 3546.52 | 26202 | 0 | 2.5179 | 36056.4 | 12042.6 | 3.4367 | 0 | 39470 | 0.062116
4216 | 0.40909 | 1656.03 | 2.6224 | 12026.3 | 2.5017 | 18972.4 | 1.2753 | 9515.93 | 2.5395 | 3532.12 | 9515.93 | 2771.86 | 1.4441 | 36506.7 | 8097.02 | 2.859 | 0 | 39547.6 | 0
4217 | 0.47502 | 2002.13 | 0.48201 | 8008.85 | 1.5352 | 19934.6 | 1.3457 | 11402.4 | 1.7934 | 4367.26 | 11402.4 | 3749.3 | 1.6129 | 37035.6 | 5032.64 | 2.0765 | 0 | 39266.8 | 5587.81
4218 | 0.82293 | 3297.94 | 0.74689 | 6861.88 | 0.54574 | 18991.3 | 0.69291 | 28903.7 | 0.93202 | 6929.55 | 28903.7 | 0 | 0.8983 | 38365.1 | 7370.69 | 1.1344 | 0 | 38542.1 | 22573
4219 | 0.16228 | 4644 | 0.131 | 5885.13 | 0.082166 | 22466.9 | 0.26741 | 36786.2 | 0.23511 | 31101.1 | 36786.2 | 0 | 0.29359 | 38021.2 | 8689.84 | 0.3856 | 0 | 37764 | 22730.7
4220 | 0 | 7013.48 | 0 | 12946.1 | 0 | 19406 | 0.016912 | 6754.95 | 0 | 24716.6 | 6754.95 | 0 | 0 | 33454 | 9316.1 | 0.080271 | 484.614 | 31814.6 | 36257.9
4221 | 0 | 11079.2 | 0 | 22721.2 | 0 | 37637.5 | 0 | 17801.2 | 0 | 8605.46 | 17801.2 | 0 | 0 | 23931.5 | 9764.83 | 0 | 27.9271 | 32389.8 | 38059.2
4222 | 0 | 31287.6 | 0 | 28780.9 | 0 | 39648.4 | 0 | 24257.7 | 0 | 3813.08 | 24257.7 | 17597.3 | 0 | 26304.6 | 8767.75 | 0 | 652.097 | 37231.2 | 38307.6
4223 | 0 | 6610.26 | 0 | 35047 | 0 | 37385.4 | 0 | 21212.6 | 0 | 9707.17 | 21212.6 | 6218.62 | 0 | 31180.5 | 15497.9 | 0 | 3494.8 | 36056 | 35790.6
4224 | 0 | 1138.24 | 0 | 30370.9 | 0 | 39664.4 | 0 | 18833.9 | 0 | 9889.65 | 18833.9 | 0 | 0 | 35880.8 | 17276.4 | 0 | 3595.32 | 37810.2 | 38976.1
4225 | 0 | 0 | 0 | 28508.8 | 0 | 3519.85 | 0 | 11696.8 | 0 | 4147.94 | 11696.8 | 4252.07 | 0 | 37367.2 | 17356.9 | 0 | 4498.79 | 39268.1 | 39181.9
4226 | 0 | 15979.7 | 0 | 23167.7 | 0 | 0 | 0 | 13182.3 | 0 | 6443.38 | 13182.3 | 0 | 0 | 36346.6 | 18260 | 0 | 3526.88 | 39558 | 14771.7
4227 | 0 | 6643.28 | 0 | 20587.6 | 0 | 0 | 0 | 13477.4 | 0 | 12721.3 | 13477.4 | 0 | 0 | 34226.2 | 13760.6 | 0 | 2498.35 | 39731.6 | 7412.48
4228 | 0 | 907.891 | 0 | 22180.8 | 0 | 0 | 0 | 20985.3 | 0 | 19202.5 | 20985.3 | 0 | 0 | 34258.8 | 20432.7 | 0 | 2351.96 | 39774.2 | 11254.9
4229 | 0 | 0 | 0 | 16692.5 | 0.039357 | 982.736 | 0 | 12922.5 | 0 | 23045.6 | 12922.5 | 0 | 0 | 26571.1 | 6362.2 | 0 | 935.913 | 39469.3 | 8353.61
4230 | 0.099276 | 0 | 0.089047 | 8348.56 | 0.2433 | 1372.23 | 0.073515 | 3519.77 | 0.051604 | 17968.4 | 3519.77 | 0 | 0.094691 | 25054.7 | 26004 | 0.15608 | 0 | 39082.1 | 6218.08
4231 | 0.70414 | 493.005 | 0.56025 | 3257.94 | 1.1401 | 0 | 0.66669 | 3761.48 | 0.42382 | 12848 | 3761.48 | 0 | 0.4604 | 20983.8 | 10728.6 | 0.5733 | 4606.43 | 34072.1 | 3116.46
4232 | 1.733 | 1468.88 | 1.5432 | 3628.1 | 2.1532 | 0 | 1.4789 | 5814.45 | 1.0201 | 5189.45 | 5814.45 | 0 | 0.85687 | 10982.7 | 3628.45 | 1.1447 | 4196.95 | 31626.8 | 1638.87
4233 | 2.6635 | 3111.07 | 2.4761 | 4717.63 | 2.9824 | 5337.94 | 1.9441 | 2168.68 | 1.7581 | 2064.91 | 2168.68 | 0 | 1.5755 | 4701.46 | 5371.6 | 2.4069 | 5098.56 | 27589.8 | 2020.18
4234 | 3.3953 | 4875.42 | 3.2031 | 2212.66 | 3.5767 | 10873.9 | 2.952 | 2643.71 | 2.3538 | 4755.69 | 2643.71 | 0 | 2.6495 | 8777.69 | 3204.81 | 2.3685 | 4847.62 | 35617.2 | 626.651
4235 | 3.9065 | 6768.65 | 3.6959 | 6410.94 | 3.9291 | 10023.3 | 3.4112 | 2011.06 | 2.543 | 5169.05 | 2011.06 | 0 | 3.0889 | 34540.4 | 0 | 2.5488 | 5828.75 | 35310.3 | 0
4236 | 4.1667 | 14695.1 | 2.6272 | 5652.59 | 4.0853 | 10167.4 | 3.8211 | 2514.84 | 3.5111 | 3595.57 | 2514.84 | 1164.9 | 3.3439 | 39131.9 | 1015.69 | 2.4393 | 13302.5 | 35959.4 | 0
4237 | 3.6985 | 21866 | 2.2178 | 3771.42 | 4.0333 | 8122.67 | 3.8624 | 6480.42 | 3.5654 | 2743.5 | 6480.42 | 1168.29 | 3.3967 | 40053.4 | 5613.73 | 2.1629 | 16268.9 | 34467.5 | 0
4238 | 3.3511 | 23506.2 | 2.224 | 3365.77 | 3.7404 | 6871.7 | 2.2124 | 12068 | 2.8851 | 2149.61 | 12068 | 592.272 | 3.275 | 40053.4 | 7883.53 | 1.0157 | 16504.1 | 35724.7 | 0
4239 | 2.9814 | 18496 | 1.3819 | 3327.03 | 3.2279 | 8068.45 | 1.3052 | 11147.6 | 3.0393 | 2669.78 | 11147.6 | 6793.83 | 2.9612 | 40053.4 | 9346.99 | 0.50187 | 17370.3 | 37509.7 | 0
4240 | 0.12524 | 28706.2 | 1.3171 | 1641.43 | 2.4827 | 7900.94 | 2.235 | 5091.65 | 2.487 | 5569.77 | 5091.65 | 0 | 2.4257 | 40053.4 | 10327.5 | 1.6342 | 21030.8 | 37641.1 | 0
4241 | 0.090919 | 26867.6 | 0.21201 | 3327.37 | 1.5281 | 5734.71 | 1.0897 | 1395.55 | 1.7555 | 3785.59 | 1395.55 | 14973.1 | 1.7025 | 40053.4 | 18794.2 | 1.0925 | 26636.1 | 37236.8 | 7321.76
4242 | 0.21485 | 26639.1 | 0.52524 | 15110.1 | 0.5454 | 6184.11 | 1.0466 | 0 | 0.91351 | 14607.9 | 0 | 0 | 0.91323 | 40053.4 | 10583.1 | 0.062494 | 31591.4 | 36613.8 | 26461.8
4243 | 0.21399 | 26403.4 | 0.14739 | 32944.1 | 0.084369 | 5197.37 | 0.2539 | 0 | 0.23878 | 3133.96 | 0 | 0 | 0.276 | 40053.4 | 3338.07 | 0.027076 | 27122.5 | 34871.1 | 30963.4
4244 | 0 | 11706.9 | 0 | 37765.7 | 0 | 18758.2 | 0.035639 | 0 | 0 | 0 | 0 | 518.158 | 0 | 40047.2 | 5923.63 | 0.0058496 | 28693.1 | 33726.1 | 35492.3
4245 | 0 | 16689.3 | 0 | 38372.6 | 0 | 32121.6 | 0 | 0 | 0 | 11057.1 | 0 | 659.17 | 0 | 37890.4 | 7497.71 | 0 | 23001.9 | 33944.9 | 37564.1
4246 | 0 | 36947.7 | 0 | 39100.2 | 0 | 38338.9 | 0 | 665.36 | 0 | 1527.05 | 665.36 | 0 | 0 | 37837.3 | 6088.89 | 0 | 28225.4 | 38094.1 | 36913
4247 | 0 | 38948.6 | 0 | 28851.8 | 0 | 28575.4 | 0 | 3424.43 | 0 | 4958.45 | 3424.43 | 0 | 0 | 39552.5 | 8700.15 | 0 | 30824.5 | 37458.7 | 38928.4
4248 | 0 | 38738.6 | 0 | 15593.4 | 0 | 6674.71 | 0 | 1348.59 | 0 | 11188.2 | 1348.59 | 147.825 | 0 | 39051.8 | 7222.45 | 0 | 32333.8 | 35708.3 | 39460.4
4249 | 0 | 38288.2 | 0 | 16489 | 0 | 3024.58 | 0 | 0 | 0 | 14532.1 | 0 | 0 | 0 | 39225 | 12218.2 | 0 | 36050.6 | 37059.2 | 38627.8
4250 | 0 | 34604.7 | 0 | 27287 | 0 | 1057.6 | 0 | 0 | 0 | 20857.8 | 0 | 0 | 0 | 39487.9 | 7487.75 | 0 | 36042.6 | 36776.7 | 19224.3
4251 | 0 | 28580.8 | 0 | 8275.6 | 0 | 0 | 0 | 0 | 0 | 22027.6 | 0 | 0 | 0 | 39221 | 13235.1 | 0 | 37374.6 | 39233.9 | 22198.7
4252 | 0 | 18670.6 | 0 | 1665.87 | 0 | 0 | 0 | 0 | 0 | 25709.2 | 0 | 0 | 0 | 38439.5 | 14826.4 | 0 | 38304.4 | 39975.4 | 40012.7
4253 | 0 | 4491.62 | 0 | 4689.22 | 0.042076 | 0 | 0 | 0 | 0 | 20348.1 | 0 | 0 | 0 | 38288.1 | 24790.7 | 0 | 38923.6 | 37457.3 | 30860.7
4254 | 0.099038 | 3569.4 | 0.092902 | 4263.57 | 0.24629 | 0 | 0.11889 | 0 | 0.051467 | 19206.6 | 0 | 0 | 0.094542 | 36073.4 | 30977.4 | 0.15478 | 39302.6 | 25061 | 5776.76
4255 | 0.72802 | 2694.07 | 0.56798 | 3806.56 | 1.1119 | 0 | 0.62531 | 0 | 0.45299 | 18234 | 0 | 0 | 0.50389 | 37452.4 | 15288.1 | 0.29854 | 38737.6 | 25860.6 | 5822.79
4256 | 1.7703 | 8714.86 | 1.5397 | 6975.79 | 2.1098 | 0 | 1.5448 | 0 | 1.2068 | 7598.02 | 0 | 0 | 1.2686 | 33871.7 | 4797.64 | 0.72098 | 39143.6 | 23154.4 | 2611.82
4257 | 2.7057 | 10559.2 | 2.4391 | 5333.55 | 2.957 | 0 | 2.4285 | 0 | 2.0495 | 10349.9 | 0 | 0 | 2.049 | 28089.9 | 4107.44 | 1.2117 | 37793.5 | 24841.4 | 3178.53
4258 | 3.4151 | 8427.72 | 3.113 | 2423.98 | 3.6064 | 0 | 3.1 | 0 | 2.737 | 8472.11 | 0 | 1934.52 | 2.6829 | 14484.7 | 4786.04 | 1.6879 | 39150.1 | 26457.4 | 0
4259 | 3.8979 | 5717.35 | 3.5626 | 5442.68 | 4.0095 | 0 | 2.7628 | 0 | 3.1942 | 10532.7 | 0 | 567.112 | 3.0915 | 29727.3 | 16369 | 2.6271 | 39100 | 22712.6 | 0
4260 | 4.1406 | 2036.52 | 3.7818 | 4046.97 | 4.1855 | 0 | 2.4807 | 122.818 | 3.4857 | 5503.52 | 122.818 | 2340.18 | 3.3363 | 37599.4 | 19626.7 | 1.6713 | 37577.5 | 27030.5 | 0
4261 | 3.3179 | 1038.23 | 0.50201 | 2633.52 | 4.115 | 2681.74 | 3.1896 | 0 | 2.9459 | 2965.02 | 0 | 2777.27 | 3.3859 | 37594 | 23448.4 | 3.5887 | 36532.5 | 26833.6 | 0
4262 | 3.1384 | 1136.82 | 2.8196 | 1920.95 | 3.7903 | 1817.69 | 3.6534 | 533.179 | 2.3335 | 6510.46 | 533.179 | 5013.08 | 2.2917 | 37849.5 | 29209.2 | 4.0614 | 36636.6 | 28220.8 | 0
4263 | 2.8573 | 522.226 | 2.8812 | 819.759 | 3.2541 | 1294.48 | 2.739 | 0 | 1.9308 | 7993.81 | 0 | 0 | 2.6886 | 37728 | 31016.5 | 2.7712 | 38196.8 | 23405.8 | 0
4264 | 2.4868 | 964.624 | 0.22129 | 0 | 2.4851 | 0 | 2.7138 | 1048.06 | 2.5275 | 7338.14 | 1048.06 | 4553.58 | 0.2451 | 39730.9 | 33198 | 2.6306 | 37690.7 | 23081.1 | 0
4265 | 1.0407 | 937.627 | 0.1596 | 713.261 | 1.5274 | 0 | 1.9246 | 0 | 1.4988 | 22953.3 | 0 | 21581.6 | 0.43756 | 40053.4 | 32450.4 | 2.2464 | 38024.2 | 28474.2 | 4693.92
4266 | 0.12908 | 152.835 | 0.75921 | 942.561 | 0.54619 | 0 | 1.0287 | 0 | 0.94411 | 27329.1 | 0 | 13560.9 | 0.55926 | 39403.2 | 32642.9 | 1.281 | 38336.7 | 33221 | 15737.6
4267 | 0.12392 | 0 | 0.1464 | 1164.61 | 0.087581 | 0 | 0.27402 | 1104.3 | 0.21609 | 0 | 1104.3 | 8590.81 | 0.21008 | 39351.6 | 14774.8 | 0.39009 | 32585.7 | 32740.6 | 17618.3
4268 | 0 | 0 | 0 | 17009.9 | 0 | 1399.75 | 0.035489 | 0 | 0 | 25319 | 0 | 2805.3 | 0 | 36448.6 | 15454.8 | 0.076524 | 27484.5 | 37485.9 | 30121.1
4269 | 0 | 1089.29 | 0 | 30312.2 | 0 | 1633.17 | 0 | 0 | 0 | 30838.7 | 0 | 10310.3 | 0 | 28363.3 | 37309 | 0 | 33475.9 | 39672.4 | 35695.8
4270 | 0 | 8132.21 | 0 | 22158.9 | 0 | 1366.85 | 0 | 3126.71 | 0 | 28852.3 | 3126.71 | 6525.08 | 0 | 37738.2 | 33242.2 | 0 | 39032.1 | 39175.2 | 36768.3
4271 | 0 | 7489.86 | 0 | 3281.25 | 0 | 6577.88 | 0 | 64.1727 | 0 | 30956 | 64.1727 | 6083.2 | 0 | 37552.4 | 27078.5 | 0 | 37404.8 | 39382.3 | 37295.6
4272 | 0 | 4238.76 | 0 | 2018.1 | 0 | 0 | 0 | 3145.93 | 0 | 27560 | 3145.93 | 2862.45 | 0 | 35444.3 | 33063.4 | 0 | 24089.8 | 39791.1 | 36182.9
4273 | 0 | 1189.6 | 0 | 20847.8 | 0 | 5489.66 | 0 | 2054.36 | 0 | 29456.6 | 2054.36 | 3762.55 | 0 | 36009.2 | 23491.8 | 0 | 21502.9 | 40023.8 | 33017.9
4274 | 0 | 4474.3 | 0 | 35521 | 0 | 9625.62 | 0 | 1239.43 | 0 | 28179.5 | 1239.43 | 3985.11 | 0 | 35250.3 | 33992.7 | 0 | 22008.4 | 39419.9 | 25221.6
4275 | 0 | 5001.39 | 0 | 36852.9 | 0 | 0 | 0 | 124.437 | 0 | 33671.2 | 124.437 | 6279.03 | 0 | 25707.5 | 30553.4 | 0 | 16967.6 | 39322.9 | 36461.7
4276 | 0 | 2590.74 | 0 | 28224.1 | 0 | 0 | 0 | 0 | 0 | 29022.2 | 0 | 10748.4 | 0 | 21294.7 | 33869.6 | 0 | 17952.9 | 37450.2 | 36907.8
4277 | 0 | 1955.29 | 0 | 5669.82 | 0.042081 | 0 | 0 | 0 | 0 | 27016 | 0 | 1957.45 | 0 | 20687.9 | 29861.3 | 0 | 20795.2 | 35415.2 | 21606.1
4278 | 0.098018 | 334.546 | 0.093868 | 4468.88 | 0.2398 | 0 | 0.044501 | 0 | 0.047201 | 20971.3 | 0 | 5006.05 | 0.087905 | 23333.8 | 21535.8 | 0.023904 | 24409.3 | 32037.3 | 6713.05
4279 | 0.72161 | 0 | 0.56628 | 3164.25 | 1.1042 | 0 | 0.38055 | 0 | 0.42031 | 11537.3 | 0 | 11095.8 | 0.52192 | 20893.6 | 21975.8 | 0.039128 | 16790.3 | 22068.4 | 14936.7
4280 | 1.7531 | 0 | 1.5557 | 0 | 2.0936 | 0 | 0.69212 | 0 | 1.2764 | 4625.95 | 0 | 2358.74 | 1.2487 | 19822.3 | 22350.2 | 0.23824 | 12764.8 | 7596.68 | 2606.4
4281 | 2.667 | 961.259 | 2.4983 | 0 | 2.932 | 0 | 0.52716 | 160.402 | 2.149 | 3768.83 | 160.402 | 506.932 | 1.9927 | 18943.8 | 23413.2 | 0.55654 | 9069.62 | 5355.1 | 866.108
4282 | 3.3407 | 2472.18 | 3.2401 | 0 | 3.5357 | 0 | 0.58659 | 0 | 2.8551 | 2737.77 | 0 | 4402.76 | 2.611 | 14117.8 | 15134.5 | 0.98417 | 12754.2 | 7088.04 | 1023.93
4283 | 3.8081 | 4171.48 | 3.7468 | 0 | 3.9255 | 0 | 1.2576 | 1916.89 | 2.7488 | 2204.33 | 1916.89 | 11705 | 3.1006 | 8432.03 | 15800 | 0.95472 | 17769.7 | 7652.84 | 1609.94
4284 | 4.0523 | 3878.7 | 3.6129 | 0 | 4.1012 | 39422.7 | 2.0911 | 4882.78 | 3.1612 | 3152.21 | 4882.78 | 23614.9 | 3.3504 | 1126.58 | 24447.6 | 0.97367 | 17946.5 | 13390.5 | 645.648
4285 | 4.0713 | 5080.96 | 3.4493 | 0 | 4.0613 | 40053.4 | 1.9991 | 3935.72 | 3.6476 | 3338.75 | 3935.72 | 37986.3 | 3.4117 | 0 | 28278 | 2.8466 | 27618.8 | 21925.9 | 965.068
4286 | 3.3102 | 3964 | 2.4548 | 0 | 3.7565 | 0 | 0.50808 | 2476.34 | 3.4759 | 4998.93 | 2476.34 | 28821.6 | 3.2093 | 3211.63 | 36836.7 | 1.5421 | 28946.1 | 16703.9 | 166.451
4287 | 3.0379 | 1925.25 | 2.6018 | 0 | 3.2322 | 27533.9 | 0.31937 | 1809.59 | 2.3002 | 9441.45 | 1809.59 | 37520.9 | 2.8886 | 10404.1 | 33656.7 | 1.3756 | 26476.1 | 18243.6 | 2805.14
4288 | 0.79822 | 1053.36 | 1.3273 | 2600.26 | 2.4731 | 11406.2 | 0.5253 | 5207.07 | 2.5723 | 12926.6 | 5207.07 | 19740.2 | 1.6703 | 8242.56 | 22659.5 | 0.9306 | 21345.8 | 23188.8 | 22486.1
4289 | 1.513 | 979.32 | 0.040217 | 5699.78 | 1.5171 | 29130.2 | 0.63836 | 17079.9 | 1.7853 | 9699.39 | 17079.9 | 15451.7 | 1.7133 | 241.33 | 20436.5 | 1.5372 | 21392.8 | 27313.9 | 33448
4290 | 0.17795 | 3200.8 | 0.048224 | 12290 | 0.54699 | 6455.95 | 0.07865 | 5436.71 | 0.51632 | 0 | 5436.71 | 12114.5 | 0.30717 | 0 | 33712.4 | 0.83066 | 21956.7 | 30727.7 | 38420.2
4291 | 0.05277 | 6742.62 | 0.13998 | 21609.5 | 0.087215 | 2112.45 | 0.25114 | 0 | 0.23904 | 6412.09 | 0 | 4699.17 | 0.24949 | 0 | 22632.5 | 0.40205 | 12593.7 | 36806.8 | 37778.9
4292 | 0 | 4777.81 | 0 | 23258.1 | 0 | 954.221 | 0.017065 | 0 | 0 | 21746.9 | 0 | 8466.93 | 0 | 0 | 8611.31 | 0.069204 | 14752 | 36419.2 | 39813.2
4293 | 0 | 2706.12 | 0 | 29896.9 | 0 | 7515.58 | 0 | 0 | 0 | 0 | 0 | 2873 | 0 | 0 | 31005.2 | 0 | 12187.6 | 36834.7 | 40053.4
4294 | 0 | 5371.57 | 0 | 26527.7 | 0 | 15814.8 | 0 | 0 | 0 | 6411.4 | 0 | 0 | 0 | 0 | 23321.7 | 0 | 16903.3 | 36994.7 | 39470.1
4295 | 0 | 4810.71 | 0 | 10795.6 | 0 | 27491.2 | 0 | 0 | 0 | 19013.9 | 0 | 0 | 0 | 2741.88 | 13629 | 0 | 20663.4 | 38233.7 | 36831.6
4296 | 0 | 2752.85 | 0 | 3380.23 | 0 | 18685.4 | 0 | 1502.99 | 0 | 11921.4 | 1502.99 | 0 | 0 | 5628.03 | 11763.6 | 0 | 18125.1 | 39504.9 | 32284.3
4297 | 0 | 1859.05 | 0 | 1884.24 | 0 | 1618.85 | 0 | 2471.43 | 0 | 26293.4 | 2471.43 | 0 | 0 | 5226.08 | 24715.4 | 0 | 14770 | 39719.6 | 33698.2
4298 | 0 | 0 | 0 | 87.3754 | 0 | 2974.2 | 0 | 4871.82 | 0 | 10712.7 | 4871.82 | 0 | 0 | 3526.26 | 22540.5 | 0 | 14337.7 | 39446.7 | 37454.8
4299 | 0 | 2673.69 | 0 | 0 | 0 | 0 | 0 | 6730.54 | 0 | 12131.4 | 6730.54 | 0 | 0 | 1564.37 | 9644.79 | 0 | 15377.1 | 39417.2 | 39317
4300 | 0 | 3875.6 | 0 | 0 | 0 | 0 | 0 | 15512.5 | 0 | 6806.37 | 15512.5 | 0 | 0 | 3501.59 | 8927.93 | 0 | 16325.7 | 39373.5 | 34121.8
4301 | 0 | 3543.83 | 0 | 0 | 0.038553 | 0 | 0 | 12615.5 | 0 | 7157.84 | 12615.5 | 0 | 0 | 4759.24 | 13256.6 | 0 | 13174.1 | 39131.4 | 26484.1
4302 | 0.10608 | 1623.14 | 0.086948 | 0 | 0.23748 | 0 | 0.12205 | 10118.5 | 0.045033 | 11064.1 | 10118.5 | 0 | 0.042975 | 4658.38 | 14617.6 | 0.16619 | 10186.2 | 38561.3 | 18198.1
4303 | 0.71363 | 181.53 | 0.55046 | 0 | 1.0879 | 861.48 | 0.62509 | 676.757 | 0.41383 | 8311.64 | 676.757 | 0 | 0.22651 | 4030.78 | 10507.7 | 0.67521 | 10826.3 | 35446.8 | 9822.15
4304 | 1.7258 | 0 | 1.592 | 0 | 2.0832 | 0 | 1.5388 | 0 | 1.2789 | 2073.72 | 0 | 0 | 0.97215 | 4607.99 | 9558.68 | 1.6216 | 6006.17 | 19005.4 | 8529.06
4305 | 2.6312 | 172.709 | 2.5766 | 791.124 | 2.94 | 0 | 2.4003 | 1857.03 | 2.1866 | 1043.09 | 1857.03 | 0 | 0.61656 | 5121.82 | 11129.8 | 2.5315 | 9681.38 | 3136.32 | 895.37
4306 | 3.3368 | 1171.4 | 3.3489 | 0 | 3.5796 | 7967.7 | 3.085 | 3378.19 | 2.2286 | 4890.56 | 3378.19 | 0 | 1.4943 | 5818.71 | 6048.29 | 3.267 | 8120.7 | 0 | 1940.34
4307 | 3.8073 | 168.051 | 3.885 | 0 | 3.9848 | 7327.92 | 3.5058 | 3393.12 | 3.3948 | 3545.59 | 3393.12 | 0 | 1.0094 | 14291.6 | 6644.48 | 3.7884 | 10490.2 | 0 | 1482.2
4308 | 3.1715 | 0 | 4.1594 | 0 | 4.1652 | 7914.52 | 3.7389 | 2313.98 | 3.6763 | 2159.37 | 2313.98 | 93.9451 | 1.656 | 10183.2 | 8860.88 | 3.5835 | 10482 | 2329.15 | 0
4309 | 4.0248 | 0 | 4.1733 | 0 | 4.1065 | 10188.8 | 3.7663 | 4753.63 | 3.7634 | 930.96 | 4753.63 | 0 | 1.8886 | 16660.5 | 14608 | 3.4075 | 8790.1 | 12121.1 | 0
4310 | 0.9794 | 0 | 3.9423 | 0 | 3.7848 | 25739.8 | 3.6048 | 5502.65 | 3.6196 | 0 | 5502.65 | 734.34 | 1.9424 | 12459.8 | 14552.2 | 3.3767 | 11004.3 | 19500 | 587.598
4311 | 2.7423 | 0 | 3.4591 | 0 | 3.2317 | 17543.7 | 1.6998 | 5239.39 | 3.2667 | 0 | 5239.39 | 7053.59 | 2.9768 | 5275.07 | 11779.4 | 3.5958 | 8554.48 | 23363.4 | 6853.16
4312 | 2.076 | 0 | 2.7489 | 0 | 2.4606 | 22054 | 1.543 | 2238.81 | 2.6986 | 1099.98 | 2238.81 | 3419.08 | 1.6624 | 2845.68 | 20293.6 | 2.5942 | 9482.36 | 32218.9 | 25118.8
4313 | 0.10502 | 0 | 1.825 | 1764.26 | 1.4998 | 16627.5 | 1.8873 | 1996.06 | 1.908 | 0 | 1996.06 | 2848.65 | 1.7165 | 1623.94 | 16604.6 | 2.1942 | 9661.98 | 35235.9 | 35724.5
4314 | 0.75247 | 0 | 0.7977 | 11540 | 0.5547 | 21639.2 | 1.0117 | 15207.9 | 0.97339 | 7464.92 | 15207.9 | 2077.71 | 0.62289 | 1765.4 | 19472.9 | 1.2529 | 10152.3 | 37043.5 | 39264
4315 | 0.21604 | 2444.07 | 0.1125 | 30499.6 | 0.1047 | 4947.55 | 0.28819 | 0 | 0.21155 | 11882.7 | 0 | 3356.7 | 0.24861 | 325.756 | 11061 | 0.39957 | 3031.21 | 39873.9 | 38701.1
4316 | 0 | 0 | 0 | 27198.8 | 0 | 3874.12 | 0.027481 | 1049.05 | 0 | 21302.5 | 1049.05 | 3216.93 | 0 | 0 | 10827.5 | 0.084335 | 1451.69 | 39656.2 | 39343.7
4317 | 0 | 86.2556 | 0 | 21869.5 | 0 | 13592.7 | 0 | 492.148 | 0 | 24997.6 | 492.148 | 2317.4 | 0 | 0 | 13974.8 | 0 | 1687.18 | 39492 | 39689.7
4318 | 0 | 1680.65 | 0 | 21765 | 0 | 1915.24 | 0 | 51.2789 | 0 | 23046.1 | 51.2789 | 0 | 0 | 184.154 | 12396.5 | 0 | 10056.7 | 39838.2 | 39895.2
4319 | 0 | 2451.15 | 0 | 22366.2 | 0 | 0 | 0 | 0 | 0 | 18965.9 | 0 | 0 | 0 | 2610.01 | 8792.15 | 0 | 11518.4 | 39757.3 | 38467.7
4320 | 0 | 4165.33 | 0 | 17608.3 | 0 | 2688.43 | 0 | 0 | 0 | 10283 | 0 | 0 | 0 | 1795.8 | 394.465 | 0 | 12479.7 | 39954.4 | 33375.8
4321 | 0 | 7477.92 | 0 | 14200.5 | 0 | 0 | 0 | 965.16 | 0 | 12246 | 965.16 | 0 | 0 | 4337.06 | 0 | 0 | 9459.67 | 39620.7 | 24891.4
4322 | 0 | 4921.29 | 0 | 12397.2 | 0 | 0 | 0 | 0 | 0 | 4420.68 | 0 | 0 | 0 | 11793.5 | 0 | 0 | 12695.4 | 39621.9 | 6452.44
4323 | 0 | 2195.9 | 0 | 8258.34 | 0 | 749.649 | 0 | 0 | 0 | 6449.24 | 0 | 0 | 0 | 12907.6 | 0 | 0 | 8580.76 | 39114.1 | 12823.8
4324 | 0 | 3240.79 | 0 | 8965.09 | 0 | 0 | 0 | 0 | 0 | 7570.34 | 0 | 0 | 0 | 3289.98 | 0 | 0 | 13498.1 | 34268 | 37151.8
4325 | 0 | 8467.39 | 0 | 10162.1 | 0.03855 | 0 | 0 | 0 | 0 | 7396.96 | 0 | 0 | 0 | 1908.83 | 0 | 0 | 9186.46 | 35366.5 | 30097.3
4326 | 0.10822 | 2072.38 | 0.0063068 | 5572.76 | 0.2358 | 6074.89 | 0.13051 | 0 | 0.043578 | 3981.2 | 0 | 0 | 0.077986 | 780.557 | 0 | 0.038124 | 5983.49 | 36439.6 | 19152.7
4327 | 0.69768 | 0 | 0.48468 | 2397.52 | 1.0926 | 1163.91 | 0.61371 | 0 | 0.40995 | 1908.88 | 0 | 0 | 0.45313 | 138.244 | 0 | 0.65808 | 2345.36 | 21930.2 | 10637.4
4328 | 1.7271 | 0 | 1.6 | 4185.75 | 2.109 | 0 | 1.4519 | 0 | 1.2931 | 1850.69 | 0 | 0 | 0.72577 | 60.6218 | 0 | 1.1333 | 407.468 | 7541.35 | 11573.1
4329 | 2.6249 | 0 | 2.5682 | 5215.44 | 2.9872 | 0 | 2.2656 | 0 | 2.1787 | 520.686 | 0 | 0 | 0.94874 | 0 | 0 | 1.8709 | 19.8056 | 1934.64 | 3438.69
4330 | 3.3213 | 247.296 | 3.3249 | 2498.68 | 3.6556 | 0 | 2.9225 | 0 | 2.8686 | 0 | 0 | 0 | 2.284 | 0 | 0 | 2.4404 | 606.995 | 570.559 | 8839.41
4331 | 3.7847 | 2900.11 | 3.8482 | 1383.96 | 4.0739 | 0 | 3.2656 | 0 | 3.3393 | 0 | 0 | 0 | 1.757 | 806.457 | 277.929 | 1.9123 | 1889.42 | 1712.29 | 14545.9
4332 | 3.3918 | 617.942 | 4.1152 | 1682.5 | 4.2647 | 0 | 3.4923 | 1051.68 | 3.6081 | 807.182 | 1051.68 | 0 | 1.9008 | 1186.07 | 1330.45 | 3.9982 | 2196.23 | 1551.84 | 15607.5
4333 | 1.468 | 1563.07 | 4.1369 | 407.476 | 4.2193 | 9304.4 | 2.9449 | 0 | 3.6706 | 0 | 0 | 0 | 2.1267 | 2971.74 | 1126.77 | 1.8643 | 3891.86 | 3921.56 | 8855.84
4334 | 2.9072 | 2705.05 | 3.901 | 398.825 | 3.9133 | 24078.3 | 2.8865 | 1264.54 | 3.5252 | 642.973 | 1264.54 | 0 | 2.2916 | 165.344 | 1761.49 | 3.4401 | 5281.4 | 7914.52 | 2002.5
4335 | 3.3383 | 956.274 | 3.4388 | 354.268 | 3.3595 | 27596.6 | 2.415 | 1125 | 3.1763 | 3211.44 | 1125 | 0 | 0.12175 | 0 | 1373.66 | 2.3846 | 5784.09 | 17041.2 | 1103.84
4336 | 1.9144 | 1178.03 | 2.7332 | 2027.38 | 2.5699 | 541.235 | 2.3758 | 4072.34 | 2.6169 | 3155.44 | 4072.34 | 0 | 2.0345 | 0 | 591.854 | 2.3946 | 37764.6 | 37116.5 | 0
4337 | 1.6224 | 15246.5 | 1.6326 | 6456.02 | 1.5615 | 37483.7 | 1.6911 | 1705.68 | 1.84 | 0 | 1705.68 | 0 | 1.4221 | 0 | 1044.83 | 2.1531 | 39043.7 | 37407.6 | 11862.3
4338 | 0.7113 | 25959.9 | 0.77772 | 5134.17 | 0.55139 | 13063.5 | 0.96177 | 0 | 0.94751 | 0 | 0 | 23667.3 | 0.75672 | 1661.7 | 10696 | 1.1886 | 39540.2 | 37572.8 | 37112.2
4339 | 0.21848 | 35757.3 | 0.16038 | 4066.2 | 0.083754 | 13038.8 | 0.32922 | 0 | 0.22845 | 759.498 | 0 | 3512.34 | 0.2703 | 0 | 0 | 0.43571 | 40053.4 | 39585.8 | 28982.9
4340 | 0 | 37875.6 | 0 | 11161.6 | 0 | 5661.15 | 0.024663 | 3061.23 | 0 | 216.586 | 3061.23 | 0 | 0 | 0 | 0 | 0.086491 | 40048.6 | 39830.7 | 32835
4341 | 0 | 37645.4 | 0 | 12898.8 | 0 | 0 | 0 | 0 | 0 | 4936.92 | 0 | 4124.3 | 0 | 0 | 0 | 0 | 39117.3 | 40043.3 | 36573.1
4342 | 0 | 38885.8 | 0 | 12286.4 | 0 | 1967.2 | 0 | 0 | 0 | 8882.95 | 0 | 1911.55 | 0 | 139.678 | 0 | 0 | 39530.6 | 39885.9 | 38273.8
4343 | 0 | 35801.6 | 0 | 21587.4 | 0 | 0 | 0 | 0 | 0 | 4768 | 0 | 0 | 0 | 0 | 602.361 | 0 | 39985.4 | 39590 | 38173.5
4344 | 0 | 37320.5 | 0 | 17688.5 | 0 | 719.62 | 0 | 3874.32 | 0 | 2058.49 | 3874.32 | 771.666 | 0 | 0 | 637.307 | 0 | 40053.4 | 39639 | 37480.8
4345 | 0 | 34900.3 | 0 | 24857 | 0 | 28329.2 | 0 | 1954.47 | 0 | 2126.35 | 1954.47 | 5221.18 | 0 | 0 | 664.93 | 0 | 40053.4 | 39830.3 | 39031.7
4346 | 0 | 37150.8 | 0 | 21181.2 | 0 | 35386.3 | 0 | 250.054 | 0 | 5162.7 | 250.054 | 1343.48 | 0 | 0 | 154.215 | 0 | 40053.4 | 39447.3 | 38747.1
4347 | 0 | 33270.9 | 0 | 10008.2 | 0 | 35991.9 | 0 | 0 | 0 | 8480.01 | 0 | 2983.44 | 0 | 0 | 891.162 | 0 | 40053.4 | 39507.9 | 30892.2
4348 | 0 | 27498.8 | 0 | 5293.04 | 0 | 26028.5 | 0 | 0 | 0 | 9428.91 | 0 | 841.609 | 0 | 0 | 491.682 | 0 | 40053.4 | 39549.8 | 22768.1
4349 | 0 | 24028 | 0 | 5743.18 | 0.035358 | 6299.52 | 0 | 3608.76 | 0 | 9355.66 | 3608.76 | 0 | 0 | 0 | 2511.47 | 0 | 40053.4 | 39211.6 | 20588.1
4350 | 0.113 | 12022 | 0.09694 | 2357.79 | 0.22998 | 0 | 0.1237 | 4493.19 | 0.03788 | 7941.41 | 4493.19 | 0 | 0.080016 | 247.691 | 1203.93 | 0.16739 | 40053.4 | 38289.7 | 18420.1
4351 | 0.71078 | 4971.75 | 0.55986 | 442.782 | 1.1064 | 776.662 | 0.30558 | 5945.54 | 0.31921 | 1273.31 | 5945.54 | 0 | 0.5197 | 1481.08 | 1140.28 | 0.64644 | 40053.4 | 34400.1 | 3795.11
4352 | 1.7183 | 4578.59 | 1.5098 | 3869.97 | 2.1645 | 0 | 0.63202 | 0 | 0.69071 | 1946.22 | 0 | 0 | 1.2017 | 999.235 | 263.986 | 1.325 | 40053.4 | 32574 | 1510.68
4353 | 2.6474 | 3701.11 | 2.4306 | 7025.63 | 3.0718 | 17186 | 1.6066 | 0 | 1.9556 | 1551.98 | 0 | 0 | 1.9162 | 583.123 | 0 | 2.1854 | 40053.4 | 32713.4 | 3357.01
4354 | 3.3806 | 806.023 | 3.1542 | 8612.18 | 3.7604 | 0 | 2.3676 | 0 | 2.6161 | 736.185 | 0 | 0 | 2.5302 | 0 | 0 | 2.8853 | 40053.4 | 34962.8 | 883.728
4355 | 3.8862 | 0 | 3.6124 | 2710.87 | 4.2021 | 0 | 1.0256 | 0 | 2.9564 | 1324.71 | 0 | 2521.14 | 2.9945 | 0 | 0 | 3.3925 | 40053.4 | 27671.8 | 527.429
4356 | 4.1252 | 1199.28 | 3.8706 | 2222.3 | 4.3808 | 0 | 0.92022 | 0 | 3.2352 | 3451.5 | 0 | 4599.92 | 3.2446 | 47.4751 | 7.7358 | 3.7073 | 40053.4 | 27847.8 | 0
4357 | 3.235 | 3396.61 | 3.8761 | 75.9879 | 4.3047 | 0 | 0.40002 | 0 | 3.3176 | 1385.38 | 0 | 4290.42 | 2.19 | 811.548 | 1198.92 | 3.742 | 40053.4 | 32864.5 | 0
4358 | 1.3448 | 17345.3 | 3.6765 | 1437.88 | 3.9549 | 0 | 1.1538 | 536.923 | 2.8159 | 0 | 536.923 | 5112.83 | 2.6062 | 2123.11 | 170.399 | 3.5745 | 40053.4 | 34165.7 | 0
4359 | 2.1177 | 20799.1 | 3.2509 | 1844.88 | 3.3887 | 0 | 1.8198 | 3077.42 | 2.7927 | 32038.3 | 3077.42 | 4064.91 | 2.4189 | 681.096 | 25673.1 | 3.2333 | 40053.4 | 35745.3 | 0
4360 | 1.819 | 21318.4 | 2.3013 | 4215.23 | 2.5862 | 33783.3 | 2.6896 | 403.68 | 2.2431 | 4249.91 | 403.68 | 11192.2 | 2.293 | 0 | 0 | 2.7005 | 40053.4 | 37716.3 | 921.884
4361 | 0.10347 | 23838.7 | 1.6257 | 9746.44 | 1.5932 | 13087.9 | 1.3029 | 925.454 | 1.5689 | 10739.7 | 925.454 | 10336.6 | 1.6283 | 0 | 19052.1 | 1.9866 | 40053.4 | 38384.7 | 10962.2
4362 | 0.7481 | 21438.5 | 0.73379 | 15963.7 | 0.55722 | 3140.35 | 1.0174 | 0 | 0.80175 | 34632.8 | 0 | 12433 | 0.90627 | 0 | 0 | 1.1682 | 40053.4 | 38880.7 | 32650.6
4363 | 0.01003 | 19623.8 | 0.14836 | 23706.1 | 0.084514 | 14271.2 | 0.24452 | 387.338 | 0.23275 | 5212.55 | 387.338 | 14978.6 | 0.29017 | 0 | 3027.24 | 0.44226 | 40046.3 | 39092.6 | 30905
4364 | 0 | 27568.9 | 0 | 18908.6 | 0 | 37058.2 | 0.032577 | 2065.46 | 0 | 2936.4 | 2065.46 | 16753.8 | 0 | 0 | 5438.58 | 0.092091 | 40053.4 | 39280.2 | 36410.6
4365 | 0 | 30491.9 | 0 | 24074.9 | 0 | 25351.8 | 0 | 2806.89 | 0 | 6702.57 | 2806.89 | 8512.27 | 0 | 0 | 13533 | 0 | 40053.4 | 39376.9 | 39268
4366 | 0 | 36719.8 | 0 | 23517.3 | 0 | 6746.74 | 0 | 1018.85 | 0 | 5351.43 | 1018.85 | 13312.3 | 0 | 817.829 | 14210.3 | 0 | 40053.4 | 39678.5 | 40053.4
4367 | 0 | 19677.2 | 0 | 25485.8 | 0 | 8400.53 | 0 | 0 | 0 | 19002.6 | 0 | 7137.71 | 0 | 675.3 | 13007.5 | 0 | 40053.4 | 39824.5 | 39735.9
4368 | 0 | 25516.2 | 0 | 26447 | 0 | 0 | 0 | 0 | 0 | 10764.7 | 0 | 3430.39 | 0 | 0 | 14286.7 | 0 | 40053.4 | 39979.8 | 40053.4
4369 | 0 | 26906.9 | 0 | 28328.9 | 0 | 8355.37 | 0 | 0 | 0 | 11765.9 | 0 | 5699.08 | 0 | 0 | 22506.1 | 0 | 40053.4 | 40053.4 | 38082.4
4370 | 0 | 25099.1 | 0 | 34622.2 | 0 | 6521.79 | 0 | 0 | 0 | 8706.5 | 0 | 1376.22 | 0 | 0 | 14599.1 | 0 | 40053.4 | 39990.4 | 31138.6
4371 | 0 | 30524.7 | 0 | 37943.9 | 0 | 6169.33 | 0 | 0 | 0 | 6063.34 | 0 | 0 | 0 | 0 | 2981.81 | 0 | 39727.1 | 40053.4 | 35666.5
4372 | 0 | 32759.4 | 0 | 36964.8 | 0 | 2038.26 | 0 | 0 | 0 | 3309.14 | 0 | 4282.2 | 0 | 0 | 0 | 0 | 38684.9 | 40053.4 | 39167.3
4373 | 0 | 38598.7 | 0 | 30378.4 | 0.035505 | 4090.08 | 0 | 0 | 0 | 7663.89 | 0 | 2684.52 | 0 | 0 | 959.918 | 0 | 38069.1 | 39552.6 | 38496.7
4374 | 0.10445 | 34731 | 0.096901 | 18811.9 | 0.22751 | 231.133 | 0.12106 | 0 | 0.0039875 | 5971.45 | 0 | 1395.53 | 0.068753 | 0 | 833.851 | 0.1523 | 37178.7 | 38360.9 | 37900.6
4375 | 0.71676 | 25466.6 | 0.49617 | 8946.91 | 1.1129 | 905.238 | 0.61128 | 0 | 0.12529 | 15239.9 | 0 | 0 | 0.5068 | 0 | 1470.23 | 0.65844 | 31560.6 | 31198 | 14816.7
4376 | 1.7712 | 19432.5 | 0.53604 | 8109.81 | 2.1724 | 0 | 1.4817 | 122.481 | 0.27698 | 6939.67 | 122.481 | 424.582 | 1.2032 | 0 | 0 | 1.4344 | 22505.8 | 19455.5 | 5641.82
4377 | 2.7244 | 34816.6 | 2.4453 | 5404.96 | 3.0899 | 657.357 | 2.3158 | 1162.41 | 0.61791 | 6846.06 | 1162.41 | 3158.96 | 1.9118 | 1564.77 | 0 | 2.2408 | 22080.4 | 16626.1 | 3897.55
4378 | 3.4529 | 35589.2 | 2.2388 | 2951.71 | 3.7603 | 2343.9 | 2.9871 | 3756.38 | 0.46661 | 8186.64 | 3756.38 | 6703.96 | 2.515 | 1382.33 | 0 | 2.9368 | 20205.2 | 17696 | 2643.99
4379 | 3.9428 | 31962.1 | 3.2397 | 1399.88 | 4.1873 | 5848.54 | 3.4584 | 6608.55 | 2.287 | 14654 | 6608.55 | 9024.72 | 2.9066 | 1092.77 | 0 | 3.4373 | 21670.2 | 16385.6 | 1179.63
4380 | 4.2011 | 24314.9 | 3.9134 | 211.455 | 4.3719 | 5572.86 | 3.6967 | 4733.43 | 3.0059 | 12599.4 | 4733.43 | 12356.8 | 3.1389 | 38.7363 | 0 | 3.7083 | 22849.7 | 16938 | 3623.24
4381 | 4.2224 | 15391.5 | 3.9387 | 526.974 | 4.2872 | 10095.5 | 3.7485 | 4150.63 | 3.0593 | 15838.3 | 4150.63 | 12883.5 | 3.1868 | 0 | 0 | 3.6428 | 17158.6 | 23692.2 | 3091.11
4382 | 2.063 | 12212.4 | 2.925 | 141.383 | 3.9492 | 12577.8 | 3.5713 | 1974.24 | 2.0891 | 21408.3 | 1974.24 | 4621.57 | 3.0604 | 0 | 0 | 3.4951 | 16300.7 | 18956.3 | 2354.31
4383 | 2.5168 | 7663.54 | 2.8744 | 0 | 3.3787 | 13087.3 | 3.2164 | 11910.6 | 2.5416 | 33323 | 11910.6 | 18139.6 | 2.7282 | 1188.54 | 0 | 3.1461 | 17393.5 | 26672 | 2034.96
4384 | 0.072514 | 4817.35 | 2.6435 | 0 | 2.5622 | 32424.9 | 2.6424 | 16599.6 | 1.2082 | 25449.4 | 16599.6 | 34827.6 | 2.2389 | 1834.34 | 0 | 2.5672 | 23634.3 | 29764.5 | 2485.87
4385 | 0.84555 | 2908.33 | 1.0611 | 0 | 1.5625 | 21167 | 1.8774 | 3913.07 | 0.59554 | 34142.2 | 3913.07 | 552.348 | 1.5883 | 3146.55 | 0 | 1.8935 | 21956.6 | 33834.3 | 11149.3
4386 | 0.26749 | 5780.15 | 0.65178 | 5920.79 | 0.55966 | 2163.46 | 1.0039 | 8101.98 | 0.58413 | 7970.36 | 8101.98 | 1881.81 | 0.71542 | 5021.48 | 0 | 1.1251 | 21268 | 36844.7 | 27133.9
4387 | 0.027837 | 9534.16 | 0.069203 | 21771.3 | 0.091319 | 3347.01 | 0.29441 | 1528.07 | 0.19759 | 1645.48 | 1528.07 | 3825.26 | 0.26448 | 6376.57 | 0 | 0.44769 | 23743.8 | 36000.9 | 23882.3
4388 | 0 | 3232.59 | 0 | 19172.4 | 0 | 36451.3 | 0.029834 | 1757.15 | 0 | 20800.1 | 1757.15 | 4352.28 | 0 | 7340.98 | 0 | 0.07813 | 27501.3 | 31424.1 | 31931.7
4389 | 0 | 4639.67 | 0 | 14922.9 | 0 | 5345.5 | 0 | 13655.6 | 0 | 12664.9 | 13655.6 | 11933.5 | 0 | 8365.78 | 0 | 0 | 34801.7 | 33257.1 | 37406.1
4390 | 0 | 4776.27 | 0 | 16754.6 | 0 | 0 | 0 | 22656.5 | 0 | 14665.1 | 22656.5 | 5538.12 | 0 | 8250.87 | 22024.6 | 0 | 38303.1 | 38496.8 | 39219.3
4391 | 0 | 2415.38 | 0 | 18660.8 | 0 | 0 | 0 | 18430 | 0 | 8418.53 | 18430 | 1825.52 | 0 | 19570.6 | 16966.2 | 0 | 38593 | 39263.9 | 39342.1
4392 | 0 | 777.331 | 0 | 12944.6 | 0 | 39837.3 | 0 | 14806.3 | 0 | 12082.9 | 14806.3 | 7676.09 | 0 | 15436.9 | 14789.7 | 0 | 34324.8 | 39345.1 | 38954.3
4393 | 0 | 4033.9 | 0 | 16259.2 | 0 | 27843.8 | 0 | 14883.3 | 0 | 11908.8 | 14883.3 | 8599.43 | 0 | 15978.2 | 13134.2 | 0 | 37029.9 | 39329.5 | 36977.7
4394 | 0 | 4349.38 | 0 | 19795.9 | 0 | 0 | 0 | 14014.6 | 0 | 8799.07 | 14014.6 | 20579.3 | 0 | 17788.3 | 12724.2 | 0 | 37289.8 | 38927.5 | 32745.7
4395 | 0 | 4199.77 | 0 | 22999.9 | 0 | 1244.37 | 0 | 20166.5 | 0 | 6414.53 | 20166.5 | 13360.3 | 0 | 15562.2 | 5308.65 | 0 | 37691.9 | 39292.9 | 37804.6
4396 | 0 | 6179.18 | 0 | 20374.6 | 0 | 8486.19 | 0 | 9571.05 | 0 | 5516.78 | 9571.05 | 8791.9 | 0 | 14529 | 2865.88 | 0 | 38462.9 | 39027.4 | 38646.6
4397 | 0 | 10541.1 | 0 | 13320.9 | 0.036105 | 15834.1 | 0 | 11473.6 | 0 | 7106.28 | 11473.6 | 3860.9 | 0 | 8746.46 | 980.309 | 0 | 37662.6 | 39482.4 | 35102.3
4398 | 0.096376 | 12175.2 | 0.090087 | 6351.11 | 0.23321 | 0 | 0.11537 | 9278.8 | 0.014871 | 6891.75 | 9278.8 | 692.601 | 0.048685 | 11090.2 | 1798.09 | 0.15861 | 36606.2 | 39825.6 | 26678.7
4399 | 0.71286 | 14284.1 | 0.53494 | 2172.72 | 1.0827 | 0 | 0.52954 | 5668.75 | 0.26882 | 6244.22 | 5668.75 | 5810.62 | 0.48287 | 11238.4 | 172.073 | 0.61512 | 27709.3 | 34354.9 | 8771.63
4400 | 1.7737 | 4900.6 | 1.4612 | 1100.83 | 2.0741 | 1082.13 | 1.3182 | 6345.89 | 0.29313 | 822.341 | 6345.89 | 1590.33 | 1.1712 | 9900.63 | 0 | 1.3044 | 26853 | 14286.2 | 4019.17
4401 | 2.7374 | 3534.72 | 2.3903 | 1283.13 | 2.8767 | 5396.17 | 1.8026 | 8901.05 | 0.23543 | 777.937 | 8901.05 | 0 | 1.8669 | 8807.07 | 0 | 2.0285 | 27946.6 | 12039 | 2621.24
4402 | 3.469 | 4528.91 | 3.1031 | 0 | 3.5162 | 14348.4 | 1.8231 | 8857.11 | 1.1044 | 1285.08 | 8857.11 | 382.621 | 2.4425 | 9552.25 | 0 | 2.6484 | 36726.9 | 9424.45 | 5062.52
4403 | 3.9541 | 1474.79 | 3.596 | 0 | 3.944 | 8280.46 | 0.55477 | 12433.1 | 0.96077 | 1627.49 | 12433.1 | 0 | 2.9354 | 5211.13 | 0 | 3.1321 | 36537.6 | 9742.11 | 4695.62
4404 | 3.4482 | 0 | 3.8463 | 0 | 4.1337 | 3652.53 | 0.95176 | 3695.47 | 1.204 | 1189.96 | 3695.47 | 0 | 3.1796 | 6203.29 | 0 | 3.42 | 31287.2 | 15675.6 | 3563.02
4405 | 0.43007 | 9343.6 | 3.8822 | 0 | 2.2992 | 4904.05 | 1.0669 | 1176.67 | 0.84622 | 39226.6 | 1176.67 | 1167.94 | 3.2472 | 24178.4 | 0 | 3.1518 | 30401.5 | 23354.3 | 4191.32
4406 | 2.2678 | 30321.3 | 3.1932 | 0 | 3.3383 | 3390.91 | 1.9025 | 2056.06 | 1.4309 | 4497.82 | 2056.06 | 4413.91 | 2.8533 | 37050.7 | 0 | 3.18 | 27140.8 | 30562.9 | 4668.78
4407 | 0.18164 | 29569.3 | 3.2604 | 1746.32 | 2.8709 | 40053.4 | 0.9397 | 3820.82 | 0.87011 | 1308.2 | 3820.82 | 8490.94 | 1.5226 | 39331.3 | 2178.51 | 2.7967 | 32214.7 | 36022.5 | 6979.26
4408 | 2.1531 | 20613.1 | 0.63413 | 3899.61 | 1.8582 | 26411.5 | 0.70186 | 39410.2 | 0.12153 | 9749.39 | 39410.2 | 12460.5 | 1.5788 | 40051.3 | 1058.96 | 2.3437 | 32355.9 | 37891.6 | 5801.95
4409 | 0.09776 | 13900.8 | 1.2675 | 7825.92 | 0.35415 | 8140.1 | 0.54454 | 2706.02 | 1.4701 | 13763.8 | 2706.02 | 0 | 1.637 | 40053.4 | 0 | 1.4364 | 33425.7 | 38679.4 | 13862
4410 | 0.081612 | 16065.7 | 0.68698 | 5927.81 | 0.030758 | 3109.18 | 0.5513 | 0 | 0.29762 | 9369.58 | 0 | 4598.71 | 0.91109 | 40053.4 | 1059.98 | 0.98836 | 34997.3 | 39380.3 | 26002.2
4411 | 0.0098419 | 18448 | 0.14541 | 4194.86 | 0.092422 | 1293.56 | 0.27609 | 1585.99 | 0.23935 | 6042.95 | 1585.99 | 5563.38 | 0.29254 | 40053 | 4739.76 | 0.38398 | 32321.2 | 38201.5 | 27228.9
4412 | 0 | 13671.9 | 0 | 9423.57 | 0 | 3613.69 | 0.014326 | 2310.63 | 0 | 3297.76 | 2310.63 | 3907.33 | 0 | 39396.9 | 2163.2 | 0.052676 | 36710.3 | 38145.1 | 37219.3
4413 | 0 | 5757.42 | 0 | 13430.5 | 0 | 23408.3 | 0 | 10984.1 | 0 | 6737.16 | 10984.1 | 3318.62 | 0 | 37687.4 | 13738 | 0 | 34891.2 | 38781.2 | 39617
4414 | 0 | 3133.33 | 0 | 9651.33 | 0 | 14760 | 0 | 18586.1 | 0 | 2037.92 | 18586.1 | 2689.09 | 0 | 35364.2 | 22487.2 | 0 | 35985 | 39768.7 | 39703.1
4415 | 0 | 0 | 0 | 10438.5 | 0 | 2175.04 | 0 | 11470.9 | 0 | 4483.83 | 11470.9 | 851.843 | 0 | 32807.6 | 16366.5 | 0 | 33799.1 | 39880.3 | 35476.7
4416 | 0 | 0 | 0 | 10797.1 | 0 | 20895.6 | 0 | 11953.5 | 0 | 7670.94 | 11953.5 | 525.042 | 0 | 37375.8 | 17855.3 | 0 | 31481.4 | 40037.9 | 37538.3
4417 | 0 | 0 | 0 | 17872.7 | 0 | 16001.4 | 0 | 6974.85 | 0 | 9908.45 | 6974.85 | 4574.6 | 0 | 38953.4 | 14800 | 0 | 31135.4 | 40053.4 | 39365.3
4418 | 0 | 0 | 0 | 17207.1 | 0 | 16344.8 | 0 | 3303.97 | 0 | 10382.9 | 3303.97 | 6632.77 | 0 | 39451.4 | 16636.4 | 0 | 25606.4 | 40053.4 | 37822.6
4419 | 0 | 8150.21 | 0 | 14718.7 | 0 | 578.507 | 0 | 5905.75 | 0 | 9205.04 | 5905.75 | 4631.25 | 0 | 39764.4 | 14808 | 0 | 20796.7 | 40053.4 | 28577.4
4420 | 0 | 38554.3 | 0 | 18620.6 | 0 | 0 | 0 | 5754.8 | 0 | 5286.74 | 5754.8 | 1792.44 | 0 | 39357.7 | 22572.9 | 0 | 25108.2 | 37752 | 24734.7
4421 | 0 | 39638 | 0 | 20518.2 | 0.032557 | 928.997 | 0 | 3754.83 | 0 | 2449.62 | 3754.83 | 1882.85 | 0 | 38285.7 | 18611.1 | 0 | 35019.7 | 36780 | 30855.6
4422 | 0.11013 | 39702.9 | 0 | 12711.5 | 0.22916 | 0 | 0.0689 | 5982.55 | 0.043543 | 464.337 | 5982.55 | 3864.64 | 0.075566 | 38626.8 | 19418 | 0.13891 | 39077.5 | 35019.6 | 35579.1
4423 | 0.70725 | 39857.1 | 0.52067 | 7443.08 | 1.1026 | 0 | 0.06453 | 1035.75 | 0.24113 | 2415.01 | 1035.75 | 2939.95 | 0.4785 | 38728.3 | 12759.2 | 0.61825 | 35257.6 | 25575.8 | 8041.41
4424 | 1.7221 | 38811.6 | 1.4729 | 1980.08 | 2.1619 | 301.197 | 0.26186 | 231.215 | 1.1038 | 3325.76 | 231.215 | 4062.59 | 1.2275 | 36778.8 | 3231.12 | 1.3306 | 36181.9 | 29197.8 | 1033.91
4425 | 2.6643 | 33723.6 | 2.3713 | 1803.21 | 3.0571 | 22403.2 | 0.47948 | 1473.22 | 1.8975 | 1684.02 | 1473.22 | 7028.62 | 2.0137 | 32226.4 | 1429.45 | 2.045 | 37144.1 | 26019.1 | 0
4426 | 3.3835 | 19136.8 | 3.0673 | 84.699 | 3.7298 | 11239.6 | 0.90085 | 2367.55 | 1.1722 | 1463.91 | 2367.55 | 4083.06 | 2.6606 | 28935.5 | 2110.43 | 2.6211 | 35087 | 22106.4 | 0
4427 | 3.8593 | 6825.33 | 3.5553 | 1891 | 4.1256 | 1010.82 | 1.8457 | 2335.81 | 3.2557 | 3971.93 | 2335.81 | 6096.82 | 3.0762 | 19502.7 | 6659.7 | 3.1068 | 30469 | 18730.3 | 0
4428 | 4.0937 | 2573.29 | 3.7966 | 1148.22 | 4.2829 | 0 | 1.937 | 1810.72 | 0.59924 | 3175.53 | 1810.72 | 6141.67 | 3.3312 | 11952.8 | 13665.8 | 3.3976 | 29155.6 | 17456.3 | 0
4429 | 4.0856 | 101.503 | 3.8252 | 1749.02 | 4.2089 | 264.165 | 2.7593 | 2184.3 | 2.928 | 14520.6 | 2184.3 | 4601.56 | 3.3872 | 9018.07 | 15225.9 | 3.4266 | 23283.3 | 17366.9 | 0
4430 | 1.3694 | 2006.31 | 3.0373 | 2169.88 | 3.9001 | 0 | 2.5057 | 7125.38 | 3.1507 | 7027.16 | 7125.38 | 6483.97 | 3.2381 | 18039.9 | 20162 | 3.2752 | 22094.6 | 17642.7 | 0
4431 | 2.226 | 1299.58 | 0.90171 | 1639.95 | 3.3453 | 327.047 | 2.0262 | 17056.3 | 2.5745 | 1486.97 | 17056.3 | 10249.6 | 1.6532 | 33354.4 | 29353.3 | 2.8909 | 22432.7 | 28773.2 | 0
4432 | 2.2179 | 2017.57 | 0.81797 | 3860.76 | 2.5661 | 0 | 1.1421 | 8148.03 | 2.5537 | 498.872 | 8148.03 | 6681.39 | 2.4089 | 34654.4 | 34381.3 | 2.3663 | 23528.2 | 34063.3 | 3400.47
4433 | 0.28013 | 3051.62 | 0.95408 | 5733.42 | 1.5932 | 2501.79 | 0.65213 | 19021.6 | 1.7927 | 6981.58 | 19021.6 | 20080.8 | 1.7031 | 34755.3 | 32316 | 1.7111 | 28215.4 | 38350 | 16842.8
4434 | 0.57318 | 8251.03 | 0.74745 | 7237.98 | 0.56102 | 25421.1 | 0.54936 | 4342.11 | 0.83794 | 14574.3 | 4342.11 | 38374.8 | 0.92296 | 20044 | 27736.9 | 1.001 | 32616.6 | 39715.4 | 36113
4435 | 0.17224 | 16558 | 0.13488 | 8923.25 | 0.085597 | 20253.6 | 0.26731 | 20801.8 | 0.24592 | 11102.1 | 20801.8 | 0 | 0.28113 | 22891 | 26002.6 | 0.3902 | 28905.9 | 37488.2 | 37873.9
4436 | 0 | 10965.9 | 0 | 10429.1 | 0 | 13743.8 | 0.024665 | 4659.1 | 0 | 21694.9 | 4659.1 | 9125.34 | 0 | 20314.7 | 35857.2 | 0.052339 | 22006.8 | 36672.2 | 39316
4437 | 0 | 1381.9 | 0 | 19566.3 | 0 | 0 | 0 | 3134.81 | 0 | 27906.3 | 3134.81 | 0 | 0 | 17773.8 | 39143 | 0 | 26376 | 38882 | 38792.5
4438 | 0 | 7398.29 | 0 | 23427.8 | 0 | 0 | 0 | 1049.38 | 0 | 19686.7 | 1049.38 | 1814.69 | 0 | 17958.8 | 39303 | 0 | 26485.1 | 38381.3 | 39539.2
4439 | 0 | 7708.76 | 0 | 28916.8 | 0 | 0 | 0 | 2575.37 | 0 | 21315.9 | 2575.37 | 3881.85 | 0 | 11853.1 | 39231.5 | 0 | 32088.5 | 37732.5 | 39059.9
4440 | 0 | 3820.71 | 0 | 24987.8 | 0 | 0 | 0 | 5315.89 | 0 | 15751.7 | 5315.89 | 0 | 0 | 20626.2 | 39093.8 | 0 | 32032.3 | 36947.9 | 39281.4
4441 | 0 | 1049.21 | 0 | 19394 | 0 | 0 | 0 | 7506.55 | 0 | 12726.6 | 7506.55 | 885.728 | 0 | 27018.4 | 39085.2 | 0 | 33749.4 | 39062 | 34732.6
4442 | 0 | 0 | 0 | 18350 | 0 | 820.99 | 0 | 7538.62 | 0 | 10807.3 | 7538.62 | 0 | 0 | 30594.3 | 39396.8 | 0 | 34405.9 | 39312.3 | 31061.8
4443 | 0 | 3175.54 | 0 | 25021.5 | 0 | 0 | 0 | 4206.63 | 0 | 8566.13 | 4206.63 | 0 | 0 | 21378.9 | 38823 | 0 | 31455.7 | 38722.4 | 36968.8
4444 | 0 | 5602.83 | 0 | 27845.2 | 0 | 0 | 0 | 2134.21 | 0 | 6424.61 | 2134.21 | 1123.35 | 0 | 21610.2 | 37140.4 | 0 | 31093.3 | 38090.1 | 32479.8
4445 | 0 | 26129.7 | 0 | 26596.9 | 0.032141 | 0 | 0 | 2513.43 | 0 | 8895.18 | 2513.43 | 900.054 | 0 | 11386.2 | 37337.6 | 0 | 29279.1 | 38503.6 | 24642.4
4446 | 0.14622 | 12557.9 | 0.10285 | 15740.3 | 0.21955 | 0 | 0.069048 | 1581.44 | 0.041415 | 2420.19 | 1581.44 | 2535.11 | 0.07168 | 3750.3 | 36988.2 | 0.069461 | 28723.4 | 39057.5 | 15884.5
4447 | 0.65824 | 4535.03 | 0.54517 | 8315.18 | 1.0885 | 0 | 0.042284 | 238.754 | 0.38336 | 2617.1 | 238.754 | 1620.73 | 0.48017 | 2598.43 | 35245.9 | 0.57758 | 10514.1 | 34422.3 | 11377.1
4448 | 1.6778 | 0 | 1.4655 | 10539 | 2.1284 | 0 | 0.22847 | 0 | 1.0536 | 0 | 0 | 0 | 1.2511 | 7315.53 | 27709.7 | 1.3455 | 9076.49 | 32570.3 | 0
4449 | 2.5948 | 0 | 2.1078 | 20364 | 2.9968 | 0 | 1.253 | 0 | 1.4384 | 0 | 0 | 3526.25 | 2.0518 | 15192.8 | 23848.6 | 1.8962 | 7437.35 | 26082.3 | 751.597
4450 | 2.1818 | 0 | 1.5751 | 20668.2 | 3.6603 | 733.392 | 1.5448 | 858.626 | 2.0909 | 202.08 | 858.626 | 5157.86 | 2.6922 | 6875.03 | 37965.9 | 2.6649 | 3103.82 | 28519.8 | 0
4451 | 1.6931 | 808.457 | 2.2695 | 15184.7 | 4.0575 | 1194.62 | 2.3757 | 4086.96 | 2.9552 | 1523.83 | 4086.96 | 8932.83 | 3.0986 | 4038.5 | 31853.6 | 3.1453 | 3314.75 | 27252.8 | 169.29
4452 | 3.2944 | 2390.51 | 2.6892 | 11152.4 | 4.2438 | 3632.06 | 2.3322 | 4718.24 | 2.8644 | 1606.7 | 4718.24 | 8768.96 | 1.9096 | 3161.68 | 32437.5 | 3.2113 | 4480.27 | 26830.5 | 635.729
4453 | 0.77898 | 3213.81 | 2.9807 | 8831.47 | 4.1693 | 15495.5 | 0.98546 | 4979.59 | 2.7318 | 1117.42 | 4979.59 | 7489.28 | 2.7839 | 3394.67 | 23338.3 | 3.5646 | 3856.26 | 22200.6 | 2093.07
4454 | 0.63494 | 5713.78 | 2.3908 | 6687.86 | 3.8474 | 27727.2 | 1.5242 | 2356.78 | 2.8492 | 3221.21 | 2356.78 | 20577.3 | 1.2751 | 5437.67 | 21951.1 | 3.0279 | 4119.8 | 26532.9 | 9311.04
4455 | 0.56555 | 2768.63 | 1.7534 | 7728.91 | 3.2962 | 40053.4 | 2.2303 | 7134.02 | 1.0156 | 6746.52 | 7134.02 | 18957.4 | 2.7129 | 7193.3 | 24662.4 | 3.0064 | 4307.11 | 31893.1 | 17778.7
4456 | 0.75393 | 1498.16 | 2.2181 | 5406.22 | 2.5189 | 5176.41 | 2.6124 | 21572.7 | 0.85461 | 13527.1 | 21572.7 | 13452.8 | 0.52845 | 6917 | 30554.3 | 1.5784 | 5981.34 | 33440.1 | 28086.5
4457 | 1.3501 | 1997.95 | 1.4886 | 4330.02 | 1.5585 | 40053.4 | 1.8661 | 640.389 | 1.453 | 7086.31 | 640.389 | 11277.6 | 1.5628 | 4137.01 | 29629.6 | 1.7502 | 4363.51 | 34413.4 | 38087.5
4458 | 0.277 | 4979.83 | 0.60831 | 12971.6 | 0.55653 | 6664.09 | 0.99582 | 4456.03 | 0.87078 | 21506.2 | 4456.03 | 8171.14 | 0.91451 | 1859.6 | 30881.7 | 0.76915 | 2914.89 | 35311.6 | 40042.6
4459 | 0.16534 | 9126.48 | 0.10323 | 27277.1 | 0.084285 | 10836.3 | 0.2652 | 14589.4 | 0.16673 | 11614.6 | 14589.4 | 2570.66 | 0.25167 | 851.701 | 16695.2 | 0.40436 | 2104.34 | 36489.6 | 40023.3
4460 | 0 | 11745.9 | 0 | 26908.9 | 0 | 474.528 | 0.029583 | 0 | 0 | 9692.72 | 0 | 5622.58 | 0 | 0 | 18665.4 | 0.092577 | 744.055 | 36681.8 | 39953.5
4461 | 0 | 24370.9 | 0 | 29505.9 | 0 | 39766.2 | 0 | 0 | 0 | 9449.25 | 0 | 20184 | 0 | 0 | 34627.1 | 0 | 0 | 36913.1 | 39789.8
4462 | 0 | 9848.45 | 0 | 29363.7 | 0 | 25884.7 | 0 | 177.711 | 0 | 17421.9 | 177.711 | 4560.99 | 0 | 0 | 34202 | 0 | 0 | 36673.2 | 39724.7
4463 | 0 | 12410 | 0 | 28987 | 0 | 24590.8 | 0 | 2392.06 | 0 | 8200.36 | 2392.06 | 1653.95 | 0 | 0 | 35142.2 | 0 | 1693.2 | 32683 | 39444.4
4464 | 0 | 7048.02 | 0 | 33651.1 | 0 | 22508.4 | 0 | 2988.76 | 0 | 7161.87 | 2988.76 | 7575.29 | 0 | 0 | 14168 | 0 | 2958.23 | 30023.5 | 39409.9
4465 | 0 | 10915.5 | 0 | 34091.7 | 0 | 431.895 | 0 | 2019.35 | 0 | 12557.7 | 2019.35 | 1786.03 | 0 | 0 | 30593.8 | 0 | 1555.59 | 33105.2 | 39971.8
4466 | 0 | 8697.01 | 0 | 28902.5 | 0 | 0 | 0 | 3153.23 | 0 | 13107.2 | 3153.23 | 0 | 0 | 0 | 35054.4 | 0 | 1094.52 | 34976.5 | 39457
4467 | 0 | 14077.7 | 0 | 26265.7 | 0 | 0 | 0 | 4506.96 | 0 | 9557.98 | 4506.96 | 0 | 0 | 0 | 31846.6 | 0 | 0 | 38234.5 | 37888.9
4468 | 0 | 21479.1 | 0 | 25398.1 | 0 | 0 | 0 | 5228.42 | 0 | 9668.97 | 5228.42 | 0 | 0 | 0 | 34535.5 | 0 | 0 | 38253.6 | 35102.3
4469 | 0 | 24012.7 | 0 | 22534 | 0 | 386.242 | 0 | 5217.57 | 0 | 7231.01 | 5217.57 | 0 | 0 | 0 | 28088.2 | 0 | 0 | 34298 | 28197.9
4470 | 0.071959 | 14473.7 | 0 | 20705.3 | 0.21925 | 5792.03 | 0.094707 | 9419.21 | 0.037333 | 8928.42 | 9419.21 | 0 | 0.062273 | 606.166 | 24315.6 | 0.077914 | 0 | 26006.6 | 19505.5
4471 | 0.13621 | 7796.83 | 0.013341 | 18623.2 | 1.0589 | 2109.96 | 0.52255 | 4624.8 | 0.40084 | 3137.97 | 4624.8 | 0 | 0.4519 | 7484.26 | 24007.2 | 0.080321 | 0 | 11272 | 10942.2
4472 | 1.5278 | 0 | 0.04127 | 17259.2 | 2.0412 | 0 | 1.1957 | 0 | 1.1891 | 1599.44 | 0 | 0 | 1.3338 | 6746.41 | 11042 | 0.90417 | 0 | 2232.15 | 3088.41
4473 | 2.5339 | 0 | 0.10873 | 12652.1 | 2.8305 | 6165.13 | 1.9004 | 439.985 | 2.0294 | 0 | 439.985 | 56.8006 | 2.2067 | 5883.15 | 6333.55 | 1.1775 | 0 | 619.316 | 759.45
4474 | 2.6596 | 3033.22 | 2.0603 | 8343.93 | 3.3963 | 26130.8 | 2.4252 | 424.069 | 2.7206 | 0 | 424.069 | 0 | 2.8858 | 2575.43 | 1084.64 | 0.98615 | 51.9576 | 1054.43 | 1134.82
4475 | 2.9592 | 25436.6 | 2.7605 | 6758.18 | 3.782 | 21672.3 | 2.5865 | 255.241 | 3.2729 | 0 | 255.241 | 0 | 3.3276 | 4344.82 | 0 | 1.7294 | 0 | 572.657 | 1053.41
4476 | 2.9142 | 20981 | 2.6472 | 6409.67 | 3.9747 | 20968.1 | 2.6871 | 0 | 3.03 | 170.456 | 0 | 1015.44 | 3.5984 | 9703.66 | 2779.08 | 2.5636 | 616.914 | 0 | 1213.14
4477 | 3.0439 | 9443.3 | 3.991 | 5586.11 | 3.9277 | 26947.7 | 2.8682 | 0 | 2.9076 | 759.823 | 0 | 3367.74 | 3.2708 | 19884.6 | 12446.3 | 3.44 | 2099.21 | 1927.63 | 2053.08
4478 | 0.58107 | 11060.8 | 3.7838 | 9445.32 | 3.1177 | 25792.3 | 2.5956 | 0 | 3.4407 | 596.877 | 0 | 4668.64 | 3.1361 | 18857.8 | 8635.17 | 3.7511 | 1837.43 | 4438.96 | 4847.14
4479 | 2.4873 | 9206.03 | 3.3352 | 15537.6 | 2.7064 | 20761.5 | 2.543 | 0 | 3.0743 | 171.643 | 0 | 4614.69 | 3.1837 | 13791.6 | 14706 | 2.8054 | 1851.64 | 15088.5 | 17587.1
4480 | 1.2396 | 12375.4 | 2.662 | 21691.1 | 2.0231 | 35465.5 | 2.0225 | 280.714 | 0.41078 | 1245.17 | 280.714 | 14558.2 | 2.6503 | 11377.4 | 19990.9 | 1.5904 | 1001.1 | 16641.3 | 32095.5
4481 | 1.6438 | 12279.9 | 0.19015 | 20104.8 | 1.35 | 18798.2 | 1.6221 | 0 | 0.60513 | 2969.58 | 0 | 13117.7 | 1.881 | 12304.6 | 9542.55 | 1.042 | 1778.19 | 24206.9 | 37570
4482 | 0.62251 | 9651.36 | 0.052035 | 27150.4 | 0.012906 | 12652.5 | 0.39868 | 3211.49 | 0.39633 | 2993.92 | 3211.49 | 14316.9 | 0.99247 | 10087.7 | 24048.4 | 0.5065 | 2637.88 | 31086.6 | 39467.6
4483 | 0.21496 | 7615.26 | 0.009658 | 33049.4 | 0.050398 | 12932.7 | 0.26086 | 1635.65 | 0.0060706 | 12311.7 | 1635.65 | 8188.93 | 0.24079 | 9372.15 | 26548.2 | 0.38339 | 1949.7 | 35007.1 | 29664.6
4484 | 0 | 8327.93 | 0 | 29842.2 | 0 | 10698.6 | 0.019271 | 1322.8 | 0 | 12631.8 | 1322.8 | 13670.9 | 0 | 7001.59 | 1886.44 | 0.079689 | 1855.58 | 34936.3 | 36307.3
4485 | 0 | 6431.39 | 0 | 33340.3 | 0 | 0 | 0 | 634.241 | 0 | 12840 | 634.241 | 20174.4 | 0 | 5078.66 | 21190.2 | 0 | 1153.67 | 37311.4 | 40053.4
4486 | 0 | 11423 | 0 | 39290.6 | 0 | 0 | 0 | 596.903 | 0 | 11254.8 | 596.903 | 24880.2 | 0 | 6234.45 | 19782.3 | 0 | 662.717 | 37293.8 | 40053.4
4487 | 0 | 11031.4 | 0 | 39471.6 | 0 | 30866.5 | 0 | 4705.77 | 0 | 15544.9 | 4705.77 | 8573.65 | 0 | 19680.1 | 8240.31 | 0 | 0 | 38422.8 | 39310.5
4488 | 0 | 6229.02 | 0 | 38836.6 | 0 | 15501.4 | 0 | 0 | 0 | 11819.4 | 0 | 146.884 | 0 | 28994 | 5775.21 | 0 | 0 | 37973.6 | 38466.5
4489 | 0 | 3549.36 | 0 | 37402.1 | 0 | 1122.2 | 0 | 0 | 0 | 11008.4 | 0 | 0 | 0 | 27774.7 | 4223.53 | 0 | 0 | 38613.7 | 38500.5
4490 | 0 | 0 | 0 | 36883.2 | 0 | 6723.97 | 0 | 0 | 0 | 9147.98 | 0 | 0 | 0 | 22146.4 | 3088.01 | 0 | 0 | 39240.2 | 34685.7
4491 | 0 | 2174.6 | 0 | 35920.8 | 0 | 8203.49 | 0 | 0 | 0 | 7058.36 | 0 | 0 | 0 | 15194.2 | 2267.13 | 0 | 0 | 39168.8 | 38169.5
4492 | 0 | 9391.14 | 0 | 35041.4 | 0 | 9951.37 | 0 | 0 | 0 | 6190.85 | 0 | 0 | 0 | 6377.63 | 2128.33 | 0 | 0 | 37833.7 | 32882.8
4493 | 0 | 11851.4 | 0 | 30535.8 | 0 | 8503.88 | 0 | 0 | 0 | 5239.03 | 0 | 0 | 0 | 7104.98 | 8548.54 | 0 | 0 | 36639.4 | 32547.7
4494 | 0.14399 | 22787.8 | 0 | 27326 | 0.22857 | 8517.51 | 0.1301 | 0 | 0.03356 | 3713.7 | 0 | 0 | 0.06117 | 10174.9 | 5528.25 | 0.10287 | 0 | 34343.8 | 32111.2
4495 | 0.37785 | 32860.2 | 0.18997 | 23986.1 | 1.0474 | 6215.25 | 0.17551 | 2177.87 | 0.403 | 2215.39 | 2177.87 | 0 | 0.45955 | 14941.2 | 4272.93 | 0.62776 | 0 | 22310.3 | 4249.88
4496 | 1.2144 | 26988.9 | 1.0687 | 15881.8 | 2.033 | 11082.3 | 0.8353 | 1636.58 | 1.1683 | 610.272 | 1636.58 | 0 | 1.3032 | 12241.1 | 0 | 1.5882 | 0 | 9083.4 | 3874.81
4497 | 2.492 | 7895.26 | 0.73584 | 7312.54 | 2.8548 | 29723.8 | 1.3756 | 1374.76 | 1.9981 | 1123 | 1374.76 | 0 | 2.1518 | 9899 | 0 | 2.508 | 32.0588 | 8149.39 | 6595.57
4498 | 3.1402 | 1890.58 | 2.6519 | 3300.26 | 3.4605 | 28622.4 | 2.2827 | 911.232 | 2.6984 | 2160.16 | 911.232 | 54.0197 | 2.8307 | 16462.4 | 0 | 2.1348 | 0 | 7403.4 | 9237.52
4499 | 3.6321 | 8621.58 | 1.6752 | 0 | 3.8631 | 18074.2 | 2.5275 | 1258.47 | 3.1762 | 860.854 | 1258.47 | 2390.59 | 3.2784 | 12970.8 | 0 | 3.7337 | 1102.78 | 6058.62 | 13294.1
4500 | 3.926 | 9297.33 | 3.2043 | 0 | 4.0401 | 12296.7 | 2.0969 | 1724.22 | 3.4511 | 5542.4 | 1724.22 | 2373.99 | 3.5444 | 10376.3 | 0 | 2.6831 | 3039.69 | 7499.91 | 9646.91
4501 | 1.4886 | 4192.27 | 2.3342 | 702.36 | 3.438 | 40053.4 | 1.7683 | 1120.45 | 2.5966 | 4710.63 | 1120.45 | 2032.74 | 3.2641 | 9755 | 0 | 3.9937 | 8639.29 | 10728.6 | 8627.05
4502 | 0.16585 | 1764.99 | 3.0299 | 3268.87 | 2.782 | 4849.94 | 0.47901 | 2311.79 | 3.2429 | 2309.93 | 2311.79 | 5741.25 | 3.4745 | 8008.79 | 0 | 3.8253 | 10699.3 | 12241 | 14487.6
4503 | 3.3392 | 0 | 0.36017 | 2825.69 | 3.1516 | 23239.1 | 1.2876 | 1615.91 | 2.8995 | 3436.06 | 1615.91 | 10918 | 3.1272 | 7405.18 | 0 | 3.5123 | 9589.12 | 15349.5 | 18748.5
4504 | 0.54605 | 1933.46 | 0.13339 | 2086.59 | 2.2176 | 5995.71 | 1.8668 | 0 | 2.3797 | 6410.26 | 0 | 14675.4 | 2.5954 | 4321 | 0 | 2.937 | 5289.06 | 18448.9 | 17406.4
4505 | 1.4163 | 3561.26 | 0.34643 | 3903.4 | 1.3962 | 36845.7 | 0.09316 | 39473.1 | 1.6887 | 3766.16 | 39473.1 | 638.709 | 1.8464 | 996.753 | 0 | 2.1719 | 1359.96 | 24494 | 32794.1
4506 | 0.059546 | 6612.64 | 0.081593 | 8051.82 | 0.31598 | 1799.31 | 0.14309 | 8784.31 | 0.9122 | 7655.59 | 8784.31 | 0 | 0.97677 | 1089.99 | 0 | 1.2497 | 0 | 30022.6 | 39130.7
4507 | 0.20902 | 10856 | 0.019963 | 14163.7 | 0.025963 | 35608.3 | 0.27449 | 6210.5 | 0.26548 | 9845.13 | 6210.5 | 0 | 0.24453 | 0 | 0 | 0.40596 | 0 | 23979.5 | 39291.9
4508 | 0 | 8279.31 | 0 | 15451.3 | 0 | 33753.8 | 0.014193 | 6252.14 | 0 | 4956.93 | 6252.14 | 3810.81 | 0 | 0 | 0 | 0.075413 | 0 | 25983.3 | 38323.9
4509 | 0 | 1709.69 | 0 | 38341.5 | 0 | 38279.9 | 0 | 6508.63 | 0 | 0 | 6508.63 | 1781.52 | 0 | 0 | 0 | 0 | 0 | 36678.2 | 38362
4510 | 0 | 101.054 | 0 | 39608.3 | 0 | 107.106 | 0 | 5549.85 | 0 | 0 | 5549.85 | 0 | 0 | 0 | 16335.4 | 0 | 0 | 36745.5 | 39690.6
4511 | 0 | 0 | 0 | 38877.2 | 0 | 1815.79 | 0 | 5283.5 | 0 | 0 | 5283.5 | 0 | 0 | 0 | 9298.69 | 0 | 0 | 37169.3 | 39825.1
4512 | 0 | 0 | 0 | 36508.5 | 0 | 3323.05 | 0 | 7713.35 | 0 | 7304.65 | 7713.35 | 0 | 0 | 1334.97 | 4363.93 | 0 | 0 | 37094.4 | 39585.7
4513 | 0 | 0 | 0 | 35555.9 | 0 | 2234.22 | 0 | 7699.77 | 0 | 1908.7 | 7699.77 | 0 | 0 | 3862.98 | 1958.44 | 0 | 0 | 38425.2 | 39003.7
4514 | 0 | 0 | 0 | 28399.3 | 0 | 0 | 0 | 5840.97 | 0 | 2891.81 | 5840.97 | 0 | 0 | 4973.27 | 1778.59 | 0 | 0 | 39366 | 38177.6
4515 | 0 | 0 | 0 | 24194.6 | 0 | 0 | 0 | 5549.91 | 0 | 1894.32 | 5549.91 | 0 | 0 | 5729.26 | 0 | 0 | 0 | 39278.8 | 33076
4516 | 0 | 742.973 | 0 | 19585.3 | 0 | 0 | 0 | 2414.91 | 0 | 3824.16 | 2414.91 | 0 | 0 | 13228.7 | 0 | 0 | 0 | 38660.9 | 22448
4517 | 0 | 2250.5 | 0 | 13221.3 | 0 | 0 | 0 | 3799.5 | 0 | 2372.43 | 3799.5 | 0 | 0 | 9241.91 | 0 | 0 | 251.522 | 37547.4 | 18189.1
4518 | 0.099311 | 523.362 | 0 | 5693.92 | 0.22357 | 2740.84 | 0.12405 | 4502.01 | 0.030645 | 1247.94 | 4502.01 | 0 | 0.057355 | 9499.73 | 0 | 0.12448 | 1857.16 | 35798.4 | 13657.5
4519 | 0.67397 | 0 | 0.016927 | 1351.44 | 1.0354 | 1639.31 | 0.57265 | 2582.83 | 0.36953 | 0 | 2582.83 | 0 | 0.4647 | 15023.3 | 0 | 0.62104 | 2957.69 | 21986 | 3598.06
4520 | 1.4618 | 1089.02 | 0.070599 | 6364.63 | 2.0302 | 0 | 1.3356 | 102.848 | 1.1582 | 0 | 102.848 | 0 | 1.2873 | 13607.2 | 0 | 1.4424 | 1387.79 | 7432.49 | 689.137
4521 | 2.3606 | 2883.03 | 0.56044 | 6719.78 | 2.8832 | 15173.9 | 2.1327 | 3610.62 | 1.5493 | 0 | 3610.62 | 0 | 1.7839 | 12203.9 | 0 | 1.9852 | 2840.06 | 994.901 | 200.904
4522 | 2.9161 | 9272.62 | 1.7948 | 2381.43 | 2.2769 | 7823.06 | 2.7767 | 3329.51 | 2.0816 | 0 | 3329.51 | 980.717 | 2.7966 | 4739.63 | 0 | 2.2083 | 6545.73 | 0 | 1939.38
4523 | 3.3658 | 13593.2 | 1.8208 | 6028.49 | 3.326 | 7820.41 | 3.1411 | 3663.6 | 2.8875 | 0 | 3663.6 | 1380.86 | 3.1827 | 2037.27 | 0 | 2.3226 | 10086.5 | 0 | 1294.84
4524 | 4.1297 | 16101.2 | 1.4205 | 12804.5 | 1.322 | 13188.6 | 3.3949 | 3762.44 | 2.4023 | 0 | 3762.44 | 1.1125 | 3.4616 | 5733.68 | 0 | 2.5522 | 15583.8 | 0 | 2184.02
4525 | 3.1017 | 17167.3 | 2.7024 | 15794.4 | 3.7188 | 11830.3 | 3.4621 | 3488.07 | 2.8899 | 5416.47 | 3488.07 | 0 | 3.5301 | 2427.78 | 0 | 1.8972 | 21071.1 | 5612.68 | 176.091
4526 | 3.9309 | 18605.5 | 1.0358 | 11215.9 | 3.2962 | 13332.4 | 3.335 | 3425.43 | 2.7677 | 0 | 3425.43 | 782.647 | 3.2705 | 1898.7 | 0 | 1.1621 | 23153 | 15619.1 | 0
4527 | 3.4951 | 17677.8 | 2.5983 | 9231.92 | 2.7846 | 9555.15 | 2.9997 | 6448.6 | 1.8198 | 0 | 6448.6 | 1905.73 | 2.6207 | 1490.66 | 0 | 2.6834 | 28924.8 | 24452.9 | 0
4528 | 2.8069 | 19279.2 | 2.6477 | 8691.2 | 2.2041 | 17134.4 | 2.4774 | 31731.4 | 2.2004 | 163.399 | 31731.4 | 4024.74 | 2.163 | 832.958 | 0 | 1.5287 | 36859.3 | 16266.8 | 0
4529 | 0.90512 | 9716.26 | 1.7442 | 6361.01 | 1.3208 | 3317.56 | 1.7626 | 7337.46 | 0.79335 | 110.889 | 7337.46 | 5922.96 | 1.5118 | 1293.11 | 0 | 0.69157 | 37139.5 | 17765.9 | 5273.78
4530 | 0.1468 | 1604.3 | 0.79439 | 6464.4 | 0.49215 | 0 | 0.82791 | 3437.31 | 0.76166 | 6185.85 | 3437.31 | 5957.7 | 0.82618 | 1591.18 | 0 | 0.34225 | 37361.9 | 19449.2 | 27079.1
4531 | 0.14255 | 0 | 0.16562 | 6680.63 | 0.10475 | 12741.4 | 0.28714 | 6051.56 | 0.25312 | 5960.17 | 6051.56 | 7072.44 | 0.25099 | 3231.89 | 0 | 0.39136 | 34971.8 | 20665.7 | 20062
4532 | 0 | 9686.54 | 0 | 14306.9 | 0 | 20767.6 | 0.021601 | 1187.95 | 0 | 7950.82 | 1187.95 | 7317.99 | 0 | 3694.81 | 812.725 | 0.086982 | 37648.8 | 29658 | 36638
4533 | 0 | 24972.7 | 0 | 18630.4 | 0 | 19359.7 | 0 | 4737.95 | 0 | 11006.9 | 4737.95 | 2676.71 | 0 | 3949.83 | 8124.12 | 0 | 36502.5 | 37905.4 | 39521.7
4534 | 0 | 6138.55 | 0 | 15850.2 | 0 | 27918.2 | 0 | 731.654 | 0 | 8619.26 | 731.654 | 0 | 0 | 6901.78 | 16242.1 | 0 | 35324.5 | 37949.4 | 39909.4
4535 | 0 | 8070.51 | 0 | 13760.4 | 0 | 29746 | 0 | 0 | 0 | 2807.56 | 0 | 0 | 0 | 6189.85 | 17634.8 | 0 | 35271.4 | 37092.3 | 40053.4
4536 | 0 | 22578.2 | 0 | 13618.6 | 0 | 13703.6 | 0 | 2478.03 | 0 | 4962.69 | 2478.03 | 0 | 0 | 8053.81 | 24049.5 | 0 | 34281.4 | 37103.9 | 40053.4
4537 | 0 | 40053.4 | 0 | 10526.1 | 0 | 7760.35 | 0 | 3248.05 | 0 | 12325 | 3248.05 | 0 | 0 | 7873.06 | 20471.6 | 0 | 36658.3 | 37670.3 | 39664.5
4538 | 0 | 40053.4 | 0 | 3702.56 | 0 | 6365.43 | 0 | 247.265 | 0 | 8379.93 | 247.265 | 0 | 0 | 6592.29 | 17162 | 0 | 38090.1 | 36807.9 | 38613.6
4539 | 0 | 39693.2 | 0 | 1187.21 | 0 | 7078.88 | 0 | 2877.9 | 0 | 8363.64 | 2877.9 | 0 | 0 | 6445.09 | 5488.39 | 0 | 35489.9 | 34771.3 | 34982.5
4540 | 0 | 39284.1 | 0 | 710.736 | 0 | 1083.56 | 0 | 2254.69 | 0 | 10955.6 | 2254.69 | 0 | 0 | 3266.91 | 12533 | 0 | 33473.8 | 16879.8 | 29847
4541 | 0 | 39331.4 | 0 | 617.391 | 0 | 2075.21 | 0 | 2215.84 | 0 | 7545.01 | 2215.84 | 0 | 0 | 5052.23 | 0 | 0 | 31509.3 | 7027.46 | 26358.9
4542 | 0.096786 | 36968.2 | 0.076576 | 0 | 0.22293 | 1272.5 | 0 | 640.31 | 0.034398 | 4436.74 | 640.31 | 0 | 0.04576 | 3209.21 | 1429.08 | 0.11814 | 29262.7 | 1802.89 | 22312.5
4543 | 0.66762 | 29147.5 | 0.50773 | 0 | 0.9118 | 1528.45 | 0.01656 | 4356.41 | 0.36946 | 3232.45 | 4356.41 | 0 | 0.48179 | 1973.87 | 2147.44 | 0.60098 | 26859.6 | 0 | 10980.9
4544 | 1.6737 | 16438.8 | 1.4864 | 0 | 1.7743 | 0 | 0.60518 | 882.713 | 1.1867 | 193.6 | 882.713 | 0 | 1.182 | 3200.2 | 1184.88 | 1.4793 | 15061.5 | 0 | 2793.93
4545 | 2.569 | 6673.57 | 2.4371 | 2096.02 | 2.6898 | 0 | 0.25228 | 0 | 2.0421 | 63.7914 | 0 | 0 | 1.9313 | 4760.98 | 4318.65 | 2.3611 | 15044.2 | 0 | 4369.81
4546 | 3.2031 | 2404.39 | 3.1936 | 0 | 3.3262 | 12458.8 | 0.23822 | 0 | 2.729 | 0 | 0 | 0 | 2.2237 | 14689.6 | 6360.96 | 3.0842 | 12603.5 | 0 | 1266.84
4547 | 3.6127 | 678.959 | 3.7127 | 9124.27 | 1.7564 | 7156.61 | 0.45332 | 217.471 | 3.1985 | 46.6929 | 217.471 | 0 | 2.5699 | 16568.7 | 9393.14 | 3.6043 | 10938.1 | 0 | 1429.57
4548 | 1.857 | 0 | 3.9795 | 6984.68 | 3.9093 | 6060.08 | 0.29308 | 0 | 3.4731 | 1089.43 | 0 | 0 | 2.7863 | 18895.8 | 11248.3 | 3.9314 | 11207.4 | 0 | 3007.18
4549 | 0.83657 | 0 | 0.50756 | 566.519 | 3.8828 | 3869.11 | 0.66133 | 2853.36 | 3.5371 | 878.838 | 2853.36 | 0 | 1.7667 | 30370.2 | 11989.5 | 3.9665 | 7718.12 | 0 | 6994.1
4550 | 2.1151 | 0 | 3.3559 | 399.611 | 3.647 | 5873.49 | 1.3102 | 618.573 | 3.3968 | 1736.27 | 618.573 | 0 | 2.4044 | 36360.7 | 10941.1 | 3.8086 | 3764.08 | 0 | 13507
4551 | 1.6797 | 0 | 0.90889 | 0 | 1.9946 | 5710.26 | 2.3464 | 2097.77 | 3.0579 | 2901.77 | 2097.77 | 3039.76 | 0.16791 | 39073.8 | 19280.3 | 3.4347 | 4328.11 | 2883.14 | 26506.5
4552 | 2.2522 | 144.943 | 2.641 | 0 | 2.2687 | 8466.87 | 2.5196 | 6973.71 | 2.5184 | 2969.22 | 6973.71 | 747.045 | 1.8294 | 39647.5 | 28283 | 2.8352 | 6438.41 | 7575.59 | 35474.8
4553 | 0.44934 | 0 | 1.6069 | 0 | 1.4704 | 0 | 1.0017 | 0 | 1.7826 | 17599.2 | 0 | 0 | 1.626 | 39641.1 | 32111.8 | 2.0702 | 9892.52 | 13917.3 | 38264.3
4554 | 0.50197 | 3484.11 | 0.78108 | 0 | 0.51717 | 1478.54 | 0.23215 | 878.624 | 0.92358 | 0 | 878.624 | 0 | 0.80982 | 39618.3 | 36781.8 | 1.1963 | 14678.1 | 22721.9 | 39465.4
4555 | 0.20758 | 12381 | 0.14139 | 0 | 0.097872 | 2082.74 | 0.26391 | 4269.33 | 0.22542 | 923.387 | 4269.33 | 851.807 | 0.24696 | 39455.9 | 30254.4 | 0.40996 | 12613.9 | 20326.9 | 39152.7
4556 | 0 | 4778.15 | 0 | 0 | 0 | 10954.8 | 0.024228 | 3896.35 | 0 | 17982.1 | 3896.35 | 5646.89 | 0 | 37391 | 32370.7 | 0.075827 | 12587.7 | 24535.5 | 39696.3
4557 | 0 | 0 | 0 | 0 | 0 | 13318.3 | 0 | 4429.05 | 0 | 18837.5 | 4429.05 | 520.01 | 0 | 31985.3 | 28036.8 | 0 | 14895.3 | 30148.7 | 40053.4
4558 | 0 | 0 | 0 | 1070.54 | 0 | 15761.3 | 0 | 2958.1 | 0 | 10771.4 | 2958.1 | 585.7 | 0 | 34391.1 | 28056.4 | 0 | 15614.3 | 29876.8 | 40053.4
4559 | 0 | 0 | 0 | 924.715 | 0 | 15527.2 | 0 | 10648 | 0 | 20569.9 | 10648 | 1847.11 | 0 | 38305.6 | 22644.1 | 0 | 9973.54 | 27565.6 | 39977.6
4560 | 0 | 0 | 0 | 669.488 | 0 | 1014.55 | 0 | 4544.4 | 0 | 11522.9 | 4544.4 | 1248.69 | 0 | 36872.6 | 20728.9 | 0 | 9460.65 | 15986.3 | 39680.8
4561 | 0 | 0 | 0 | 1208.51 | 0 | 2985.99 | 0 | 3949.25 | 0 | 13920.3 | 3949.25 | 1191.41 | 0 | 36530.8 | 24633.6 | 0 | 11897.6 | 12670.9 | 39935.6
4562 | 0 | 646.421 | 0 | 2099.09 | 0 | 5687.72 | 0 | 8567.55 | 0 | 12706.2 | 8567.55 | 3042.12 | 0 | 36303.8 | 25960.9 | 0 | 15528.6 | 12963 | 40035.4
4563 | 0 | 748.23 | 0 | 978.725 | 0 | 0 | 0 | 13022.2 | 0 | 13894.8 | 13022.2 | 0 | 0 | 37363.8 | 22016.3 | 0 | 17983.9 | 8161.79 | 39854.7
4564 | 0 | 0 | 0 | 0 | 0 | 0 | 0 | 10178.8 | 0 | 12654.3 | 10178.8 | 0 | 0 | 39006.8 | 19832.5 | 0 | 19169.8 | 2805.75 | 38762.8
4565 | 0 | 0 | 0 | 0 | 0 | 0 | 0 | 5999.17 | 0 | 9737.54 | 5999.17 | 0 | 0 | 39314.7 | 17201.6 | 0 | 19797.9 | 2568.87 | 37951.6
4566 | 0.12758 | 1306.02 | 0.076385 | 0 | 0.2091 | 0 | 0.10986 | 5803.84 | 0.032477 | 5954.79 | 5803.84 | 0 | 0.054615 | 39159.5 | 16982.1 | 0.11995 | 20350.2 | 2289.18 | 36897.1
4567 | 0.61712 | 3877.93 | 0.50546 | 0 | 0.86162 | 0 | 0.54689 | 3928.95 | 0.36916 | 5134.2 | 3928.95 | 0 | 0.3252 | 37586.2 | 7636.71 | 0.60155 | 25066.8 | 40.1574 | 23449.7
4568 | 1.6459 | 2369.94 | 1.4825 | 3841.24 | 1.9883 | 0 | 1.1894 | 1883.58 | 1.1949 | 682.326 | 1883.58 | 0 | 0.086707 | 38102.3 | 4885.69 | 1.4833 | 21119.4 | 0 | 2068
4569 | 2.1303 | 1313.84 | 2.4334 | 13450.7 | 2.8313 | 1820.67 | 2.3474 | 8838.87 | 2.0643 | 1126.97 | 8838.87 | 0 | 0.2032 | 38383.3 | 4709.15 | 2.3605 | 23487.7 | 0 | 2098.29
4570 | 2.6466 | 0 | 3.1871 | 16906.3 | 2.0271 | 3504.56 | 3.0269 | 3032.13 | 2.7723 | 2401.73 | 3032.13 | 0 | 0.99707 | 29210.3 | 6908.31 | 3.0818 | 23399.8 | 0 | 3540.58
4571 | 3.7765 | 0 | 3.7134 | 18842.4 | 3.0198 | 4384.16 | 3.2358 | 6018.68 | 3.2232 | 2756.89 | 6018.68 | 0 | 1.7088 | 22011.2 | 5889.09 | 3.5791 | 22424.7 | 0 | 486.49
4572 | 3.1063 | 704.787 | 3.9793 | 19021.4 | 1.8245 | 3720.17 | 3.741 | 7765.22 | 3.4882 | 4849.13 | 7765.22 | 1657.79 | 1.9645 | 17119.2 | 6063.28 | 3.8663 | 30508.3 | 0 | 0
4573 | 0.32697 | 6084.12 | 4.0056 | 14070.9 | 0.75553 | 5019.09 | 3.7955 | 9143.71 | 3.5589 | 5142.93 | 9143.71 | 986.159 | 1.8205 | 12299.8 | 7654.43 | 3.9609 | 33172.6 | 195.439 | 0
4574 | 3.7547 | 9186.39 | 3.7968 | 8280.93 | 3.1343 | 9213.94 | 3.6257 | 16430.9 | 3.4093 | 5468.2 | 16430.9 | 4907.12 | 1.4559 | 15873.2 | 5771.13 | 3.7819 | 28768.6 | 3504.16 | 0
4575 | 1.5112 | 4187.92 | 2.9378 | 4979.82 | 2.7138 | 8707.6 | 3.2728 | 13603.6 | 3.0859 | 6854.7 | 13603.6 | 30311.2 | 2.4029 | 29218.2 | 5902.26 | 3.4007 | 30986.7 | 8373.75 | 0
4576 | 2.0398 | 1842.8 | 2.2995 | 5120.08 | 0.81298 | 7598.16 | 2.7173 | 24597.2 | 2.5397 | 6598.46 | 24597.2 | 0 | 0.54593 | 28422.6 | 1987.3 | 2.7809 | 33016.1 | 14208.8 | 0
4577 | 1.4314 | 3217.57 | 1.2901 | 7447.77 | 1.479 | 4530.73 | 1.9513 | 9465.21 | 1.7982 | 38714.6 | 9465.21 | 0 | 0.55097 | 32938.8 | 4310.01 | 1.5292 | 33405 | 26331.2 | 8697.53
4578 | 0.87028 | 3621.04 | 0.78044 | 5618.91 | 0.52567 | 7429.73 | 1.0281 | 5472.52 | 0.92905 | 15103.1 | 5472.52 | 0 | 0.40815 | 34744.9 | 5854.68 | 1.1332 | 33859.3 | 35912.6 | 35666.9
4579 | 0.18149 | 4087.02 | 0.12305 | 4403.56 | 0.087226 | 8758.97 | 0.23403 | 1500.82 | 0.22488 | 13553.8 | 1500.82 | 2053.24 | 0.096838 | 38385 | 3665.41 | 0.42635 | 31201 | 37214.4 | 37408.3
4580 | 0 | 5392.12 | 0 | 13743.6 | 0 | 4723.73 | 0.034904 | 18855.5 | 0 | 5784.93 | 18855.5 | 0 | 0 | 34974.5 | 2181.31 | 0.076811 | 32935.3 | 36887.6 | 38915.6
4581 | 0 | 3006.01 | 0 | 21701.6 | 0 | 8676.46 | 0 | 40053.4 | 0 | 5134.22 | 40053.4 | 4960.58 | 0 | 27344.1 | 1077.42 | 0 | 30954 | 37550 | 40050.1
4582 | 0 | 4104.49 | 0 | 32563.2 | 0 | 0 | 0 | 175.473 | 0 | 10703.7 | 175.473 | 6038.69 | 0 | 17614.7 | 0 | 0 | 33206 | 36184.8 | 40053.4
4583 | 0 | 5989.4 | 0 | 38165.2 | 0 | 573.093 | 0 | 0 | 0 | 8734.67 | 0 | 3515.17 | 0 | 25358.8 | 0 | 0 | 37898.3 | 22996.9 | 39939.3
4584 | 0 | 4463.49 | 0 | 38011 | 0 | 1014.8 | 0 | 2563.58 | 0 | 3450.2 | 2563.58 | 0 | 0 | 25446.1 | 0 | 0 | 37932.1 | 9134.87 | 40053.4
4585 | 0 | 4484.09 | 0 | 36999.9 | 0 | 3166.19 | 0 | 20488.2 | 0 | 1956.42 | 20488.2 | 0 | 0 | 28139.6 | 0 | 0 | 37750.3 | 6249.41 | 39513
4586 | 0 | 4281.6 | 0 | 36929.1 | 0 | 0 | 0 | 5804.09 | 0 | 2866.74 | 5804.09 | 0 | 0 | 27012.9 | 0 | 0 | 39056.5 | 13405.1 | 36454.1
4587 | 0 | 7339.92 | 0 | 33746 | 0 | 0 | 0 | 4451.08 | 0 | 9361.62 | 4451.08 | 1815.02 | 0 | 27802.1 | 0 | 0 | 39576.6 | 19961.1 | 32381.2
4588 | 0 | 2124.44 | 0 | 29359.7 | 0 | 0 | 0 | 941.39 | 0 | 11475.2 | 941.39 | 0 | 0 | 30450.9 | 0 | 0 | 39628.5 | 10947.2 | 19884.9
4589 | 0 | 3264.32 | 0 | 30948.4 | 0 | 0 | 0 | 895.145 | 0 | 11061.5 | 895.145 | 0 | 0 | 24909.8 | 0 | 0 | 39621.9 | 5687.39 | 14343.2
4590 | 0.096522 | 7067.39 | 0.062132 | 19946.8 | 0.2439 | 219.714 | 0.092686 | 4935.48 | 0.043109 | 11428.2 | 4935.48 | 0 | 0.017084 | 10855.5 | 122.506 | 0.10448 | 39612.7 | 2334.19 | 8973.16
4591 | 0.66146 | 12453.1 | 0.5019 | 11094.9 | 0.63491 | 0 | 0.53262 | 5327.17 | 0.36088 | 8201.53 | 5327.17 | 0 | 0.16583 | 3740.27 | 998.866 | 0.53258 | 39036.1 | 405.264 | 13363.9
4592 | 1.6624 | 2255.28 | 1.5017 | 9356.62 | 1.8137 | 0 | 1.4022 | 341.632 | 1.1611 | 1886.28 | 341.632 | 0 | 0.72064 | 5237.04 | 1097.22 | 1.1156 | 37588.7 | 765.311 | 599.504
4593 | 2.5713 | 3384.47 | 2.4529 | 9699.77 | 2.5482 | 0 | 1.9873 | 3832.66 | 2.0115 | 1397.6 | 3832.66 | 0 | 1.666 | 6990.1 | 0 | 1.9729 | 39128 | 0 | 964.837
4594 | 3.2499 | 8338.64 | 3.2185 | 9658.08 | 3.4676 | 0 | 0.64962 | 1548.04 | 2.7094 | 1081.75 | 1548.04 | 0 | 2.1467 | 4641.24 | 2434.79 | 2.4091 | 39074.3 | 0 | 1090.35
4595 | 3.7146 | 10624.4 | 3.7469 | 17129.8 | 3.8644 | 1973.43 | 2.9527 | 2083.56 | 3.1989 | 876.033 | 2083.56 | 0 | 2.3092 | 3806.8 | 6187.51 | 2.8026 | 37648.4 | 0 | 0
4596 | 3.9863 | 13119.8 | 4.0181 | 29396.4 | 4.0485 | 3050.29 | 2.6736 | 2378.96 | 3.4741 | 525.1 | 2378.96 | 0 | 2.5376 | 7619.11 | 5646.29 | 2.2816 | 34588.9 | 0 | 225.145
4597 | 4.0084 | 12193.7 | 4.0515 | 36922.8 | 3.6352 | 6327.25 | 2.3872 | 2662.43 | 3.5682 | 5986.79 | 2662.43 | 39286.3 | 3.1558 | 7254.24 | 8412.41 | 2.1398 | 33779.8 | 0 | 0
4598 | 3.8129 | 15943 | 3.8317 | 25597.6 | 3.3863 | 0 | 2.8185 | 3329.59 | 3.4099 | 11391.9 | 3329.59 | 2054.86 | 3.0751 | 14500.8 | 11132.1 | 2.4278 | 36138.6 | 0 | 1149.96
4599 | 2.7534 | 13130.8 | 3.379 | 8034.5 | 2.746 | 11197.1 | 2.4758 | 2112.28 | 3.0574 | 9627.36 | 2112.28 | 0 | 2.8322 | 19684.3 | 13251.7 | 1.9654 | 36625.4 | 1091.41 | 9416.57
4600 | 2.7232 | 9537.46 | 2.6823 | 6666.02 | 2.1103 | 16863 | 1.999 | 1811.98 | 2.513 | 1382.7 | 1811.98 | 0 | 2.3001 | 12205.1 | 13228.5 | 1.7225 | 36999.1 | 4847.66 | 17315.9
4601 | 1.8529 | 9361.32 | 1.7932 | 6923.15 | 1.488 | 0 | 0.93671 | 4547.86 | 1.7652 | 478.236 | 4547.86 | 0 | 1.4606 | 24077 | 14232.7 | 1.088 | 36795.6 | 12922.5 | 27806.2
4602 | 0.030119 | 13789.8 | 0.79356 | 1738.33 | 0.53197 | 11122 | 0.83641 | 7910.08 | 0.91839 | 3111.07 | 7910.08 | 0 | 0.99138 | 22613.4 | 14511.6 | 0.9207 | 36589.6 | 25645.4 | 36043.3
4603 | 0.20349 | 19055.6 | 0.11536 | 0 | 0.080293 | 20491.2 | 0.26059 | 3789.42 | 0.23646 | 1810.65 | 3789.42 | 2809.65 | 0.24068 | 15577.5 | 27456.7 | 0.38027 | 36550.2 | 35011.5 | 38837.5
4604 | 0 | 16231.5 | 0 | 1015.37 | 0 | 8307.07 | 0.019186 | 6294.88 | 0 | 532.478 | 6294.88 | 0 | 0 | 17285.4 | 26689.9 | 0.084891 | 27445.4 | 35838.5 | 39055.3
4605 | 0 | 11295.1 | 0 | 0 | 0 | 619.443 | 0 | 6548.37 | 0 | 1675.47 | 6548.37 | 1817.14 | 0 | 18798.7 | 31472.6 | 0 | 11947.2 | 35439.8 | 40053.4
4606 | 0 | 18765 | 0 | 0 | 0 | 0 | 0 | 5253.12 | 0 | 0 | 5253.12 | 581.626 | 0 | 16478 | 38011 | 0 | 6930.48 | 37951.3 | 40053.4
4607 | 0 | 12238.8 | 0 | 0 | 0 | 0 | 0 | 6182.76 | 0 | 0 | 6182.76 | 0 | 0 | 13615.4 | 38383.2 | 0 | 5217.86 | 34991.4 | 39654.1
4608 | 0 | 2712.2 | 0 | 0 | 0 | 0 | 0 | 5510.46 | 0 | 448.905 | 5510.46 | 0 | 0 | 14351.4 | 37622.6 | 0 | 5778.59 | 33627.6 | 39180.7
4609 | 0 | 358.749 | 0 | 0 | 0 | 1969.07 | 0 | 6008.38 | 0 | 0 | 6008.38 | 0 | 0 | 4838.81 | 38246.1 | 0 | 9700.71 | 34883.8 | 37892.3
4610 | 0 | 2808.11 | 0 | 0 | 0 | 8913.26 | 0 | 5722.27 | 0 | 0 | 5722.27 | 0 | 0 | 567.236 | 38166.1 | 0 | 2566.42 | 35190.8 | 33151
4611 | 0 | 8657.85 | 0 | 3914.34 | 0 | 5409.3 | 0 | 7624.05 | 0 | 0 | 7624.05 | 0 | 0 | 0 | 38406.1 | 0 | 4862.82 | 31828.8 | 13768
4612 | 0 | 9037.97 | 0 | 3096.5 | 0 | 0 | 0 | 9432.46 | 0 | 335.547 | 9432.46 | 1761.67 | 0 | 0 | 36578.7 | 0 | 12931.2 | 23170.4 | 1448.32
4613 | 0 | 4620 | 0 | 7292.08 | 0 | 0 | 0 | 12969 | 0 | 0 | 12969 | 0 | 0 | 0 | 37626.2 | 0 | 10355.6 | 21338.7 | 3924.5
4614 | 0.092027 | 5707.68 | 0.072272 | 12254.5 | 0.19404 | 0 | 0.10173 | 7800.93 | 0.029675 | 0 | 7800.93 | 0 | 0.051505 | 0 | 38240.4 | 0.089849 | 8317.65 | 19564.3 | 7012.27
4615 | 0.62749 | 6886.52 | 0.49551 | 17318 | 1.0096 | 0 | 0.53295 | 11323.9 | 0.4044 | 0 | 11323.9 | 2023.81 | 0.4114 | 419.858 | 37650.9 | 0.48658 | 4412.73 | 10972.2 | 6124.77
4616 | 1.5518 | 11220.7 | 1.4613 | 14586.5 | 2.0208 | 4177.68 | 1.3441 | 1801.85 | 1.1895 | 0 | 1801.85 | 928.055 | 1.3385 | 2312.34 | 31019.3 | 0.89883 | 1253.3 | 2787.32 | 315.909
4617 | 2.4889 | 17504 | 2.4008 | 8290.65 | 2.8997 | 5154.89 | 2.1391 | 1724.77 | 2.0561 | 0 | 1724.77 | 0 | 1.7973 | 5390.89 | 28314.7 | 0.94056 | 639.235 | 0 | 246.797
4618 | 3.2032 | 24271.6 | 3.1362 | 3949.08 | 3.5528 | 1088.81 | 2.7754 | 3307.31 | 2.752 | 0 | 3307.31 | 0 | 2.5792 | 15258.5 | 29546.8 | 0.89425 | 3335.71 | 0 | 0
4619 | 3.6855 | 14181 | 3.6458 | 1957.95 | 3.9557 | 3249.68 | 3.2133 | 3123.29 | 2.9571 | 0 | 3123.29 | 0 | 3.0249 | 6051.63 | 27276.1 | 1.1211 | 4747.3 | 0 | 0
4620 | 1.6225 | 8204.97 | 3.9316 | 4123.94 | 4.1342 | 2943.47 | 3.1314 | 4008.65 | 2.8978 | 0 | 4008.65 | 0 | 3.1675 | 5855.43 | 34657.9 | 1.6473 | 639.547 | 0 | 0
4621 | 1.124 | 8235.93 | 3.9625 | 8937.84 | 4.0603 | 0 | 3.4958 | 4171.89 | 3.2627 | 0 | 4171.89 | 15158.9 | 2.8957 | 8136.36 | 37327.1 | 2.9316 | 2416.93 | 0 | 0
4622 | 0.1527 | 6879.85 | 3.7722 | 8727.47 | 3.7527 | 7596.02 | 3.2732 | 10885.6 | 3.4112 | 0 | 10885.6 | 21165.6 | 3.1882 | 5684.69 | 38765.2 | 2.5868 | 3571.24 | 0 | 0
4623 | 1.8762 | 6720.16 | 3.3394 | 11348.9 | 1.6413 | 14426.8 | 2.9425 | 0 | 2.487 | 1141.71 | 0 | 19940.9 | 2.6294 | 2761.69 | 39114.7 | 2.423 | 2613.29 | 1564.24 | 0
4624 | 2.0016 | 5985.02 | 2.6726 | 21217.9 | 2.0006 | 4411.43 | 2.428 | 10418.5 | 2.1225 | 9987.32 | 10418.5 | 1885.88 | 2.055 | 4436.5 | 39791.5 | 1.9152 | 0 | 8136.95 | 602.216
4625 | 0.079658 | 3144.39 | 1.7893 | 33140.1 | 1.1527 | 906.562 | 1.7298 | 4424.58 | 1.7557 | 1159.01 | 4424.58 | 9441.89 | 1.1829 | 7708.5 | 39727.3 | 1.2305 | 0 | 11255.1 | 15406.5
4626 | 0.037643 | 5324.95 | 0.78758 | 23211.9 | 0.40126 | 5487.01 | 0.95712 | 2678.16 | 0.91348 | 0 | 2678.16 | 1630.42 | 0.65017 | 7820.47 | 40028.2 | 0.26496 | 0 | 14765.1 | 38441.5
4627 | 0.17444 | 8727.07 | 0.10187 | 12619.7 | 0.08042 | 5390.51 | 0.23029 | 3399.83 | 0.23682 | 0 | 3399.83 | 0 | 0.23296 | 10257 | 35545.3 | 0.087605 | 0 | 22433.3 | 39528.6
4628 | 0 | 26673.1 | 0 | 6913.55 | 0 | 0 | 0.0068259 | 585.574 | 0 | 152.503 | 585.574 | 810.811 | 0 | 9486.71 | 38337.1 | 0.014191 | 158.665 | 34119.6 | 40047.8
4629 | 0 | 27746.3 | 0 | 9775.91 | 0 | 4121.33 | 0 | 0 | 0 | 844.139 | 0 | 0 | 0 | 8694.36 | 38296.7 | 0 | 922.248 | 36830.9 | 39467.1
4630 | 0 | 21305.9 | 0 | 15636.2 | 0 | 151.35 | 0 | 6668.08 | 0 | 0 | 6668.08 | 0 | 0 | 13560 | 37208.6 | 0 | 905.084 | 37131.8 | 39958.7
4631 | 0 | 16516.9 | 0 | 18532.5 | 0 | 1576.15 | 0 | 8802.77 | 0 | 965.338 | 8802.77 | 0 | 0 | 13988 | 37511.7 | 0 | 1617.52 | 34924.6 | 37958.2
4632 | 0 | 15643.4 | 0 | 26284.9 | 0 | 1448.77 | 0 | 2076.24 | 0 | 2904.97 | 2076.24 | 0 | 0 | 9248.85 | 2021.69 | 0 | 1265.79 | 31178.2 | 38985.5
4633 | 0 | 14789.6 | 0 | 28821.2 | 0 | 3858.8 | 0 | 1736.64 | 0 | 2664.67 | 1736.64 | 0 | 0 | 3517.83 | 40053.4 | 0 | 2206.82 | 32943.2 | 38284
4634 | 0 | 23441.4 | 0 | 31861.5 | 0 | 2101.48 | 0 | 10038.3 | 0 | 238.048 | 10038.3 | 0 | 0 | 3095.02 | 40053.4 | 0 | 4313.11 | 33811.4 | 37515.4
4635 | 0 | 23966.1 | 0 | 29478.7 | 0 | 0 | 0 | 7774.02 | 0 | 1982.42 | 7774.02 | 0 | 0 | 5197.4 | 39470.5 | 0 | 9845.37 | 37402.5 | 34065.8
4636 | 0 | 27671.7 | 0 | 27938.5 | 0 | 2461.13 | 0 | 7226.9 | 0 | 2588.23 | 7226.9 | 0 | 0 | 6883.45 | 29667.8 | 0 | 11441.1 | 38247.1 | 32365.1
4637 | 0 | 28619.1 | 0 | 27171.1 | 0 | 0 | 0 | 8085.55 | 0 | 2178.99 | 8085.55 | 0 | 0 | 7791.67 | 9428.09 | 0 | 13172.5 | 38207.5 | 22862.3
4638 | 0.086152 | 13219.3 | 0.062132 | 17265.7 | 0.24144 | 7344.14 | 0.01224 | 8524.32 | 0 | 4063.2 | 8524.32 | 0 | 0.039454 | 9646.21 | 14261.6 | 0.061048 | 15425.3 | 38146.9 | 12877.3
4639 | 0.63311 | 4375.51 | 0.49377 | 9317.82 | 0.66367 | 1606.87 | 0.48395 | 9878.31 | 0.28936 | 1092.25 | 9878.31 | 0 | 0.39239 | 7413.68 | 11602.1 | 0.027228 | 18246.7 | 27679.3 | 4630.6
4640 | 1.6304 | 723.116 | 1.4774 | 5146.79 | 1.6153 | 0 | 1.3191 | 3398.31 | 0.37817 | 933.931 | 3398.31 | 0 | 0.68115 | 5811.26 | 7749.37 | 1.0063 | 20913.5 | 13518.4 | 2022.72
4641 | 1.4301 | 0 | 2.4223 | 71.7202 | 2.5429 | 1155.18 | 1.6627 | 1936.01 | 1.4899 | 1074.47 | 1936.01 | 0 | 1.6801 | 4510.02 | 2202.14 | 2.2583 | 17566.8 | 0 | 4663
4642 | 2.0121 | 0 | 3.1728 | 178.974 | 3.1884 | 0 | 2.2617 | 744.781 | 1.5872 | 1841.81 | 744.781 | 0 | 2.2318 | 4631.3 | 1982.21 | 2.5649 | 16445 | 0 | 5800
4643 | 3.7147 | 0 | 3.6784 | 0 | 3.8913 | 1503.97 | 3.1812 | 0 | 3.197 | 1360.67 | 0 | 0 | 2.6016 | 4756.76 | 1328.74 | 2.1978 | 17590.9 | 0 | 4552.78
4644 | 3.9784 | 0 | 3.9429 | 0 | 3.4864 | 5704.64 | 2.4576 | 0 | 2.9106 | 3404.75 | 0 | 477.324 | 2.3897 | 5672.1 | 1818.99 | 3.7819 | 19430.3 | 0 | 7272.89
4645 | 3.986 | 0 | 3.9947 | 0 | 2.723 | 7584.05 | 2.5848 | 0 | 2.9779 | 0 | 0 | 2613.03 | 2.4473 | 4384.8 | 4790.61 | 3.8783 | 19084.7 | 0 | 6484.33
4646 | 0.13713 | 197.347 | 3.1115 | 0 | 2.8249 | 2940.83 | 3.3606 | 0 | 2.3786 | 25247.6 | 0 | 3846.01 | 1.6186 | 4979.79 | 4487.65 | 3.7386 | 14295.7 | 0 | 4763.39
4647 | 1.0698 | 0 | 2.3161 | 0 | 0.46454 | 5022.71 | 0.37771 | 0 | 2.5242 | 0 | 0 | 4802.93 | 1.475 | 5111.3 | 5468.56 | 3.3847 | 17635.5 | 1490.17 | 4761.9
4648 | 1.1924 | 305.695 | 2.6887 | 0 | 1.6388 | 8137.09 | 0.13276 | 0 | 2.5344 | 6005.91 | 0 | 2061.34 | 0.75474 | 5740.59 | 5099.08 | 0.56515 | 21638.8 | 9762.38 | 3909.71
4649 | 0.1017 | 702.298 | 1.8031 | 324.699 | 0.022374 | 0 | 1.2884 | 12270 | 1.7791 | 2465.67 | 12270 | 7776.86 | 0.76165 | 6586.36 | 9658.84 | 0.5727 | 23615.2 | 23741.7 | 13379.1
4650 | 0.42423 | 1028.67 | 0.79706 | 44.7502 | 0.50836 | 1159.19 | 0.28312 | 3898.55 | 0.91874 | 0 | 3898.55 | 7067.53 | 0.55135 | 5827.4 | 12642.4 | 0.5291 | 26639.1 | 36313.2 | 29450
4651 | 0.20078 | 1396.16 | 0.10535 | 0 | 0.0059596 | 0 | 0.24532 | 0 | 0.21236 | 29490 | 0 | 0 | 0.23994 | 6980.08 | 14663.5 | 0.30262 | 29156.1 | 38380.2 | 39148.6
4652 | 0 | 6656.32 | 0 | 640.516 | 0 | 695.462 | 0.011724 | 2526.56 | 0 | 6773.51 | 2526.56 | 7896.6 | 0 | 5702.29 | 11347.3 | 0.060878 | 31732.7 | 38714.6 | 39088.8
4653 | 0 | 17082.8 | 0 | 3106.41 | 0 | 0 | 0 | 13396 | 0 | 9689.43 | 13396 | 4369.66 | 0 | 4654.65 | 17517.7 | 0 | 31182.4 | 39355.9 | 39368
4654 | 0 | 18019 | 0 | 2318.14 | 0 | 0 | 0 | 11381.7 | 0 | 12486.9 | 11381.7 | 5065.35 | 0 | 11589 | 17833.3 | 0 | 36637.8 | 39637.1 | 38946.8
4655 | 0 | 15265.7 | 0 | 5837.07 | 0 | 1237.15 | 0 | 10850.8 | 0 | 11396.1 | 10850.8 | 5340.71 | 0 | 5365.47 | 28407 | 0 | 37525.5 | 39277.4 | 38310
4656 | 0 | 11159.6 | 0 | 8317.3 | 0 | 150.106 | 0 | 7998.47 | 0 | 9372.31 | 7998.47 | 8058.8 | 0 | 7739.59 | 34027.8 | 0 | 35164.2 | 38839.2 | 35949.1
4657 | 0 | 9380.46 | 0 | 6205.62 | 0 | 13232.3 | 0 | 6539.11 | 0 | 10210.3 | 6539.11 | 8049.29 | 0 | 5291.55 | 30663 | 0 | 34267.6 | 39389.9 | 27620.4
4658 | 0 | 13757.3 | 0 | 3917.74 | 0 | 0 | 0 | 8922.94 | 0 | 10540.9 | 8922.94 | 8674.12 | 0 | 6646.38 | 36927.9 | 0 | 34213.4 | 38153.8 | 16552.1
4659 | 0 | 19083.8 | 0 | 5062.16 | 0 | 0 | 0 | 9223.82 | 0 | 6574.94 | 9223.82 | 16054.5 | 0 | 4627.43 | 33332 | 0 | 36147.7 | 28062.5 | 25397.1
4660 | 0 | 8954.98 | 0 | 5662.19 | 0 | 0 | 0 | 12012.2 | 0 | 6814.36 | 12012.2 | 21151 | 0 | 2736.69 | 16091.1 | 0 | 37977 | 5499.11 | 29211.6
4661 | 0 | 34637.4 | 0 | 7969.12 | 0 | 0 | 0 | 8259.62 | 0 | 7681.45 | 8259.62 | 24434.5 | 0 | 2587.02 | 878.509 | 0 | 37861.2 | 795.263 | 21380.9
4662 | 0.086783 | 38072.6 | 0.06492 | 2150.97 | 0.18495 | 0 | 0.090911 | 8901.69 | 0.028363 | 5314.83 | 8901.69 | 7399.74 | 0.0041447 | 2954.69 | 7493.87 | 0.10357 | 37809.2 | 0 | 12381.6
4663 | 0.63338 | 39539.9 | 0.49063 | 0 | 0.99312 | 0 | 0.49256 | 4086.42 | 0.34988 | 5818.71 | 4086.42 | 8495.94 | 0.138 | 2164.1 | 1933.71 | 0.54978 | 21349 | 0 | 7113.07
4664 | 1.6599 | 39787 | 1.1625 | 1059.29 | 1.9798 | 0 | 1.4646 | 0 | 0.87427 | 4903.6 | 0 | 14350.9 | 0.31865 | 785.177 | 5965.34 | 1.3661 | 22723.5 | 4208.3 | 3259.04
4665 | 2.5973 | 39526.9 | 2.3737 | 3170.87 | 2.8525 | 0 | 2.3474 | 0 | 1.6594 | 2459.66 | 0 | 12480.1 | 0.64615 | 0 | 8047.32 | 0.96122 | 30236 | 3136.47 | 0
4666 | 2.7278 | 38259.4 | 3.0372 | 12392 | 3.5162 | 3891.7 | 3.0217 | 0 | 1.493 | 2121.33 | 0 | 10090.1 | 0.61348 | 2.7273 | 21786.5 | 1.2213 | 33591.1 | 2181.51 | 0
4667 | 2.4817 | 37129.5 | 3.5198 | 15721.9 | 3.9061 | 3832.94 | 2.0749 | 562.669 | 1.7736 | 5781.19 | 562.669 | 6250.18 | 0.75746 | 900.328 | 3183.65 | 2.6591 | 32296.6 | 2456.64 | 0
4668 | 3.3606 | 35123 | 3.8339 | 6764.3 | 4.0799 | 5937.2 | 1.6005 | 1193.03 | 2.5748 | 5565.6 | 1193.03 | 7607.06 | 0.84114 | 882.117 | 2048.87 | 2.2876 | 34159 | 4779.28 | 0
4669 | 2.2192 | 31791.5 | 3.903 | 4850.91 | 4.0005 | 7849.97 | 3.7489 | 1827.3 | 2.8628 | 3624.28 | 1827.3 | 8421.04 | 0.70636 | 252.941 | 3309.81 | 3.0548 | 30478.5 | 8297.38 | 0
4670 | 2.1221 | 14561 | 3.7319 | 4074.44 | 3.0808 | 6327.84 | 3.5703 | 3609.55 | 2.8085 | 7361.78 | 3609.55 | 2191.93 | 0.66623 | 2012.88 | 4405 | 3.5269 | 32096.9 | 10720.4 | 0
4671 | 0.76457 | 7853.12 | 3.3116 | 6913.82 | 2.634 | 5177.42 | 3.2197 | 3977.92 | 3.1363 | 5393.89 | 3977.92 | 2542.33 | 0.69683 | 7751.87 | 8670.46 | 3.1728 | 36182.6 | 18438.2 | 2678.63
4672 | 1.1922 | 12538.5 | 2.4256 | 6117.48 | 2.3875 | 6043.7 | 2.6552 | 2038.35 | 2.073 | 2501.51 | 2038.35 | 2960.45 | 0.8352 | 15727.7 | 3132.69 | 2.5441 | 36226.9 | 22077.8 | 21259.5
4673 | 1.4394 | 7342.51 | 1.7726 | 6650.77 | 0.91622 | 7943.54 | 1.8982 | 3166.1 | 1.8032 | 0 | 3166.1 | 8515.15 | 1.8068 | 16260.9 | 4008.05 | 1.1204 | 31878.8 | 30350 | 31486
4674 | 0.56765 | 5471.17 | 0.78155 | 6418.54 | 0.1786 | 0 | 1.0071 | 3820.1 | 0.84693 | 6616.52 | 3820.1 | 2068.22 | 0.28964 | 20578.9 | 2366.73 | 0.77985 | 26916.9 | 36283.1 | 37505.3
4675 | 0.19007 | 4136.36 | 0.11902 | 6747.88 | 0.096847 | 1200.51 | 0.25813 | 1599.47 | 0.21609 | 7595.54 | 1599.47 | 1561.28 | 0.012833 | 22015.4 | 0 | 0.3409 | 26238.4 | 39024.4 | 35523.3
4676 | 0 | 8185.85 | 0 | 2825.54 | 0 | 8575.91 | 0.021997 | 6684.48 | 0 | 9612.61 | 6684.48 | 2788.87 | 0 | 22814.5 | 0 | 0.066109 | 32042.4 | 38348.8 | 39411.5
4677 | 0 | 17545.6 | 0 | 0 | 0 | 0 | 0 | 5572.58 | 0 | 12823.8 | 5572.58 | 2571.78 | 0 | 23103 | 0 | 0 | 37656.2 | 36755.9 | 40053.4
4678 | 0 | 7527.81 | 0 | 0 | 0 | 938.713 | 0 | 8775.97 | 0 | 16951.7 | 8775.97 | 3708.55 | 0 | 21917.2 | 0 | 0 | 38850.2 | 37343.8 | 39898.7
4679 | 0 | 12228.8 | 0 | 0 | 0 | 805.527 | 0 | 5173.79 | 0 | 16446.1 | 5173.79 | 1835.88 | 0 | 24233.7 | 0 | 0 | 38540.4 | 35588.6 | 39483
4680 | 0 | 25052.6 | 0 | 14386.2 | 0 | 0 | 0 | 7489.58 | 0 | 16434 | 7489.58 | 0 | 0 | 24056.4 | 0 | 0 | 35900.9 | 34634.7 | 38262.9
4681 | 0 | 18073.5 | 0 | 15891.8 | 0 | 0 | 0 | 7459.32 | 0 | 10087.4 | 7459.32 | 0 | 0 | 27591.7 | 1219.79 | 0 | 37020.8 | 38800.5 | 36843.8
4682 | 0 | 23511.5 | 0 | 16160.6 | 0 | 2427.97 | 0 | 7980.9 | 0 | 3980.59 | 7980.9 | 0 | 0 | 19260.4 | 2837.14 | 0 | 36240.3 | 38432.1 | 38225.2
4683 | 0 | 19846.8 | 0 | 13941.8 | 0 | 0 | 0 | 3453.3 | 0 | 3857.55 | 3453.3 | 0 | 0 | 16003.4 | 3270.99 | 0 | 38409.6 | 39095.3 | 37953.7
4684 | 0 | 20796.9 | 0 | 21157.6 | 0 | 419.423 | 0 | 2493.91 | 0 | 0 | 2493.91 | 0 | 0 | 17983.9 | 7555.88 | 0 | 39572.9 | 39228.3 | 35729.1
4685 | 0 | 12142.9 | 0 | 11383.5 | 0 | 0 | 0 | 4985.29 | 0 | 0 | 4985.29 | 0 | 0 | 15282.3 | 1539.06 | 0 | 39339.3 | 39217.8 | 31838.6
4686 | 0.035047 | 4146.46 | 0.065337 | 4159.23 | 0.17961 | 2454.77 | 0.089841 | 2583.78 | 0.032685 | 0 | 2583.78 | 0 | 0.04208 | 15404.2 | 1908.17 | 0.12035 | 38957.4 | 39196.5 | 26882.3
4687 | 0.62607 | 330.634 | 0.4879 | 627.219 | 0.99343 | 779.835 | 0.52435 | 907.806 | 0.34425 | 0 | 907.806 | 0 | 0.40248 | 17722.4 | 3259.85 | 0.18589 | 35498.5 | 37145.7 | 6969.54
4688 | 1.6377 | 3082.33 | 1.4562 | 1131.5 | 1.9759 | 0 | 1.4364 | 0 | 1.166 | 0 | 0 | 0 | 1.2377 | 10358.8 | 1420.31 | 0.37951 | 35977.2 | 32225.8 | 3105.94
4689 | 0.41826 | 10527.6 | 2.4023 | 1781.02 | 2.7897 | 0 | 2.3099 | 0 | 2.0534 | 0 | 0 | 0 | 1.7381 | 5571.35 | 2202.8 | 2.2591 | 34382 | 24394.2 | 1418.78
4690 | 1.0311 | 29352.9 | 3.1648 | 0 | 3.3951 | 0 | 2.9905 | 0 | 2.7755 | 0 | 0 | 0 | 2.366 | 1194.67 | 0 | 2.9825 | 30936.7 | 24997 | 0
4691 | 1.6052 | 35770.3 | 3.6911 | 728.578 | 3.7617 | 10110.3 | 3.4653 | 3002.45 | 3.2702 | 0 | 3002.45 | 0 | 3.2479 | 5168.83 | 1597.24 | 3.4727 | 31438.5 | 17554 | 0
4692 | 2.0428 | 29890.8 | 3.9776 | 281.75 | 3.9195 | 11960.5 | 3.7154 | 421.62 | 2.5275 | 0 | 421.62 | 0 | 3.5157 | 3230.2 | 3869.96 | 3.7528 | 32116.4 | 18395.2 | 0
4693 | 1.2301 | 37842.8 | 3.0087 | 1818.07 | 3.8546 | 12167.9 | 3.312 | 2129.7 | 0.61476 | 0 | 2129.7 | 0 | 2.7219 | 1995.5 | 3484.07 | 3.7965 | 26386.6 | 26274.9 | 0
4694 | 1.195 | 39246.4 | 3.394 | 1639.84 | 2.4735 | 14859.7 | 3.5987 | 669.327 | 3.1871 | 0 | 669.327 | 0 | 3.4454 | 0 | 5370.05 | 2.9848 | 21797.4 | 27748.7 | 0
4695 | 1.3468 | 38529.2 | 3.0278 | 746.666 | 1.3561 | 16665.4 | 3.2517 | 0 | 1.0425 | 0 | 0 | 0 | 3.1057 | 0 | 5147.94 | 2.7457 | 18199.4 | 34961.3 | 0
4696 | 1.0176 | 37961.3 | 2.7014 | 673.191 | 0.48057 | 19213.2 | 2.6976 | 644.684 | 2.5952 | 19.4122 | 644.684 | 0 | 2.5836 | 0 | 5290.09 | 2.0839 | 20477 | 36924.8 | 5236.79
4697 | 0.80234 | 36129.4 | 1.6408 | 881.011 | 1.4596 | 7061.92 | 1.9262 | 1290.61 | 1.8314 | 0 | 1290.61 | 0 | 1.8177 | 0 | 6257.7 | 0.23308 | 14617.2 | 37236.1 | 15584.1
4698 | 0.28055 | 37643.8 | 0.79241 | 810.311 | 0.52161 | 9791.49 | 1.015 | 367.519 | 0.92774 | 0 | 367.519 | 0 | 0.95061 | 0 | 8664.07 | 0.26705 | 10789.5 | 37295.8 | 31401.2
4699 | 0.14215 | 38590.1 | 0.11268 | 715.803 | 0.08372 | 3171.04 | 0.24398 | 789.507 | 0.195 | 0 | 789.507 | 0 | 0.24081 | 0 | 7678.25 | 0.062375 | 6838.35 | 38960 | 31924.4
4700 | 0 | 39793.7 | 0 | 0 | 0 | 33114.8 | 0.021804 | 0 | 0 | 0 | 0 | 1966.37 | 0 | 918.05 | 10560.8 | 0.0080573 | 10574 | 39025.6 | 39360.4
4701 | 0 | 39292.3 | 0 | 3855.73 | 0 | 35578 | 0 | 1221.07 | 0 | 0 | 1221.07 | 913.224 | 0 | 4190.95 | 22973.3 | 0 | 9998.69 | 39589.5 | 39599.4
4702 | 0 | 39653.1 | 0 | 6919.89 | 0 | 39828.1 | 0 | 7296.26 | 0 | 993.71 | 7296.26 | 0 | 0 | 3666.34 | 28041.6 | 0 | 12010 | 39708.7 | 39856.4
4703 | 0 | 38293.5 | 0 | 19306 | 0 | 27911.7 | 0 | 8878.32 | 0 | 4308.94 | 8878.32 | 0 | 0 | 3053.59 | 34186.5 | 0 | 11882.6 | 40053.4 | 39531
4704 | 0 | 37956.7 | 0 | 27620 | 0 | 39323.4 | 0 | 1522.24 | 0 | 4303.73 | 1522.24 | 0 | 0 | 2117.22 | 31889.7 | 0 | 11071.9 | 39731.3 | 40003.7
4705 | 0 | 34488.3 | 0 | 10766.2 | 0 | 35894.6 | 0 | 6041.72 | 0 | 3913.77 | 6041.72 | 0 | 0 | 1749.73 | 35694.3 | 0 | 13274 | 39856.1 | 38933.2
4706 | 0 | 35403.4 | 0 | 5975.14 | 0 | 34136.9 | 0 | 4191.2 | 0 | 3372.9 | 4191.2 | 0 | 0 | 701.233 | 32803.5 | 0 | 15213.1 | 39823.4 | 37784.1
4707 | 0 | 36285.1 | 0 | 1856.54 | 0 | 39311.1 | 0 | 0 | 0 | 4588.07 | 0 | 0 | 0 | 0 | 25157.5 | 0 | 17155.1 | 39921.5 | 33101.3
4708 | 0 | 37901.1 | 0 | 1804.67 | 0 | 9699.43 | 0 | 671.95 | 0 | 4300.89 | 671.95 | 0 | 0 | 0 | 30692.3 | 0 | 15107.4 | 39944.5 | 17640.3
4709 | 0 | 34855.4 | 0 | 2835.04 | 0 | 36047 | 0 | 0 | 0 | 3184.6 | 0 | 0 | 0 | 213.085 | 25325.2 | 0 | 11017.4 | 39886.4 | 9544.56
4710 | 0.089077 | 21828.9 | 0.068417 | 0 | 0.18393 | 8567.61 | 0.079068 | 0 | 0.025057 | 2238.81 | 0 | 0 | 0.042778 | 1086.58 | 27107.3 | 0.064433 | 7824.79 | 39830.6 | 4175.39
4711 | 0.64259 | 8035.09 | 0.48375 | 0 | 0.97504 | 37147.5 | 0.51107 | 0 | 0.34795 | 4355.32 | 0 | 0 | 0.37896 | 1499.1 | 17048.2 | 0.18443 | 6438.63 | 38392.6 | 5856.02
4712 | 1.6791 | 7906.85 | 1.4424 | 1761.83 | 1.9352 | 18161.7 | 1.4188 | 0 | 1.1689 | 0 | 0 | 0 | 0.99647 | 982.294 | 6014.71 | 0.85169 | 7220.19 | 29224.6 | 547.84
4713 | 2.6395 | 8528.02 | 2.367 | 994.079 | 1.6444 | 10862 | 2.2761 | 0 | 1.9937 | 0 | 0 | 0 | 2.0713 | 551.918 | 7585.23 | 1.0113 | 5205.8 | 15573.3 | 0
4714 | 3.4172 | 4466.05 | 3.1034 | 1103.97 | 1.4751 | 13101 | 2.9352 | 0 | 2.269 | 0 | 0 | 1154.13 | 2.7458 | 959.591 | 11315.8 | 0.50611 | 5850.97 | 14416.9 | 0
4715 | 3.9599 | 3390.24 | 3.5939 | 0 | 1.4441 | 25596.5 | 3.3836 | 0 | 2.1584 | 0 | 0 | 2895.8 | 3.1806 | 2359.7 | 15629.4 | 1.3982 | 7934.33 | 10949.7 | 0
4716 | 4.2595 | 643.281 | 3.853 | 0 | 1.1591 | 32897.2 | 3.6111 | 0 | 2.8317 | 0 | 0 | 833.845 | 3.4272 | 5731.06 | 17973.2 | 1.4502 | 7760.62 | 11952.9 | 0
4717 | 4.2847 | 491.335 | 3.8939 | 0 | 2.9183 | 35361.5 | 3.6354 | 0 | 2.5322 | 0 | 0 | 0 | 2.4809 | 10423 | 19261.9 | 3.8038 | 7347.28 | 15216 | 0
4718 | 4.0625 | 0 | 3.6859 | 0 | 0.44051 | 36663.6 | 3.4662 | 772.507 | 2.951 | 0 | 772.507 | 0 | 3.1067 | 18684.7 | 20466.6 | 1.7378 | 8036.58 | 17792.6 | 0
4719 | 3.5945 | 0 | 3.2822 | 0 | 0.39915 | 33016.6 | 3.1127 | 0 | 2.1171 | 0 | 0 | 36728.6 | 3.022 | 30380.7 | 20201.3 | 1.8533 | 4831.02 | 23425.2 | 0
4720 | 2.8933 | 0 | 2.6425 | 0 | 1.7028 | 26273.1 | 2.5703 | 2209.14 | 2.3314 | 0 | 2209.14 | 4182.02 | 2.4874 | 36317.5 | 17278 | 1.026 | 3344.83 | 33135.2 | 0
4721 | 1.9647 | 0 | 1.7854 | 0 | 1.0058 | 19510.9 | 1.809 | 27692.7 | 1.4459 | 0 | 27692.7 | 766.019 | 1.7526 | 23953.1 | 11702.7 | 1.4681 | 3732.85 | 33760.2 | 4628.1
4722 | 0.91072 | 0 | 0.78237 | 0 | 0.47022 | 18302 | 0.95894 | 1344.02 | 0.90528 | 17937 | 1344.02 | 0 | 0.73056 | 8975.22 | 14185.3 | 1.1434 | 4112.97 | 34596.1 | 21850.1
4723 | 0.12131 | 0 | 0.12254 | 0 | 0.073392 | 16886.3 | 0.26743 | 0 | 0.23758 | 5220.85 | 0 | 0 | 0.22353 | 5970 | 12966.8 | 0.36629 | 3576.59 | 34546.8 | 31981.4
4724 | 0 | 4169.8 | 0 | 1996.83 | 0 | 19116.5 | 0 | 0 | 0 | 545.813 | 0 | 0 | 0 | 4879.4 | 16387.4 | 0.069601 | 5033.35 | 38406.7 | 38250.4
4725 | 0 | 5481.24 | 0 | 10712.6 | 0 | 13936.3 | 0 | 0 | 0 | 4122.8 | 0 | 1358.07 | 0 | 3743.3 | 28203.3 | 0 | 3606.56 | 39380.7 | 38913.2
4726 | 0 | 7307 | 0 | 19956.5 | 0 | 28262.9 | 0 | 0 | 0 | 4929.73 | 0 | 322.518 | 0 | 4775.97 | 19486.2 | 0 | 4557.75 | 39120.1 | 39719.9
4727 | 0 | 7636.9 | 0 | 30595.7 | 0 | 30491.7 | 0 | 0 | 0 | 1686.97 | 0 | 0 | 0 | 4316.37 | 18693.8 | 0 | 3961.36 | 39415.8 | 39483.8
4728 | 0 | 2489.57 | 0 | 25082.6 | 0 | 18753.1 | 0 | 0 | 0 | 3396.55 | 0 | 807.847 | 0 | 4369.26 | 20405.3 | 0 | 2518.29 | 39149.6 | 39359.5
4729 | 0 | 0 | 0 | 17055.4 | 0 | 17413.6 | 0 | 0 | 0 | 0 | 0 | 6819.3 | 0 | 3814.8 | 29289.2 | 0 | 5270.21 | 38957.3 | 37559.3
4730 | 0 | 0 | 0 | 12375.8 | 0 | 5445.27 | 0 | 0 | 0 | 0 | 0 | 1549.57 | 0 | 11435.2 | 23500.8 | 0 | 7079.18 | 39057.3 | 35976.1
4731 | 0 | 0 | 0 | 13132 | 0 | 3118.69 | 0 | 0 | 0 | 0 | 0 | 0 | 0 | 6366.87 | 26595.1 | 0 | 10599.8 | 38997.9 | 29993.3
4732 | 0 | 0 | 0 | 16881.5 | 0 | 1901.64 | 0 | 0 | 0 | 0 | 0 | 0 | 0 | 802.541 | 18399 | 0 | 8703.72 | 37979.8 | 11956.1
4733 | 0 | 0 | 0 | 10156.2 | 0 | 0 | 0 | 0 | 0 | 0 | 0 | 0 | 0 | 0 | 21436.4 | 0 | 5583.15 | 37886.1 | 5340.44
4734 | 0.088703 | 0 | 0.064664 | 6119.46 | 0.20998 | 0 | 0.096067 | 0 | 0.015301 | 0 | 0 | 3265.69 | 0.038554 | 0 | 19258.5 | 0.099159 | 3210.11 | 37769.3 | 1405.11
4735 | 0.62426 | 0 | 0.47706 | 3192.77 | 0.92453 | 0 | 0.4739 | 0 | 0.32925 | 0 | 0 | 0 | 0.43049 | 0 | 12592.7 | 0.33434 | 1548.93 | 32061.1 | 665.306
4736 | 1.6212 | 610.704 | 1.4347 | 1399.11 | 1.4829 | 0 | 1.2748 | 0 | 1.1501 | 0 | 0 | 0 | 1.2068 | 0 | 2341.11 | 0.49924 | 1502.05 | 27470.9 | 0
4737 | 2.5457 | 0 | 2.3484 | 0 | 2.6858 | 1939.4 | 2.0985 | 0 | 2.0054 | 0 | 0 | 0 | 2.0273 | 0 | 1964.96 | 1.5644 | 2206.37 | 21005.9 | 0
4738 | 3.2891 | 0 | 3.0172 | 0 | 3.3319 | 16877.3 | 2.4834 | 0 | 2.7094 | 0 | 0 | 0 | 2.3999 | 3754.3 | 3346.55 | 3.0387 | 4410.21 | 25964.9 | 0
4739 | 3.8147 | 994.789 | 3.5174 | 0 | 3.7473 | 14076.3 | 2.6875 | 0 | 2.4759 | 0 | 0 | 0 | 2.8672 | 10162.9 | 3392.17 | 3.5523 | 5413.75 | 10252.8 | 0
4740 | 4.1125 | 1284.01 | 3.828 | 0 | 3.0607 | 10527.1 | 2.6794 | 0 | 3.473 | 0 | 0 | 0 | 3.0688 | 5984.63 | 4359.54 | 3.8341 | 9034.43 | 9833.82 | 0
4741 | 4.1506 | 101.005 | 3.8778 | 445.361 | 0.47832 | 9201.7 | 3.2056 | 0 | 3.5486 | 946.739 | 0 | 0 | 3.0882 | 12545.4 | 4466.27 | 3.8839 | 10095.9 | 8214.68 | 0
4742 | 3.9523 | 1682 | 3.6895 | 1294.52 | 2.9727 | 8389.43 | 3.0699 | 0 | 3.4387 | 0 | 0 | 31542.3 | 3.2948 | 10125.5 | 4939.19 | 3.7186 | 8305.71 | 13154 | 0
4743 | 3.521 | 1094.77 | 3.2677 | 1857.63 | 2.571 | 6444.01 | 2.927 | 0 | 3.1026 | 234.066 | 0 | 10876.8 | 2.965 | 8998.61 | 6190.79 | 3.3534 | 7567.9 | 25685.3 | 0
4744 | 2.8331 | 710.702 | 2.6208 | 1268.49 | 2.3316 | 3429.04 | 2.4052 | 0 | 2.5593 | 1777.98 | 0 | 5669.23 | 2.439 | 11515.4 | 9870.54 | 2.7775 | 8678.47 | 32593.9 | 0
4745 | 1.9216 | 912.2 | 1.7637 | 1750.19 | 1.4249 | 3118.61 | 1.7139 | 0 | 1.804 | 731.078 | 0 | 0 | 1.4576 | 10839.7 | 11519 | 2.0252 | 9321.87 | 33090.2 | 9029.99
4746 | 0.88483 | 685.239 | 0.77602 | 7076.26 | 0.086541 | 3304.98 | 0.93691 | 0 | 0.92372 | 0 | 0 | 0 | 0.85778 | 7169.36 | 0 | 1.1293 | 9995.77 | 33561.5 | 34470.9
4747 | 0.11528 | 418.446 | 0.11166 | 16972.6 | 0.073115 | 3496.72 | 0.29214 | 11842.2 | 0.21293 | 1328.06 | 11842.2 | 5465 | 0.22731 | 3841.36 | 1773.21 | 0.35012 | 8906.29 | 33521.3 | 32086.6
4748 | 0 | 0 | 0 | 14278.7 | 0 | 12164.4 | 0 | 11899 | 0 | 4259.91 | 11899 | 2936.11 | 0 | 676.953 | 4602.66 | 0.063033 | 6302.92 | 34381.9 | 37605.8
4749 | 0 | 3104.39 | 0 | 20844.3 | 0 | 28749.6 | 0 | 7201.76 | 0 | 0 | 7201.76 | 627.469 | 0 | 0 | 14722.5 | 0 | 5520.49 | 37093.1 | 38277.9
4750 | 0 | 10824.3 | 0 | 14852.1 | 0 | 30087.4 | 0 | 4641.62 | 0 | 184.988 | 4641.62 | 3167.68 | 0 | 0 | 11627.7 | 0 | 9764.12 | 37950 | 39543.7
4751 | 0 | 11003 | 0 | 27998.5 | 0 | 13146.3 | 0 | 7227.86 | 0 | 0 | 7227.86 | 1122.07 | 0 | 0 | 22218 | 0 | 7506.64 | 37049.9 | 39427.2
4752 | 0 | 19436.2 | 0 | 31655.8 | 0 | 30673.5 | 0 | 6487.07 | 0 | 3144.99 | 6487.07 | 64.7638 | 0 | 0 | 19483.6 | 0 | 3032.15 | 37369.3 | 39273.1
4753 | 0 | 23704.7 | 0 | 37688.7 | 0 | 16443 | 0 | 2914.46 | 0 | 0 | 2914.46 | 4014.4 | 0 | 0 | 12984.8 | 0 | 3383.32 | 37908.8 | 38156.7
4754 | 0 | 20346.3 | 0 | 37288.8 | 0 | 0 | 0 | 6979.54 | 0 | 0 | 6979.54 | 2602.13 | 0 | 0 | 25911.3 | 0 | 4997.53 | 39350.2 | 39129.9
4755 | 0 | 25500.1 | 0 | 28090.8 | 0 | 0 | 0 | 1006.35 | 0 | 0 | 1006.35 | 2647.57 | 0 | 0 | 29224 | 0 | 5767.73 | 39600.6 | 38553.6
4756 | 0 | 20426.2 | 0 | 27410.4 | 0 | 0 | 0 | 0 | 0 | 0 | 0 | 942.395 | 0 | 0 | 33534.8 | 0 | 8312.11 | 39275.7 | 36868.5
4757 | 0 | 22207.8 | 0 | 28996.1 | 0 | 0 | 0 | 0 | 0 | 0 | 0 | 453.279 | 0 | 2329.45 | 33886.5 | 0 | 3974.01 | 38188.5 | 28053.8
4758 | 0.083699 | 9629.19 | 0.061984 | 14525.4 | 0.17385 | 0 | 0.091988 | 0 | 0.026537 | 0 | 0 | 1764.98 | 0.031514 | 1998.99 | 27993.4 | 0.060567 | 1326.25 | 36525.8 | 16046.9
4759 | 0.60881 | 2982.71 | 0.10733 | 4976.12 | 0.95893 | 0 | 0.52589 | 0 | 0.32639 | 0 | 0 | 1194.9 | 0.4395 | 927.854 | 23155.4 | 0.53187 | 867.822 | 26460.1 | 15127.7
4760 | 1.6259 | 2540.64 | 0.93194 | 3304.68 | 1.9482 | 0 | 1.2953 | 0 | 0.85117 | 0 | 0 | 0 | 0.94997 | 1667.26 | 24192.3 | 1.3995 | 372.699 | 7014.5 | 15483
4761 | 2.5909 | 5634.07 | 0.8849 | 5145.91 | 2.8023 | 0 | 2.0884 | 0 | 1.9761 | 0 | 0 | 0 | 1.9043 | 2237.26 | 10412.5 | 2.3281 | 0 | 1315.01 | 3574.75
4762 | 3.3449 | 10143.8 | 2.8017 | 5560.34 | 3.4489 | 0 | 2.7371 | 0 | 1.8366 | 0 | 0 | 0 | 2.5363 | 0 | 19709.5 | 3.1189 | 0 | 0 | 415.733
4763 | 3.8537 | 8400.91 | 3.2174 | 4799.01 | 3.8436 | 0 | 3.1564 | 0 | 2.8707 | 0 | 0 | 0 | 2.4995 | 0 | 28013.2 | 3.7048 | 2724.79 | 0 | 0
4764 | 4.1002 | 11249.1 | 3.1086 | 4933.68 | 3.6646 | 0 | 3.3877 | 0 | 3.0448 | 0 | 0 | 0 | 2.5886 | 0 | 31309.4 | 4.0377 | 3067.06 | 0 | 0
4765 | 4.1168 | 10893.4 | 2.656 | 8292.13 | 2.1207 | 3191.07 | 2.3623 | 0 | 2.0087 | 0 | 0 | 0 | 1.7637 | 0 | 33184.1 | 4.1128 | 5674.37 | 0 | 287.249
4766 | 3.2128 | 10700.3 | 0.25164 | 6821.91 | 2.4141 | 595.158 | 1.1057 | 0 | 1.7825 | 0 | 0 | 0 | 1.424 | 0 | 34762.6 | 3.9691 | 10189.6 | 0 | 1889.4
4767 | 2.8802 | 11838.4 | 2.8237 | 4457.86 | 2.0675 | 2696.68 | 2.1809 | 991.565 | 0.75759 | 0 | 991.565 | 0 | 1.8545 | 4006.87 | 36296.7 | 3.5942 | 11666.9 | 1809.59 | 6456.04
4768 | 0.277 | 12331.8 | 1.166 | 4624.22 | 0.94957 | 0 | 2.2889 | 0 | 1.2518 | 4053.41 | 0 | 1645.15 | 1.0192 | 16932.1 | 38038.3 | 2.9937 | 9920.96 | 6511.88 | 13073.4
4769 | 0.13929 | 21219.7 | 0.46352 | 4136.45 | 1.1384 | 0 | 1.6238 | 30697.5 | 1.355 | 0 | 30697.5 | 354.674 | 1.4633 | 26545.9 | 36878.3 | 1.5551 | 8210.03 | 8253.89 | 33761.2
4770 | 0.013248 | 17591.3 | 0.2048 | 9073.87 | 0.043275 | 2084.31 | 0.90608 | 6571.36 | 0.75331 | 0 | 6571.36 | 683.107 | 0.6005 | 36983.7 | 22814.8 | 1.2262 | 6521.42 | 10149.7 | 39758.2
4771 | 0.18247 | 14720.4 | 0.065055 | 17230.1 | 0.091608 | 19452.1 | 0.29326 | 13015 | 0.23605 | 0 | 13015 | 0 | 0.23308 | 39325.4 | 23872.6 | 0.35279 | 6933.8 | 13706.3 | 39307.1
4772 | 0 | 39334.4 | 0 | 26135.5 | 0 | 3917.67 | 0 | 19104.8 | 0 | 0 | 19104.8 | 3364.26 | 0 | 37904.1 | 12848.2 | 0.052619 | 7276.72 | 23743.9 | 40053.4
4773 | 0 | 40053.4 | 0 | 29066.2 | 0 | 2532.96 | 0 | 27515.3 | 0 | 0 | 27515.3 | 2363.65 | 0 | 34872.5 | 1186.16 | 0 | 9031.06 | 30461.3 | 40053.4
4774 | 0 | 38074.9 | 0 | 26436.9 | 0 | 4246.85 | 0 | 7867.85 | 0 | 0 | 7867.85 | 1109.96 | 0 | 31698.8 | 6157.68 | 0 | 13629.5 | 34201.4 | 39661.2
4775 | 0 | 27240.3 | 0 | 22852.6 | 0 | 0 | 0 | 1033.72 | 0 | 15431.7 | 1033.72 | 0 | 0 | 27567.1 | 5605.36 | 0 | 9131.84 | 35484.8 | 37569.8
4776 | 0 | 29153.4 | 0 | 24618.9 | 0 | 9494.02 | 0 | 11657 | 0 | 15863.2 | 11657 | 0 | 0 | 26176.6 | 15613.6 | 0 | 8333.35 | 29951.1 | 39187.9
4777 | 0 | 26700.2 | 0 | 31789.7 | 0 | 1468.82 | 0 | 7653.03 | 0 | 7001.31 | 7653.03 | 0 | 0 | 22470.7 | 33547.2 | 0 | 18048.4 | 23125.9 | 39075.9
4778 | 0 | 305.969 | 0 | 34922.1 | 0 | 28129 | 0 | 12973 | 0 | 4021.98 | 12973 | 0 | 0 | 17376.3 | 25357.9 | 0 | 18616.7 | 17501.3 | 39204.2
4779 | 0 | 0 | 0 | 30736.1 | 0 | 0 | 0 | 11263 | 0 | 3008.47 | 11263 | 0 | 0 | 16699.9 | 18349.6 | 0 | 18281.3 | 17161.1 | 39389.1
4780 | 0 | 664.449 | 0 | 33475.3 | 0 | 0 | 0 | 10276.3 | 0 | 9943.97 | 10276.3 | 0 | 0 | 11797.9 | 25503 | 0 | 22312.8 | 17739 | 39845.8
4781 | 0 | 2759.92 | 0 | 27249.9 | 0 | 5667.77 | 0 | 10240.3 | 0 | 8919.43 | 10240.3 | 0 | 0 | 7488.17 | 19421.9 | 0 | 28146 | 16395.3 | 38107.9
4782 | 0.080591 | 3023.71 | 0.061669 | 26290.3 | 0.17837 | 9793.82 | 0.052768 | 18418.1 | 0.026538 | 11169.8 | 18418.1 | 0 | 0.032314 | 2023.71 | 26022.5 | 0.093236 | 33673.2 | 14873 | 30741.6
4783 | 0.6033 | 3437.96 | 0.47745 | 25272.9 | 0.96248 | 18271.2 | 0.46145 | 8765.69 | 0.32362 | 9369.71 | 8765.69 | 0 | 0.42549 | 1058.23 | 14330.8 | 0.53194 | 32789.4 | 3447.6 | 21726.8
4784 | 1.6037 | 0 | 1.4383 | 19886.3 | 1.9551 | 2055.28 | 0.99856 | 2174.48 | 1.1237 | 1873.63 | 2174.48 | 0 | 1.1633 | 1374.92 | 13097.3 | 1.4437 | 29736.6 | 947.193 | 18928.3
4785 | 2.1844 | 0 | 2.3524 | 24037.9 | 2.813 | 0 | 2.0908 | 2546.1 | 1.9976 | 2836.02 | 2546.1 | 0 | 1.9471 | 1790.46 | 16393.9 | 2.3517 | 25844.7 | 0 | 18848.3
4786 | 3.3019 | 0 | 3.0904 | 19910.3 | 3.4714 | 0 | 2.7423 | 6735.04 | 2.6939 | 3246.49 | 6735.04 | 0 | 2.6125 | 6968.92 | 7186.73 | 3.0997 | 26938.5 | 0 | 9416.16
4787 | 3.8114 | 0 | 3.6269 | 9553.43 | 3.8842 | 0 | 3.2008 | 5532.4 | 3.1561 | 3327.59 | 5532.4 | 0 | 2.2119 | 11909.5 | 5074.77 | 3.6417 | 26408.7 | 720.98 | 4474.36
4788 | 4.0882 | 0 | 3.9026 | 6174.76 | 4.0634 | 40053.4 | 3.4624 | 8229.19 | 3.417 | 3107.58 | 8229.19 | 0 | 2.8646 | 30208.3 | 2467.64 | 3.9662 | 27914.9 | 4721.41 | 1023.61
4789 | 1.0851 | 1080.04 | 3.9293 | 7292.61 | 3.9821 | 0 | 3.4966 | 9966.08 | 3.4823 | 4917.54 | 9966.08 | 0 | 2.5559 | 36688.5 | 8044.22 | 4.0894 | 26183.7 | 10743.5 | 1603.49
4790 | 0.48334 | 0 | 3.7186 | 9351.65 | 3.6718 | 0 | 3.3277 | 9301.29 | 2.5534 | 4078.84 | 9301.29 | 521.598 | 1.3396 | 39732 | 8808.39 | 3.9278 | 26296.3 | 18344.1 | 2354.81
4791 | 0.55448 | 0 | 0.46301 | 9607.98 | 3.1338 | 995.966 | 3.0012 | 8397.14 | 1.806 | 5603.11 | 8397.14 | 4558.03 | 2.6682 | 40053.4 | 11366.4 | 3.5364 | 25446.7 | 23993.2 | 7717.84
4792 | 0.19953 | 0 | 2.0861 | 7062.75 | 2.3899 | 1662.54 | 2.4663 | 11199.3 | 1.3996 | 7529.35 | 11199.3 | 11064.1 | 2.3675 | 40053.4 | 8897.85 | 2.9297 | 27690.2 | 30114.4 | 15534.3
4793 | 0.16064 | 543.711 | 1.5659 | 9389.76 | 0.78969 | 3773.47 | 1.7293 | 30908.6 | 0.96468 | 7171.24 | 30908.6 | 3842.39 | 1.6783 | 40053.4 | 4813.54 | 2.1304 | 28170.2 | 33044.7 | 30266.3
4794 | 0.73902 | 1099.75 | 0.7492 | 15977.6 | 0.45834 | 0 | 0.93009 | 3342.72 | 0.80275 | 7643.2 | 3342.72 | 0 | 0.90647 | 40053.4 | 9426.21 | 1.197 | 29281 | 35408.9 | 38272.1
4795 | 0.057665 | 1853.61 | 0.12303 | 25107.7 | 0.028404 | 27092.1 | 0.28125 | 22770.6 | 0.24011 | 12226.5 | 22770.6 | 0 | 0.26265 | 40053.4 | 2483.75 | 0.3456 | 31175.1 | 33084.4 | 39419.6
4796 | 0 | 2761.97 | 0 | 17749.7 | 0 | 5740.32 | 0 | 29117.1 | 0 | 4389.4 | 29117.1 | 0 | 0 | 40053.4 | 9206.56 | 0.047685 | 30633.7 | 32794.2 | 39260.1
4797 | 0 | 1854.1 | 0 | 24579.7 | 0 | 35888.1 | 0 | 32089.3 | 0 | 11652.3 | 32089.3 | 0 | 0 | 39937.4 | 5557.97 | 0 | 29850.4 | 35097.3 | 38385.4
4798 | 0 | 3387.06 | 0 | 13703 | 0 | 27803.3 | 0 | 20785 | 0 | 24179.4 | 20785 | 0 | 0 | 40053.4 | 7370.58 | 0 | 31410 | 35206.5 | 39498.2
4799 | 0 | 5228.64 | 0 | 11660.8 | 0 | 37032.4 | 0 | 36881 | 0 | 25851.5 | 36881 | 0 | 0 | 40053.4 | 1823.71 | 0 | 33894.8 | 31480.1 | 38660.2
4800 | 0 | 1377.66 | 0 | 16962 | 0 | 30479.6 | 0 | 28293.2 | 0 | 18870.9 | 28293.2 | 0 | 0 | 37150.9 | 0 | 0 | 35410.4 | 28910.6 | 35595.4
4801 | 0 | 618.486 | 0 | 10435.8 | 0 | 14540.2 | 0 | 21551.1 | 0 | 26663.9 | 21551.1 | 0 | 0 | 12265.1 | 1160.37 | 0 | 38730.3 | 19464.4 | 34944.2
4802 | 0 | 0 | 0 | 7008.28 | 0 | 10070.9 | 0 | 21146.1 | 0 | 24824.4 | 21146.1 | 0 | 0 | 6944.76 | 5687.28 | 0 | 38956.8 | 13544.3 | 35527.1
4803 | 0 | 3376.85 | 0 | 9703.35 | 0 | 35627.7 | 0 | 17012.5 | 0 | 26935.6 | 17012.5 | 0 | 0 | 20458.6 | 13119.9 | 0 | 39111.6 | 16560.7 | 32665.5
4804 | 0 | 8415.81 | 0 | 29914.3 | 0 | 310.782 | 0 | 38947.1 | 0 | 23933.4 | 38947.1 | 0 | 0 | 36412 | 11890.3 | 0 | 39385.3 | 18199.5 | 20092
4805 | 0 | 19183.2 | 0 | 25170.6 | 0 | 1377.8 | 0 | 15266 | 0 | 20995 | 15266 | 0 | 0 | 38238.2 | 13109.8 | 0 | 39200.8 | 24259.1 | 4314.51
4806 | 0.077647 | 12875.8 | 0.058133 | 21702.2 | 0.21203 | 0 | 0.052035 | 12236.4 | 0.019724 | 23047.5 | 12236.4 | 0 | 0.031659 | 36665 | 14613.1 | 0.075672 | 38754.3 | 29606.4 | 0
4807 | 0.60811 | 8647.63 | 0.47348 | 18085 | 0.51037 | 673.451 | 0.31816 | 13171.8 | 0.34409 | 22778.1 | 13171.8 | 0 | 0.37255 | 30842.8 | 2841.08 | 0.52847 | 38045.8 | 20594 | 0
4808 | 1.63 | 3782.61 | 1.4489 | 21891.3 | 1.9251 | 0 | 1.2968 | 12641.6 | 1.1205 | 9677.41 | 12641.6 | 0 | 1.025 | 32798.8 | 0 | 1.4749 | 37370 | 13393.5 | 0
4809 | 2.5753 | 3847.34 | 1.7887 | 14560.8 | 2.7494 | 0 | 2.0882 | 10823.3 | 1.9723 | 8861.74 | 10823.3 | 0 | 1.5429 | 34469.4 | 371.715 | 2.4267 | 38313.6 | 11714.1 | 0
4810 | 3.3176 | 4839.43 | 3.1176 | 18727.3 | 3.3731 | 666.445 | 2.7278 | 16442.5 | 2.6619 | 5632.31 | 16442.5 | 381.053 | 1.8426 | 28798.7 | 0 | 3.2125 | 39623.8 | 16933.3 | 0
4811 | 3.8179 | 4648.42 | 3.6346 | 17978.5 | 3.7853 | 34362.5 | 3.1262 | 12187.5 | 2.814 | 5778.94 | 12187.5 | 1178.86 | 2.0859 | 16803.9 | 0 | 3.7875 | 39829.2 | 13535.2 | 0
4812 | 1.5676 | 2608.8 | 3.9092 | 15715.7 | 3.9588 | 40053.4 | 3.3574 | 6363.38 | 2.9305 | 6566.67 | 6363.38 | 1830.96 | 2.0522 | 6980.39 | 0 | 2.8442 | 40000.6 | 16872.2 | 0
4813 | 0.33811 | 1963.04 | 3.953 | 13684.6 | 3.8929 | 33503 | 3.3996 | 8814.68 | 3.0889 | 4004.86 | 8814.68 | 2541.25 | 1.0883 | 8986.28 | 0 | 4.1921 | 39541.3 | 19531.2 | 0
4814 | 3.1752 | 3810.45 | 3.759 | 9373.39 | 3.2284 | 619.107 | 2.7897 | 14419.9 | 3.3037 | 4831.11 | 14419.9 | 3416.13 | 0.8684 | 5643.32 | 0 | 2.6263 | 40048.2 | 26853.8 | 0
4815 | 3.4116 | 3553.04 | 3.3271 | 10679.3 | 2.9941 | 6640.5 | 2.7334 | 18462 | 2.6149 | 5230.72 | 18462 | 13821.7 | 1.8724 | 1272.32 | 0 | 3.6433 | 39430 | 29373.3 | 0
4816 | 2.7325 | 3680.69 | 2.6715 | 13329.4 | 0.21497 | 2744.64 | 0.1847 | 11230.2 | 1.7701 | 4208.48 | 11230.2 | 17758.5 | 2.2386 | 0 | 0 | 3.0132 | 39576.2 | 32390.3 | 2972.98
4817 | 1.2168 | 3032.71 | 1.7953 | 16259.8 | 0.96218 | 6606.36 | 0.064615 | 18110.7 | 1.7025 | 11509.9 | 18110.7 | 7325.89 | 1.4779 | 0 | 0 | 2.1913 | 39545 | 32931.2 | 17716.3
4818 | 0.5003 | 2173.56 | 0.79135 | 14256.1 | 0.48826 | 15149.3 | 0.56219 | 12667.5 | 0.89191 | 14323.9 | 12667.5 | 0 | 0.67404 | 0 | 0 | 1.2296 | 39517.4 | 34221.3 | 37345.6
4819 | 0.16205 | 1557.65 | 0.10898 | 11974.7 | 0.078061 | 1783.35 | 0.22734 | 35395.8 | 0.23443 | 5043.57 | 35395.8 | 903.274 | 0.22754 | 1554.56 | 844.572 | 0.35173 | 37126 | 37241.8 | 37656.6
4820 | 0 | 3290.59 | 0 | 18346.5 | 0 | 6291.71 | 0 | 19114.8 | 0 | 19498.4 | 19114.8 | 2032.6 | 0 | 1151.01 | 467.564 | 0.044208 | 32975.1 | 38957.5 | 36985.5
4821 | 0 | 5267.34 | 0 | 30371.7 | 0 | 777.964 | 0 | 11422 | 0 | 0 | 11422 | 0 | 0 | 870.149 | 4724.23 | 0 | 23830.1 | 38309.4 | 38918.6
4822 | 0 | 2110.03 | 0 | 22000.1 | 0 | 29569.4 | 0 | 7609.49 | 0 | 991.717 | 7609.49 | 0 | 0 | 0 | 8282.8 | 0 | 16661.5 | 39541.9 | 39466.2
4823 | 0 | 3654.85 | 0 | 26393.2 | 0 | 37105.7 | 0 | 5592.55 | 0 | 960.752 | 5592.55 | 0 | 0 | 0 | 15809.4 | 0 | 21035.1 | 39285 | 38904.3
4824 | 0 | 6081.83 | 0 | 30493.1 | 0 | 1234.98 | 0 | 3634.33 | 0 | 0 | 3634.33 | 0 | 0 | 0 | 22579.7 | 0 | 14295 | 38612.1 | 38161.8
4825 | 0 | 10474 | 0 | 28700.5 | 0 | 39528.4 | 0 | 3056.58 | 0 | 9330.58 | 3056.58 | 0 | 0 | 0 | 24671.8 | 0 | 5361.16 | 37499.2 | 31205.5
4826 | 0 | 13664.7 | 0 | 27460.3 | 0 | 34511.7 | 0 | 1244.71 | 0 | 13599.7 | 1244.71 | 0 | 0 | 0 | 22099.3 | 0 | 4837.14 | 36907.2 | 20868.5
4827 | 0 | 20939.2 | 0 | 13719 | 0 | 33171.4 | 0 | 0 | 0 | 14523.3 | 0 | 0 | 0 | 0 | 11580.6 | 0 | 6524.22 | 39371.5 | 9250.26
4828 | 0 | 26740.1 | 0 | 23910.9 | 0 | 34413 | 0 | 618.797 | 0 | 20407.6 | 618.797 | 0 | 0 | 838.602 | 2504.36 | 0 | 3363.8 | 39095.4 | 5949.78
4829 | 0 | 29770.1 | 0 | 15196.7 | 0 | 187.76 | 0 | 0 | 0 | 11176.7 | 0 | 0 | 0 | 1107.03 | 25377.1 | 0 | 2242.15 | 37069.4 | 3378.64
4830 | 0.10762 | 17530.6 | 0.058519 | 10547.4 | 0.16384 | 34141.2 | 0.075981 | 2743.71 | 0.019725 | 13217.6 | 2743.71 | 0 | 0.021903 | 747.541 | 16366.7 | 0.079773 | 1434.7 | 32328.2 | 1450.2
4831 | 0.59586 | 7579.65 | 0.46545 | 6567.02 | 0.95376 | 0 | 0.49432 | 3795.83 | 0.25379 | 8905.61 | 3795.83 | 0 | 0.24196 | 954.907 | 5597.48 | 0.5218 | 0 | 15290 | 1955.16
4832 | 1.6693 | 4406.38 | 1.4222 | 5564.39 | 1.9755 | 0 | 1.362 | 0 | 0.8444 | 3940.96 | 0 | 0 | 1.1613 | 0 | 0 | 1.4502 | 0 | 9945.59 | 2539.33
4833 | 2.6421 | 6580.33 | 2.3339 | 9395.55 | 2.8744 | 11271.3 | 2.2025 | 0 | 1.9929 | 595.789 | 0 | 0 | 1.942 | 0 | 0 | 2.3692 | 0 | 10588.4 | 5598.41
4834 | 3.4205 | 13240.8 | 3.0465 | 5828.72 | 3.5623 | 7972.68 | 2.8658 | 0 | 2.6996 | 786.43 | 0 | 0 | 2.5945 | 0 | 0 | 3.122 | 2172.5 | 18627.5 | 1312.06
4835 | 3.9402 | 11569 | 1.2322 | 5670.59 | 4.0025 | 25783.3 | 2.6852 | 0 | 3.2 | 0 | 0 | 382.05 | 2.5044 | 0 | 65.5412 | 2.9169 | 9179.92 | 21514.5 | 0
4836 | 4.1934 | 6772.79 | 2.3187 | 10641.9 | 4.1942 | 17282.8 | 3.5636 | 0 | 3.0776 | 0 | 0 | 624.667 | 3.2878 | 876.144 | 0 | 3.5738 | 14056.1 | 23355.8 | 0
4837 | 4.1858 | 12242.6 | 2.3483 | 9287.42 | 4.1333 | 1324.97 | 3.6305 | 0 | 2.9299 | 0 | 0 | 0 | 3.3436 | 2263.57 | 0 | 3.3115 | 11405.2 | 22192.2 | 0
4838 | 3.9441 | 21771.5 | 2.171 | 6758.36 | 3.8256 | 11332.6 | 3.4109 | 0 | 2.8101 | 0 | 0 | 0 | 3.1795 | 10766.9 | 473.927 | 2.3695 | 5147.99 | 20287.1 | 0
4839 | 2.7894 | 32327.7 | 2.7519 | 7716.99 | 3.2823 | 39667.3 | 3.0723 | 0 | 2.5303 | 0 | 0 | 0 | 2.8437 | 21412.2 | 0 | 3.5198 | 3354.95 | 24748.8 | 0
4840 | 2.2765 | 29896.3 | 1.7199 | 5654.42 | 2.4907 | 37529.1 | 2.5197 | 0 | 2.1116 | 0 | 0 | 0 | 2.3296 | 22895 | 1216.45 | 2.6357 | 3291.07 | 28875.4 | 2805.24
4841 | 0.99848 | 39741.4 | 0.97467 | 5029.17 | 1.5035 | 40053.4 | 1.7794 | 0 | 1.4454 | 0 | 0 | 0 | 1.6671 | 23756.8 | 2025.9 | 2.0927 | 4110.2 | 33050.7 | 24936.3
4842 | 0.67641 | 39370.4 | 0.75453 | 6399.91 | 0.51233 | 40053.4 | 0.93163 | 0 | 0.47452 | 1516.49 | 0 | 0 | 0.90612 | 25936.6 | 3296.09 | 1.1879 | 4892.42 | 36053.4 | 39710.1
4843 | 0.14462 | 38753.6 | 0.14513 | 7953.67 | 0.078122 | 39396.5 | 0.26019 | 0 | 0.2336 | 0 | 0 | 0 | 0.26831 | 26543 | 4620.53 | 0.3327 | 2119.69 | 39511 | 39316.4
4844 | 0 | 36849.6 | 0 | 8718.45 | 0 | 27787 | 0 | 0 | 0 | 0 | 0 | 0 | 0 | 19781.4 | 7877.24 | 0.042403 | 542.089 | 39387.1 | 40050.7
4845 | 0 | 31649.5 | 0 | 11868.1 | 0 | 11404.7 | 0 | 6719.86 | 0 | 0 | 6719.86 | 0 | 0 | 14187.2 | 16332.3 | 0 | 0 | 39722.4 | 40048.4
4846 | 0 | 32216.2 | 0 | 24107 | 0 | 383.225 | 0 | 12888.9 | 0 | 0 | 12888.9 | 0 | 0 | 14781.6 | 34100.5 | 0 | 0 | 39410.3 | 38678.5
4847 | 0 | 25741.8 | 0 | 31666.1 | 0 | 38682.2 | 0 | 6025.05 | 0 | 0 | 6025.05 | 0 | 0 | 20084.6 | 30441.1 | 0 | 0 | 39353.8 | 35121.9
4848 | 0 | 8163.94 | 0 | 25010.4 | 0 | 6476.87 | 0 | 1687.6 | 0 | 0 | 1687.6 | 0 | 0 | 14176.4 | 24719.3 | 0 | 0 | 39162.5 | 30220
4849 | 0 | 3972.51 | 0 | 34159.2 | 0 | 37875.5 | 0 | 2542.72 | 0 | 0 | 2542.72 | 0 | 0 | 12104.7 | 8441.41 | 0 | 0 | 39303.2 | 31193.3
4850 | 0 | 4883.53 | 0 | 26533.6 | 0 | 6689.11 | 0 | 2748.36 | 0 | 2253.92 | 2748.36 | 0 | 0 | 6315.55 | 19930.4 | 0 | 0 | 39415 | 29618.4
4851 | 0 | 4715.52 | 0 | 23186.5 | 0 | 0 | 0 | 1736.63 | 0 | 3310.48 | 1736.63 | 0 | 0 | 4402.76 | 25458.5 | 0 | 0 | 39204.7 | 34369.1
4852 | 0 | 8053.8 | 0 | 19078.1 | 0 | 365.362 | 0 | 889.498 | 0 | 4491.92 | 889.498 | 0 | 0 | 5539.25 | 17146.4 | 0 | 0 | 38170.1 | 32208.2
4853 | 0 | 2685.54 | 0 | 17179.2 | 0 | 0 | 0 | 974.109 | 0 | 2436.1 | 974.109 | 0 | 0 | 2728.1 | 12563.3 | 0 | 0 | 37813.9 | 19533.7
4854 | 0.055989 | 4342.48 | 0.061385 | 12770.1 | 0.16675 | 0 | 0.067042 | 717.776 | 0.015158 | 1916.55 | 717.776 | 0 | 0.028115 | 395.298 | 32441.2 | 0.073721 | 0 | 37430.1 | 9151.68
4855 | 0.47938 | 6281.02 | 0.4905 | 9242.1 | 0.97107 | 3462.21 | 0.43192 | 759.169 | 0.31639 | 874.005 | 759.169 | 0 | 0.42466 | 1006.12 | 30746.8 | 0.37979 | 0 | 30214.4 | 6558.65
4856 | 1.067 | 2023.19 | 1.3947 | 2879.06 | 1.9983 | 2832.64 | 1.029 | 0 | 1.1492 | 0 | 0 | 0 | 1.1713 | 2235.1 | 982.589 | 1.0982 | 0 | 6355.26 | 10005.7
4857 | 1.7871 | 3007.47 | 2.3309 | 1478.73 | 2.8718 | 8383.9 | 0.57809 | 0 | 2.0458 | 0 | 0 | 0 | 1.9677 | 3866.45 | 0 | 1.9426 | 2795.26 | 0 | 11311.6
4858 | 2.6221 | 1687.38 | 3.0865 | 1602.15 | 3.5185 | 10672.9 | 1.5583 | 0 | 2.4794 | 0 | 0 | 0 | 2.6397 | 8773.26 | 13617.4 | 1.9924 | 29660.8 | 249.003 | 4780.93
4859 | 3.7683 | 582.266 | 3.6027 | 2234.62 | 3.9208 | 3341.03 | 2.6501 | 0 | 2.8839 | 0 | 0 | 0 | 3.0074 | 12474.1 | 8036.73 | 2.043 | 24944.4 | 0 | 2763.56
4860 | 3.9997 | 515.26 | 3.8412 | 1531.59 | 4.1035 | 2759.27 | 3.5631 | 0 | 2.6508 | 51.6142 | 0 | 237.263 | 3.2843 | 7239.38 | 10990.8 | 3.3836 | 11396.7 | 0 | 330.076
4861 | 2.456 | 0 | 3.8476 | 4357.33 | 4.0473 | 722.255 | 3.601 | 21273.7 | 2.4828 | 511.926 | 21273.7 | 0 | 3.3483 | 3381.52 | 16357.8 | 3.1011 | 725.35 | 2966.99 | 3856.48
4862 | 3.07 | 0 | 3.6346 | 1692.47 | 3.742 | 0 | 1.1491 | 0 | 3.0427 | 1854.48 | 0 | 0 | 3.2032 | 5305.01 | 19859.9 | 3.7452 | 0 | 2663.06 | 10835.8
4863 | 2.785 | 0 | 3.2135 | 1390.7 | 3.2185 | 40053.4 | 1.3674 | 0 | 2.7578 | 3261.54 | 0 | 3127.07 | 2.8711 | 4257.09 | 14417 | 3.372 | 0 | 3968.19 | 30351.7
4864 | 2.7708 | 919.233 | 2.2771 | 3244.38 | 2.46 | 2855.22 | 2.5587 | 0 | 2.2517 | 3282.46 | 0 | 0 | 2.355 | 1674.89 | 13529.2 | 2.7885 | 0 | 6783.58 | 39482.6
4865 | 1.8961 | 4547.08 | 1.5701 | 2431.98 | 1.5032 | 11888.5 | 1.809 | 1239.9 | 1.6237 | 0 | 1239.9 | 4362.64 | 1.6717 | 1427.82 | 15293.6 | 2.0284 | 0 | 7151.87 | 39744.1
4866 | 0.86503 | 10820.6 | 0.55857 | 7378.43 | 0.50846 | 39750.4 | 0.9358 | 1952.15 | 0.70146 | 2306.27 | 1952.15 | 0 | 0.89909 | 750.196 | 18413.8 | 1.1359 | 0 | 7649.65 | 40008.8
4867 | 0.12116 | 20832.2 | 0.13267 | 16078.5 | 0.063676 | 32224.1 | 0.25499 | 0 | 0.20224 | 14989.2 | 0 | 0 | 0.25512 | 0 | 23361.8 | 0.33977 | 0 | 12430.8 | 40053.4
4868 | 0 | 31312.2 | 0 | 34854.2 | 0 | 39768.5 | 0 | 1799.67 | 0 | 0 | 1799.67 | 4506.67 | 0 | 218.711 | 24578.6 | 0.042312 | 0 | 22733.4 | 40053.4
4869 | 0 | 24385.6 | 0 | 36057 | 0 | 27111.4 | 0 | 0 | 0 | 1645.38 | 0 | 0 | 0 | 1042.26 | 33599.4 | 0 | 0 | 32072.8 | 40053.4
4870 | 0 | 27931.4 | 0 | 32458.5 | 0 | 29985.5 | 0 | 2562.91 | 0 | 2767.57 | 2562.91 | 0 | 0 | 2052.32 | 15551.3 | 0 | 1364.1 | 28602.6 | 40053.4
4871 | 0 | 28623.7 | 0 | 29594.6 | 0 | 37990.4 | 0 | 0 | 0 | 12157.8 | 0 | 0 | 0 | 1557.92 | 17417 | 0 | 2028.72 | 36122.2 | 38882.7
4872 | 0 | 31075.9 | 0 | 22470 | 0 | 9067.87 | 0 | 0 | 0 | 18919.4 | 0 | 0 | 0 | 0 | 5666.33 | 0 | 4862.51 | 35086.2 | 37517.6
4873 | 0 | 35911.1 | 0 | 29940.6 | 0 | 0 | 0 | 0 | 0 | 13175.1 | 0 | 0 | 0 | 314.432 | 9912.8 | 0 | 9128.6 | 28444.7 | 36672
4874 | 0 | 32780.3 | 0 | 32769.5 | 0 | 0 | 0 | 0 | 0 | 11036.2 | 0 | 0 | 0 | 944.142 | 8562.62 | 0 | 5027.21 | 17744.3 | 32321.3
4875 | 0 | 30609.2 | 0 | 27560.4 | 0 | 33142 | 0 | 0 | 0 | 21851.7 | 0 | 0 | 0 | 1561.59 | 8915.36 | 0 | 0 | 9456.22 | 30846.2
4876 | 0 | 31505.7 | 0 | 30027.1 | 0 | 0 | 0 | 2091.67 | 0 | 21669.4 | 2091.67 | 1676.65 | 0 | 1123.23 | 9267.8 | 0 | 0 | 11923.8 | 25877
4877 | 0 | 27749.9 | 0 | 26558.6 | 0 | 0 | 0 | 4274.1 | 0 | 22066.7 | 4274.1 | 1299.41 | 0 | 1203.26 | 8709.34 | 0 | 0 | 7392.7 | 26490.6
4878 | 0.081328 | 16143.9 | 0.056466 | 14215.3 | 0.16365 | 0 | 0.013637 | 2823.8 | 0.019816 | 18981.8 | 2823.8 | 5323.1 | 0.01523 | 4384.68 | 7087.5 | 0.078821 | 0 | 3995.44 | 27127.5
4879 | 0.60177 | 7011.68 | 0.023985 | 5784.77 | 0.95349 | 4166.99 | 0.034323 | 4242.43 | 0.33733 | 18322.5 | 4242.43 | 13253 | 0.29504 | 6796.11 | 9524.46 | 0.49052 | 645.788 | 0 | 14430.2
4880 | 1.6326 | 7518.47 | 1.3586 | 3470.35 | 1.9639 | 3127.84 | 0.23574 | 2020.35 | 0.25859 | 6567.15 | 2020.35 | 17258.1 | 0.36887 | 6281.32 | 990.609 | 1.3803 | 5740.79 | 0 | 22556.3
4881 | 2.5465 | 4959.97 | 2.2906 | 5947.49 | 2.8424 | 7450.99 | 0.19912 | 2659.65 | 0.46679 | 3531.76 | 2659.65 | 13841.5 | 1.6191 | 5518.63 | 2775.42 | 2.2872 | 10610.4 | 0 | 15279.7
4882 | 3.2352 | 8285.26 | 3.0872 | 3652.49 | 3.5126 | 11026.7 | 0.31579 | 0 | 0.72371 | 1863.18 | 0 | 9771.76 | 1.8561 | 2138.34 | 2076.88 | 3.0206 | 16428 | 0 | 4568.48
4883 | 3.6794 | 7562.5 | 3.6319 | 2498.54 | 3.9421 | 936.832 | 0.75017 | 4016.69 | 1.1382 | 3013.09 | 4016.69 | 6193.2 | 1.3134 | 3000.76 | 1232.97 | 3.5613 | 13920 | 0 | 3270.46
4884 | 3.9362 | 12007.2 | 3.9797 | 2540.59 | 4.1208 | 0 | 1.3092 | 6583.5 | 0.62774 | 4280 | 6583.5 | 6620.69 | 1.8174 | 8775.32 | 2378.74 | 3.8921 | 14388.7 | 0 | 9419.03
4885 | 3.9773 | 7919.34 | 4.0581 | 1891.94 | 4.0546 | 2799.77 | 0.97895 | 6785.76 | 2.8242 | 3975.31 | 6785.76 | 9225.97 | 2.6743 | 17591.3 | 1512.03 | 3.9829 | 14785.3 | 0 | 11371.6
4886 | 3.7908 | 2883.09 | 3.865 | 2924.9 | 3.7563 | 132.492 | 0.9327 | 7106.57 | 3.3422 | 8090.46 | 7106.57 | 8189.59 | 2.5308 | 17485.7 | 1370.44 | 3.8251 | 13087.1 | 0 | 9648.33
4887 | 3.3738 | 678.288 | 3.3862 | 609.319 | 3.2214 | 25512.7 | 1.9605 | 6733.66 | 2.9926 | 8878.35 | 6733.66 | 7450.56 | 1.4187 | 20607.6 | 0 | 3.4528 | 10781.1 | 1696.77 | 15076.8
4888 | 2.3591 | 1142.98 | 2.683 | 1288.52 | 2.4532 | 4893.03 | 0.59262 | 9226.94 | 0.69264 | 5206.73 | 9226.94 | 9738.12 | 2.4438 | 13998.4 | 0 | 2.8584 | 7707.95 | 13550.2 | 26759.1
4889 | 0.63752 | 2314.48 | 1.401 | 5487.98 | 1.4897 | 0 | 1.1613 | 7242.85 | 1.467 | 11552.1 | 7242.85 | 10951.8 | 1.7035 | 14822.2 | 0 | 2.0736 | 1698.86 | 16181.9 | 33560.2
4890 | 0.18973 | 5610.31 | 0.65957 | 9198.46 | 0.50877 | 524.564 | 0.55495 | 25114.8 | 0.67289 | 29411.1 | 25114.8 | 16867.4 | 0.52355 | 24245.6 | 0 | 1.1471 | 0 | 18428 | 37499.3
4891 | 0.17505 | 10180.3 | 0.10977 | 14851.2 | 0.06392 | 7161.84 | 0.19437 | 21408.6 | 0.16207 | 3307.18 | 21408.6 | 29497.4 | 0.16796 | 29542.2 | 0 | 0.32299 | 0 | 32330.6 | 38247.4
4892 | 0 | 29033.3 | 0 | 27853.7 | 0 | 1189.01 | 0 | 40021.1 | 0 | 9510.78 | 40021.1 | 22768.4 | 0 | 25508.3 | 0 | 0.039763 | 0 | 34241.2 | 39468.8
4893 | 0 | 24599.6 | 0 | 32079.3 | 0 | 12908 | 0 | 1766.44 | 0 | 12086.5 | 1766.44 | 1600.02 | 0 | 20921.4 | 1089.31 | 0 | 0 | 34819.9 | 38496.5
4894 | 0 | 17078.8 | 0 | 31762.6 | 0 | 36052 | 0 | 3545.88 | 0 | 12382.2 | 3545.88 | 0 | 0 | 26302.7 | 2962.31 | 0 | 0 | 36727.8 | 26394.1
4895 | 0 | 14389 | 0 | 36658.9 | 0 | 32941.3 | 0 | 0 | 0 | 12332.5 | 0 | 0 | 0 | 25351.6 | 725.617 | 0 | 0 | 35816.2 | 26933.3
4896 | 0 | 22119.8 | 0 | 37657.3 | 0 | 0 | 0 | 0 | 0 | 11822.1 | 0 | 737.661 | 0 | 16313.1 | 97.5688 | 0 | 0 | 35360.1 | 31636
4897 | 0 | 31972.4 | 0 | 37149.8 | 0 | 373.812 | 0 | 3605.62 | 0 | 6420.16 | 3605.62 | 242.53 | 0 | 15767.4 | 0 | 0 | 0 | 35056 | 30254.1
4898 | 0 | 31361.9 | 0 | 33684.9 | 0 | 874.668 | 0 | 6898.23 | 0 | 1968.43 | 6898.23 | 0 | 0 | 15915.6 | 0 | 0 | 0 | 36462.9 | 19520.5
4899 | 0 | 19715.1 | 0 | 23156.2 | 0 | 0 | 0 | 4186.16 | 0 | 0 | 4186.16 | 724.509 | 0 | 23953.9 | 0 | 0 | 0 | 36634.9 | 8049.7
4900 | 0 | 14292 | 0 | 22478 | 0 | 0 | 0 | 5517.94 | 0 | 862.365 | 5517.94 | 5032.07 | 0 | 26287.6 | 0 | 0 | 0 | 31437.9 | 3751.92
4901 | 0 | 11650.5 | 0 | 21089.9 | 0 | 0 | 0 | 11201.2 | 0 | 0 | 11201.2 | 4018.08 | 0 | 28265.8 | 0 | 0 | 0 | 27610 | 1189.35
4902 | 0.099675 | 9470.69 | 0.049934 | 11978.7 | 0.15552 | 0 | 0.070817 | 4259.49 | 0.017598 | 0 | 4259.49 | 3969.59 | 0.017523 | 30827 | 0 | 0.086347 | 0 | 23660.7 | 0
4903 | 0.56301 | 7955.87 | 0.45188 | 5798.53 | 0.94392 | 0 | 0.34597 | 10587.1 | 0.33345 | 0 | 10587.1 | 6568.09 | 0.38348 | 26394.4 | 399.262 | 0.40147 | 0 | 13786 | 894.556
4904 | 1.5181 | 342.358 | 1.3071 | 3473.28 | 1.9573 | 0 | 0.44096 | 6101.57 | 1.1485 | 0 | 6101.57 | 742.118 | 0.89925 | 35178.5 | 0 | 0.9432 | 0 | 5210.71 | 11078
4905 | 2.1459 | 0 | 2.3921 | 6298.5 | 2.8133 | 0 | 1.5366 | 9709.52 | 2.0474 | 0 | 9709.52 | 0 | 1.0117 | 38525.4 | 111.252 | 1.4858 | 0 | 1847.91 | 10422.6
4906 | 2.3662 | 0 | 3.1086 | 1199.87 | 3.4336 | 0 | 1.7203 | 11105.1 | 2.7935 | 0 | 11105.1 | 141.601 | 1.2238 | 40053.4 | 0 | 2.9461 | 0 | 6170.5 | 8238.59
4907 | 1.1729 | 0 | 3.5763 | 0 | 3.7867 | 0 | 2.5665 | 9230.12 | 3.3227 | 0 | 9230.12 | 399.718 | 1.5781 | 7853.16 | 0 | 1.2132 | 1548.4 | 10863.4 | 343.746
4908 | 2.8663 | 0 | 3.8301 | 0 | 3.8897 | 352.109 | 3.6565 | 6190.25 | 2.9288 | 0 | 6190.25 | 719.917 | 1.9237 | 39258.9 | 0 | 0.8829 | 4361.02 | 12373 | 241.392
4909 | 2.9661 | 0 | 3.8652 | 800.97 | 3.5467 | 13522.1 | 3.323 | 5859.85 | 2.9235 | 0 | 5859.85 | 1673.27 | 1.5778 | 40053.4 | 0 | 2.0652 | 1992.51 | 16510.6 | 86.7515
4910 | 0.19935 | 0 | 2.856 | 1958.4 | 2.945 | 2823.3 | 0.36715 | 5708.5 | 3.5419 | 0 | 5708.5 | 673.014 | 1.7832 | 39899.4 | 0 | 1.9635 | 0 | 23950 | 1192.95
4911 | 0.39862 | 0 | 2.765 | 3635.69 | 2.2055 | 5805.22 | 0.35702 | 4369.53 | 1.9524 | 0 | 4369.53 | 0 | 1.4993 | 38250.6 | 0 | 2.392 | 0 | 32335.7 | 4131.86
4912 | 1.913 | 2556.2 | 0.46847 | 7163.74 | 1.5171 | 6007.76 | 2.4949 | 5262.98 | 2.6377 | 0 | 5262.98 | 749.72 | 1.4035 | 30300 | 212.543 | 2.8583 | 0 | 35292.5 | 2584.09
4913 | 1.6001 | 5357.36 | 0.23555 | 10142.6 | 0.98997 | 13125.4 | 1.7408 | 6082.98 | 1.8556 | 0 | 6082.98 | 0 | 1.6025 | 35885.8 | 1138.88 | 2.0752 | 0 | 37837 | 13441.9
4914 | 0.83661 | 6591.63 | 0.34881 | 15635.6 | 0.47142 | 0 | 0.97917 | 5009.8 | 0.93901 | 0 | 5009.8 | 0 | 0.43852 | 37786.7 | 835.048 | 1.1579 | 0 | 39186.6 | 33220.5
4915 | 0.1557 | 8192.07 | 0.14601 | 22437.6 | 0.074353 | 0 | 0.22355 | 6637.9 | 0.19892 | 0 | 6637.9 | 15339.4 | 0.24069 | 33721.2 | 2287.47 | 0.33523 | 1170.47 | 39432.4 | 37820.7
4916 | 0 | 19158.6 | 0 | 18245.4 | 0 | 0 | 0 | 9391.94 | 0 | 3950.76 | 9391.94 | 6321.1 | 0 | 21210.1 | 1636.1 | 0.040611 | 894.748 | 40053.4 | 39602.1
4917 | 0 | 17185.2 | 0 | 28480.8 | 0 | 0 | 0 | 18419.4 | 0 | 18327.5 | 18419.4 | 5299.43 | 0 | 9293.51 | 1716.75 | 0 | 275.827 | 39709.1 | 38794.4
4918 | 0 | 35474.8 | 0 | 27970.3 | 0 | 0 | 0 | 19758.2 | 0 | 9970.1 | 19758.2 | 0 | 0 | 12107.9 | 0 | 0 | 565.8 | 39848.2 | 39522.2
4919 | 0 | 34299.5 | 0 | 37887.8 | 0 | 0 | 0 | 23777.1 | 0 | 7720.29 | 23777.1 | 0 | 0 | 14397.6 | 2202.93 | 0 | 793.252 | 39488.8 | 37647
4920 | 0 | 35641.7 | 0 | 34937.7 | 0 | 0 | 0 | 12659.1 | 0 | 0 | 12659.1 | 0 | 0 | 18093.1 | 6517.45 | 0 | 1014.25 | 39845.4 | 37195.2
4921 | 0 | 39112.8 | 0 | 26893.5 | 0 | 0 | 0 | 8143.85 | 0 | 1626.29 | 8143.85 | 0 | 0 | 16721.1 | 2960.87 | 0 | 1430.53 | 39922.3 | 32147.3
4922 | 0 | 37475.3 | 0 | 23532 | 0 | 0 | 0 | 6905.39 | 0 | 0 | 6905.39 | 0 | 0 | 17297.2 | 3498.04 | 0 | 3023.09 | 39717.5 | 30362.2
4923 | 0 | 35243.2 | 0 | 14108.6 | 0 | 0 | 0 | 8151.28 | 0 | 0 | 8151.28 | 0 | 0 | 19610.1 | 4693.04 | 0 | 2809.13 | 39849 | 32921
4924 | 0 | 30820 | 0 | 10348.6 | 0 | 0 | 0 | 8247.59 | 0 | 1886.13 | 8247.59 | 0 | 0 | 20371.3 | 5167.09 | 0 | 3379.13 | 39688.5 | 27990.3
4925 | 0 | 27523.1 | 0 | 5507.22 | 0 | 0 | 0 | 7365.28 | 0 | 8030.36 | 7365.28 | 0 | 0 | 16021.2 | 1000.7 | 0 | 1595.67 | 39265.2 | 27989.8
4926 | 0.075146 | 12597.3 | 0.050044 | 2728.63 | 0.17667 | 727.525 | 0.059511 | 4038.1 | 0.019998 | 7104.05 | 4038.1 | 0 | 0.0062835 | 17758.2 | 4741.79 | 0.071518 | 396.199 | 38141 | 27974.1
4927 | 0.58563 | 3733.51 | 0.44619 | 1008.17 | 0.90936 | 240.698 | 0.4741 | 2992.61 | 0.31892 | 9011.93 | 2992.61 | 0 | 0.048225 | 25723.3 | 3073.72 | 0.48194 | 0 | 32105.3 | 18300.5
4928 | 1.6338 | 1266.95 | 1.3977 | 0 | 1.8809 | 0 | 1.3723 | 1991.38 | 1.1651 | 6267.66 | 1991.38 | 0 | 0.22304 | 25006.5 | 1804.64 | 1.0928 | 0 | 31305.8 | 10147.7
4929 | 2.0185 | 875.417 | 2.3442 | 3614.95 | 2.7269 | 0 | 2.2481 | 3290.49 | 2.0842 | 2002.62 | 3290.49 | 0 | 0.68832 | 24344.1 | 130.024 | 2.2806 | 634.829 | 23536 | 6335.24
4930 | 1.1503 | 603.753 | 3.1016 | 6364.05 | 3.3455 | 0 | 2.9262 | 1790.23 | 2.8323 | 4313.28 | 1790.23 | 0 | 1.1614 | 28181.9 | 2006.66 | 2.5252 | 3527.33 | 34091.4 | 3511.4
4931 | 1.665 | 0 | 3.6289 | 15763 | 3.7212 | 0 | 3.3803 | 2368.5 | 3.3292 | 2368.41 | 2368.5 | 0 | 1.3218 | 23376.9 | 3483.72 | 3.0289 | 3028.3 | 38242 | 1772.19
4932 | 4.1157 | 0 | 3.9061 | 18403.4 | 2.0471 | 0 | 1.4044 | 1811.12 | 3.6123 | 689.157 | 1811.12 | 0 | 0.88952 | 8993.03 | 6962.74 | 3.2633 | 2367.97 | 37493.6 | 625.687
4933 | 4.1187 | 0 | 3.9394 | 19727.8 | 3.4558 | 0 | 2.0682 | 1420.75 | 3.68 | 644.769 | 1420.75 | 0 | 0.93194 | 0 | 5853.45 | 3.3603 | 2699.99 | 37420.1 | 1215.45
4934 | 0.20601 | 1024.26 | 3.7413 | 20495.7 | 3.2181 | 0 | 3.4218 | 1398.87 | 3.5351 | 333.105 | 1398.87 | 0 | 1.8211 | 6147.61 | 8214.31 | 3.1255 | 4635.23 | 37058.4 | 1699.79
4935 | 0.10455 | 2514.11 | 3.2934 | 26322.9 | 2.6153 | 767.962 | 2.5698 | 1739.7 | 3.1644 | 835.708 | 1739.7 | 0 | 1.2718 | 20188.6 | 5503.78 | 1.3573 | 6223.48 | 37144 | 1805.67
4936 | 2.6947 | 1651 | 2.6251 | 30549.1 | 2.1792 | 1130.67 | 2.3005 | 1906.58 | 2.6054 | 428.809 | 1906.58 | 0 | 1.2504 | 26648.6 | 6330.12 | 2.3395 | 7808.27 | 37914.4 | 2738.76
4937 | 0.077719 | 4797.79 | 1.7462 | 31665.9 | 0.68174 | 2952.25 | 1.7624 | 2017.87 | 1.8318 | 1120.36 | 2017.87 | 0 | 0.55505 | 33480.1 | 9022.03 | 1.2879 | 8611.33 | 38659.8 | 7994.86
4938 | 0.84287 | 4671.33 | 0.5191 | 28060.5 | 0.19014 | 4064.5 | 0.93491 | 2892.02 | 0.92964 | 1065.33 | 2892.02 | 3100.38 | 0.2898 | 27209.8 | 11305.7 | 1.097 | 9429.35 | 39315 | 16595.1
4939 | 0.016996 | 4337.48 | 0.13647 | 23555.9 | 0.040503 | 5224.61 | 0.26102 | 3142.89 | 0.2051 | 1184.7 | 3142.89 | 0 | 0.24199 | 19131.3 | 13952.3 | 0.32693 | 8320.96 | 39930.9 | 25296.9
4940 | 0 | 7022.97 | 0 | 7117.19 | 0 | 38327.6 | 0 | 1108.11 | 0 | 3107.68 | 1108.11 | 5226.48 | 0 | 13903.4 | 1163.7 | 0.041073 | 7403.4 | 40053 | 35863
4941 | 0 | 9029.95 | 0 | 6408.12 | 0 | 31265.3 | 0 | 8920.78 | 0 | 6956.07 | 8920.78 | 0 | 0 | 9652.47 | 4010.58 | 0 | 6451.57 | 39840.1 | 38212.4
4942 | 0 | 27337.4 | 0 | 1691.36 | 0 | 3152.27 | 0 | 3053.96 | 0 | 4619.14 | 3053.96 | 0 | 0 | 9683.35 | 16421.3 | 0 | 8464.66 | 40053.4 | 38586.9
4943 | 0 | 0 | 0 | 4054.93 | 0 | 7448.14 | 0 | 4752.96 | 0 | 12568.4 | 4752.96 | 0 | 0 | 11143.9 | 3558.03 | 0 | 5274.24 | 40053.4 | 36851.6
4944 | 0 | 12943.5 | 0 | 1829.49 | 0 | 0 | 0 | 5793.74 | 0 | 5611.17 | 5793.74 | 0 | 0 | 6365.88 | 2896.51 | 0 | 3698.22 | 40053.4 | 36933.1
4945 | 0 | 3818.21 | 0 | 1654.36 | 0 | 1883.38 | 0 | 2296.71 | 0 | 5988.33 | 2296.71 | 0 | 0 | 11087.1 | 17660.8 | 0 | 7999.79 | 40053.4 | 27429.3
4946 | 0 | 0 | 0 | 437.927 | 0 | 866.076 | 0 | 1147.93 | 0 | 1713.14 | 1147.93 | 0 | 0 | 15663.7 | 11470.7 | 0 | 11741.7 | 40053.4 | 22624.6
4947 | 0 | 3720.55 | 0 | 0 | 0 | 1242.8 | 0 | 848.145 | 0 | 5733.87 | 848.145 | 0 | 0 | 7933.7 | 12652.3 | 0 | 13701.8 | 40053.4 | 22983.9
4948 | 0 | 1598.77 | 0 | 0 | 0 | 0 | 0 | 0 | 0 | 3448.43 | 0 | 0 | 0 | 5764.52 | 23216.6 | 0 | 11887 | 39951.7 | 5876.78
4949 | 0 | 6170.44 | 0 | 0 | 0 | 0 | 0 | 0 | 0 | 3784.66 | 0 | 0 | 0 | 9412.84 | 24609.7 | 0 | 18067.5 | 39215.1 | 5671.4
4950 | 0.095208 | 2576.31 | 0.014754 | 3276.12 | 0.18853 | 0 | 0.054203 | 0 | 0.015371 | 0 | 0 | 0 | 0.0088383 | 5922.05 | 19406 | 0.090182 | 26155.7 | 36853.2 | 5489.11
4951 | 0.59606 | 594.734 | 0.15294 | 12257.3 | 0.55219 | 0 | 0.40048 | 0 | 0.33652 | 0 | 0 | 0 | 0.085324 | 7700.01 | 12023 | 0.42162 | 27042.5 | 26052.2 | 9361.11
4952 | 1.5769 | 0 | 1.2213 | 9462.36 | 0.078442 | 0 | 1.3077 | 0 | 1.1339 | 0 | 0 | 0 | 1.0321 | 2078.85 | 10581.4 | 0.83834 | 23818 | 9370.81 | 7509.68
4953 | 2.519 | 0 | 2.3082 | 4176.87 | 2.1001 | 0 | 2.1295 | 0 | 2.0105 | 0 | 0 | 0 | 0.85093 | 0 | 15469.2 | 1.8924 | 21955.1 | 3466.66 | 3149
4954 | 3.2633 | 770.569 | 3.0528 | 2247.7 | 2.1955 | 0 | 1.4356 | 0 | 2.7407 | 0 | 0 | 0 | 1.0032 | 652.55 | 20421.8 | 2.2901 | 26734.2 | 4765.55 | 0
4955 | 3.7984 | 1088.28 | 3.5741 | 5329.42 | 1.3102 | 0 | 2.6483 | 0 | 3.2685 | 0 | 0 | 0 | 1.3303 | 5843.66 | 31076.4 | 3.4609 | 34875.9 | 5168.66 | 0
4956 | 4.0776 | 1168.57 | 3.8737 | 13623.3 | 0.62 | 0 | 3.4472 | 0 | 3.5886 | 0 | 0 | 0 | 0.81853 | 1888.58 | 35353.6 | 3.7743 | 36882.9 | 8783.33 | 0
4957 | 4.0994 | 186.896 | 3.9104 | 14783.4 | 0.53066 | 0 | 2.5663 | 0 | 3.6436 | 0 | 0 | 0 | 1.0924 | 843.624 | 33554.7 | 3.8648 | 37112.8 | 17359.6 | 0
4958 | 2.8504 | 0 | 3.6892 | 13341.9 | 0.1853 | 20820.5 | 3.2084 | 0 | 3.4878 | 0 | 0 | 0 | 1.127 | 2561.43 | 35518 | 3.7296 | 37809.3 | 19695.1 | 0
4959 | 3.4537 | 868.117 | 1.9271 | 11867.2 | 0.13681 | 32931.8 | 2.8773 | 0 | 2.6436 | 0 | 0 | 0 | 1.1258 | 7797.83 | 38831.1 | 3.373 | 38684.1 | 25891.9 | 0
4960 | 0.24282 | 2291.81 | 1.6239 | 12848.5 | 1.3033 | 3440.61 | 1.6178 | 0 | 2.1834 | 0 | 0 | 0 | 0.69399 | 8211.68 | 35177.5 | 2.8131 | 39322.3 | 27248.4 | 300.801
4961 | 1.1372 | 2089.11 | 0.38096 | 12816.8 | 1.4124 | 5912.81 | 1.7075 | 0 | 1.5812 | 127.886 | 0 | 0 | 1.0917 | 5432.12 | 25400.5 | 2.0485 | 39610.7 | 28529.2 | 10678.1
4962 | 0.016682 | 9328.25 | 0.53426 | 13629.6 | 0.42255 | 1196.32 | 0.91306 | 0 | 0.76662 | 0 | 0 | 3121.62 | 0.6426 | 928.306 | 15067.6 | 1.1321 | 39899.5 | 30242.7 | 34301.2
4963 | 0.12896 | 22943.2 | 0.10693 | 14485.6 | 0.069025 | 0 | 0.2503 | 0 | 0.13319 | 902.822 | 0 | 1104.55 | 0.23837 | 813.556 | 9283.03 | 0.3068 | 39883.4 | 30679.4 | 35041.2
4964 | 0 | 38458.3 | 0 | 12468 | 0 | 725.988 | 0 | 0 | 0 | 1868.5 | 0 | 2637.76 | 0 | 1287.27 | 6938.77 | 0.033332 | 39663 | 31132.9 | 36924.4
4965 | 0 | 39883.9 | 0 | 15479.6 | 0 | 30842.8 | 0 | 796.02 | 0 | 9158.64 | 796.02 | 901.827 | 0 | 1955.27 | 7983.63 | 0 | 40037.4 | 37528.4 | 39104.4
4966 | 0 | 39422.3 | 0 | 15250.1 | 0 | 38623.4 | 0 | 0 | 0 | 11320.6 | 0 | 0 | 0 | 8503.38 | 4217.25 | 0 | 40053.4 | 37875.4 | 39615.7
4967 | 0 | 38809.8 | 0 | 22430 | 0 | 0 | 0 | 0 | 0 | 14199.8 | 0 | 0 | 0 | 25885.3 | 5417.71 | 0 | 40053.4 | 38756.3 | 40053.4
4968 | 0 | 31919.8 | 0 | 33696.7 | 0 | 15735.8 | 0 | 0 | 0 | 25860.3 | 0 | 0 | 0 | 19734.5 | 4108.57 | 0 | 40053.4 | 38448.2 | 39819.6
4969 | 0 | 20351.2 | 0 | 38496 | 0 | 28862.6 | 0 | 0 | 0 | 15203.9 | 0 | 0 | 0 | 18743.6 | 24008.6 | 0 | 40053.4 | 39142.7 | 39681.7
4970 | 0 | 18759.6 | 0 | 38802.2 | 0 | 6444.21 | 0 | 0 | 0 | 18935.4 | 0 | 0 | 0 | 18399.9 | 23750.3 | 0 | 40053.4 | 37664.3 | 38137.2
4971 | 0 | 15912.7 | 0 | 34647.7 | 0 | 1370.15 | 0 | 0 | 0 | 14395.8 | 0 | 0 | 0 | 16276.3 | 18290.6 | 0 | 40053.4 | 36288.6 | 37189.9
4972 | 0 | 16329.3 | 0 | 27552.3 | 0 | 25036.1 | 0 | 0 | 0 | 16342.5 | 0 | 0 | 0 | 20216.4 | 21048.5 | 0 | 40053.4 | 31664.9 | 38203.9
4973 | 0 | 7468.84 | 0 | 29091 | 0 | 16265 | 0 | 177.487 | 0 | 10977.1 | 177.487 | 0 | 0 | 16738.2 | 24856.9 | 0 | 40053.4 | 27914.8 | 36778.4
4974 | 0.083444 | 1296.87 | 0.021287 | 18833.7 | 0.17208 | 3601.9 | 0.049852 | 0 | 0 | 8096.1 | 0 | 0 | 0 | 14867.9 | 29508.9 | 0.072832 | 40053.4 | 24031.4 | 33865
4975 | 0.56197 | 0 | 0.094073 | 10502.2 | 0.90523 | 1497.49 | 0.48153 | 0 | 0.30212 | 8360.81 | 0 | 0 | 0.10677 | 10895.1 | 19631 | 0.46859 | 40053.4 | 27401.1 | 11852.6
4976 | 1.3547 | 0 | 1.2846 | 7237.24 | 1.422 | 1418.39 | 1.2668 | 0 | 0.85522 | 2010.15 | 0 | 0 | 0.81253 | 8263.25 | 14625.9 | 1.3108 | 40053.4 | 10617 | 1542.38
4977 | 1.872 | 0 | 2.3457 | 4464.48 | 2.3327 | 0 | 2.1062 | 759.641 | 1.8708 | 1571.19 | 759.641 | 0 | 1.5464 | 5948.51 | 19027.6 | 2.191 | 40053.4 | 8230.16 | 7643.12
4978 | 3.3026 | 0 | 2.9882 | 3554.53 | 2.3526 | 0 | 2.7924 | 2389.06 | 1.9235 | 2295.66 | 2389.06 | 0 | 2.0277 | 8028.69 | 24111.4 | 2.9263 | 40053.4 | 4579.86 | 18947.6
4979 | 3.034 | 0 | 3.2902 | 5033.62 | 1.4878 | 0 | 3.3303 | 3000.48 | 2.6497 | 3071.31 | 3000.48 | 13748.5 | 2.1161 | 13191.6 | 27938.8 | 3.4538 | 40053.4 | 4073.67 | 15875.1
4980 | 3.1089 | 0 | 3.8465 | 24245 | 1.1239 | 1809.49 | 3.6321 | 8283.37 | 2.629 | 1363.35 | 8283.37 | 11356.1 | 1.5839 | 9914.16 | 36706 | 2.3104 | 40053.4 | 7041.27 | 10552.6
4981 | 2.1256 | 0 | 3.825 | 33771.1 | 3.757 | 5632.48 | 3.6817 | 8185.58 | 2.4587 | 1883.91 | 8185.58 | 15993.3 | 1.6523 | 17573.7 | 31389.3 | 3.8503 | 40053.4 | 10972.6 | 10385.9
4982 | 0.32481 | 0 | 3.6249 | 33054.3 | 3.0456 | 5007.59 | 3.5384 | 23368.1 | 3.076 | 1384.22 | 23368.1 | 30320.4 | 1.4467 | 15593.8 | 24463.6 | 3.6952 | 40053.4 | 19225.4 | 13162.7
4983 | 2.0135 | 4334.44 | 2.8561 | 29280.3 | 2.1411 | 39839.2 | 3.1949 | 3760.44 | 2.8709 | 1394.61 | 3760.44 | 6291.03 | 1.121 | 10287 | 36749.3 | 3.3555 | 40053.4 | 21069.5 | 13362.3
4984 | 1.2265 | 8917.06 | 0.070494 | 34888.7 | 1.1673 | 104.14 | 2.6359 | 0 | 2.4823 | 7739.48 | 0 | 3901.24 | 1.6828 | 6103.23 | 37815.9 | 2.7597 | 40053.4 | 19041.6 | 22128.2
4985 | 0.21954 | 9094.58 | 0.057465 | 36854.4 | 1.3751 | 9293.5 | 1.8629 | 0 | 1.165 | 7421.97 | 0 | 4672.99 | 0.73494 | 555.285 | 39593.7 | 1.9864 | 40053.4 | 19002.2 | 35346.6
4986 | 0.44275 | 10618.8 | 0.17781 | 35502.9 | 0.31093 | 0 | 0.95215 | 7593.14 | 0.2691 | 0 | 7593.14 | 8486.26 | 0.75066 | 0 | 34077 | 1.0962 | 40053.4 | 19244.3 | 39446
4987 | 0.0098979 | 12718.2 | 0.012777 | 33332.1 | 0.043224 | 22084.7 | 0.22817 | 8614.1 | 0.088818 | 825.857 | 8614.1 | 0 | 0.21718 | 0 | 31863.9 | 0.32331 | 40053.4 | 22591 | 39700.5
4988 | 0 | 6749.15 | 0 | 28088.9 | 0 | 3648.7 | 0 | 3438.7 | 0 | 0 | 3438.7 | 0 | 0 | 0 | 37549 | 0.035558 | 40053.4 | 33052.1 | 40053.4
4989 | 0 | 14369.7 | 0 | 32867.5 | 0 | 12098.3 | 0 | 4981.15 | 0 | 1088.44 | 4981.15 | 2673.12 | 0 | 0 | 31429.4 | 0 | 40053.4 | 36753.1 | 40053.4
4990 | 0 | 10363.1 | 0 | 26308.8 | 0 | 0 | 0 | 9385.49 | 0 | 0 | 9385.49 | 0 | 0 | 0 | 33339.4 | 0 | 40053.4 | 37076.6 | 40053.4
4991 | 0 | 1229.01 | 0 | 27541.3 | 0 | 0 | 0 | 3657.78 | 0 | 0 | 3657.78 | 0 | 0 | 0 | 11533.4 | 0 | 40053.4 | 33361.8 | 40053.4
4992 | 0 | 1049.28 | 0 | 28489.5 | 0 | 0 | 0 | 3923.81 | 0 | 1439.7 | 3923.81 | 0 | 0 | 0 | 17362 | 0 | 40053.4 | 25730.6 | 39744.7
4993 | 0 | 2175.98 | 0 | 28698.5 | 0 | 0 | 0 | 1861.97 | 0 | 1392.62 | 1861.97 | 0 | 0 | 879.071 | 25906.1 | 0 | 40053.4 | 24081 | 38343.7
4994 | 0 | 0 | 0 | 25069.5 | 0 | 2700.16 | 0 | 6475.41 | 0 | 429.582 | 6475.41 | 0 | 0 | 975.681 | 9083.52 | 0 | 40053.4 | 24823.2 | 34712.1
4995 | 0 | 0 | 0 | 24086.5 | 0 | 0 | 0 | 11312.7 | 0 | 1510.13 | 11312.7 | 0 | 0 | 1814.74 | 14227.2 | 0 | 40053.4 | 23833.5 | 38260.3
4996 | 0 | 0 | 0 | 23099.7 | 0 | 728.409 | 0 | 11684.1 | 0 | 2453.12 | 11684.1 | 0 | 0 | 663.024 | 16810 | 0 | 39315.1 | 20201.3 | 38157.7
4997 | 0 | 0 | 0 | 17933.4 | 0 | 5.0189 | 0 | 8524.51 | 0 | 2781.58 | 8524.51 | 0 | 0 | 1818.05 | 11703.3 | 0 | 38199.1 | 29846 | 35806.6
4998 | 0.078242 | 0 | 0.040703 | 10006.1 | 0.17349 | 4176.26 | 0.051843 | 1899.83 | 0 | 4341.63 | 1899.83 | 0 | 0.013391 | 3113.72 | 16773.8 | 0.033239 | 36349.3 | 36736.7 | 30986.1
4999 | 0.14648 | 0 | 0.038629 | 4290.73 | 0.1612 | 188.644 | 0.41918 | 1058.72 | 0.32608 | 2675.41 | 1058.72 | 0 | 0.31789 | 2169.9 | 5782.14 | 0.35809 | 10956.5 | 36039.7 | 13152
5000 | 1.1654 | 0 | 0.052456 | 7630.22 | 1.2493 | 834.089 | 1.2743 | 980.798 | 1.0742 | 0 | 980.798 | 0 | 0.93063 | 783.568 | 1138.7 | 0.22418 | 3588.86 | 19726.9 | 8813.76
5001 | 0.87887 | 0 | 0.72851 | 9103.05 | 2.1913 | 0 | 2.1046 | 0 | 1.9007 | 0 | 0 | 0 | 1.6708 | 0 | 1186.59 | 1.5129 | 18436.5 | 20695.8 | 11560.4
5002 | 0.91965 | 0 | 1.8703 | 2128.28 | 0.88877 | 0 | 2.7956 | 689.428 | 2.5976 | 0 | 689.428 | 0 | 2.6733 | 0 | 1316.09 | 2.0392 | 36730.8 | 21632 | 10212.8
5003 | 1.1506 | 2214.05 | 0.23303 | 1113.66 | 1.5847 | 578.306 | 3.2799 | 1230.08 | 3.1007 | 0 | 1230.08 | 0 | 3.1394 | 0 | 747.233 | 1.9337 | 21996.9 | 26259.5 | 14785.4
5004 | 3.3229 | 6671.1 | 1.9072 | 1379.24 | 3.9553 | 0 | 3.5381 | 4091.95 | 2.6224 | 20.5664 | 4091.95 | 0 | 3.4113 | 0 | 2128.97 | 1.6243 | 3550.01 | 26530.6 | 15702.7
5005 | 3.4274 | 2131.21 | 1.2569 | 4164.29 | 3.1718 | 36345.3 | 3.5966 | 6516.66 | 1.4228 | 1513.05 | 6516.66 | 0 | 3.4736 | 585.656 | 2499.24 | 1.2899 | 0 | 27080.1 | 24369.7
5006 | 1.8845 | 3476.7 | 0.79937 | 15227.4 | 3.1118 | 26989.4 | 2.7869 | 7565.82 | 2.6956 | 2004.48 | 7565.82 | 0 | 3.3231 | 1817.08 | 1620.98 | 0.6941 | 2043.92 | 28335.3 | 27447.9
5007 | 1.7045 | 3338.75 | 2.4272 | 23514.7 | 3.0589 | 2680.18 | 3.0564 | 16510.8 | 1.7458 | 1085.56 | 16510.8 | 0 | 2.9814 | 7131.73 | 1813.76 | 1.2915 | 3863.71 | 32122.2 | 30478.3
5008 | 0.82367 | 5739.16 | 1.9469 | 23724.3 | 0.91726 | 559.174 | 2.4985 | 11488.7 | 2.4642 | 1252.65 | 11488.7 | 635.106 | 2.4519 | 7303.49 | 0 | 1.3764 | 4230.15 | 28720.7 | 35478.4
5009 | 1.0372 | 1030.12 | 0.19276 | 20270.8 | 0.043291 | 6509.23 | 1.7352 | 9162.07 | 0.57375 | 7338.79 | 9162.07 | 5354.34 | 1.7223 | 8672.54 | 0 | 2.0745 | 3479.2 | 33549.3 | 38170.6
5010 | 0.82376 | 1218.86 | 0.16976 | 29766 | 0.012794 | 13386 | 0.78491 | 8470.85 | 0.015858 | 2830.35 | 8470.85 | 8250.97 | 0.87629 | 11594.8 | 0 | 1.1548 | 2769.36 | 36957.3 | 39414.7
5011 | 0.15659 | 1471.62 | 0.11317 | 36554.2 | 0.055208 | 30015.5 | 0.23661 | 11902.2 | 0.0091665 | 5229.28 | 11902.2 | 5627.76 | 0.20211 | 23728.7 | 0 | 0.30579 | 0 | 38413.8 | 39371.9
5012 | 0 | 328.404 | 0 | 37471.1 | 0 | 20348 | 0 | 20279.3 | 0 | 25481.1 | 20279.3 | 6926.95 | 0 | 10865.8 | 0 | 0.031777 | 0 | 38501.2 | 40053.4
5013 | 0 | 3003.01 | 0 | 35808.5 | 0 | 16750.6 | 0 | 19818.9 | 0 | 1742.45 | 19818.9 | 13144.3 | 0 | 3585.93 | 0 | 0 | 0 | 38745.7 | 39815.5
5014 | 0 | 4415.34 | 0 | 12332.5 | 0 | 6825.69 | 0 | 12780.1 | 0 | 2810.34 | 12780.1 | 0 | 0 | 1995.38 | 0 | 0 | 0 | 38355.6 | 39663.4
5015 | 0 | 3696.54 | 0 | 0 | 0 | 843.911 | 0 | 12819.8 | 0 | 1118.82 | 12819.8 | 0 | 0 | 6490.33 | 0 | 0 | 293.949 | 38995.9 | 40053.4
5016 | 0 | 0 | 0 | 0 | 0 | 15664.5 | 0 | 11398.9 | 0 | 3418.96 | 11398.9 | 188.603 | 0 | 882.668 | 0 | 0 | 1819.23 | 39537.5 | 40046.9
5017 | 0 | 0 | 0 | 11589.4 | 0 | 15964.6 | 0 | 6088.43 | 0 | 4184.35 | 6088.43 | 3935.49 | 0 | 0 | 0 | 0 | 1974.11 | 39694.2 | 39916.9
5018 | 0 | 0 | 0 | 15275.2 | 0 | 2025.64 | 0 | 972.859 | 0 | 6100 | 972.859 | 1489.94 | 0 | 1058.2 | 158.879 | 0 | 0 | 39748.7 | 36877.2
5019 | 0 | 4444.92 | 0 | 10745.4 | 0 | 928.168 | 0 | 3473.82 | 0 | 12894.7 | 3473.82 | 1395.5 | 0 | 3648.48 | 1294.64 | 0 | 0 | 40053.4 | 34294.7
5020 | 0 | 11657.2 | 0 | 8521 | 0 | 0 | 0 | 3775.66 | 0 | 1187.14 | 3775.66 | 148.068 | 0 | 3354.65 | 1360.45 | 0 | 0 | 39773.8 | 29168.3
5021 | 0 | 7856.62 | 0 | 9386.4 | 0 | 930.161 | 0 | 2501.89 | 0 | 0 | 2501.89 | 1175.82 | 0 | 2311.37 | 1440.75 | 0 | 0 | 39647.8 | 28521.6
5022 | 0.027048 | 2864.08 | 0.04104 | 7923.47 | 0.18129 | 4456.83 | 0.043752 | 1262.64 | 0 | 893.675 | 1262.64 | 5608.11 | 0.024918 | 4040.53 | 1099.28 | 0.060306 | 0 | 39520.6 | 28089.5
5023 | 0.56599 | 176.972 | 0.049889 | 7216.68 | 0.77033 | 0 | 0.4801 | 2649.04 | 0.15309 | 1412.67 | 2649.04 | 3930.62 | 0.3603 | 5747.76 | 632.855 | 0.46863 | 0 | 36447.2 | 9470.79
5024 | 1.5969 | 918.023 | 0.75027 | 3453.76 | 1.5401 | 0 | 1.2572 | 0 | 0.17465 | 1170.99 | 0 | 1821.83 | 1.1331 | 2266.52 | 0 | 0.82853 | 0 | 17049.9 | 2979.75
5025 | 2.5186 | 194.787 | 2.0653 | 2705.96 | 2.0639 | 12510.3 | 2.0642 | 656.616 | 1.476 | 716.682 | 656.616 | 2409.69 | 1.9657 | 263.081 | 0 | 1.0266 | 4622.62 | 13126.1 | 7969.53
5026 | 3.2339 | 1413.14 | 1.1617 | 3077.76 | 2.8562 | 7084.22 | 2.2966 | 3719.57 | 1.9161 | 1723.01 | 3719.57 | 1397.59 | 2.6404 | 0 | 811.628 | 3.1443 | 4877.13 | 12847.8 | 2653.81
5027 | 2.624 | 1114.7 | 2.9132 | 1606.42 | 3.7673 | 6320.94 | 3.2255 | 1643.99 | 2.7858 | 928.866 | 1643.99 | 759.053 | 3.1109 | 0 | 1536.33 | 3.7236 | 2634.49 | 3881.39 | 3304.42
5028 | 3.2712 | 0 | 1.006 | 1028.05 | 3.9215 | 7271.06 | 3.4972 | 4744.69 | 2.0381 | 793.002 | 4744.69 | 162.095 | 3.3662 | 326.066 | 1759.03 | 4.0609 | 1364.43 | 1484.84 | 7493.82
5029 | 2.0172 | 0 | 1.9457 | 465.565 | 3.2463 | 1067.71 | 1.7185 | 5130.15 | 3.5103 | 0 | 5130.15 | 0 | 3.4334 | 4118.8 | 1407.21 | 4.1545 | 1168.89 | 1219.42 | 14267
5030 | 2.7478 | 0 | 0.16869 | 1286.06 | 2.4838 | 3607.85 | 3.4078 | 676.887 | 2.8393 | 0 | 676.887 | 210.275 | 3.2817 | 13107.9 | 1846.4 | 2.5398 | 985.704 | 3100.91 | 26873.6
5031 | 0.13263 | 0 | 0.48214 | 2511.83 | 3.022 | 8593.97 | 3.0719 | 6104.78 | 2.7095 | 0 | 6104.78 | 0 | 2.9635 | 19411.6 | 2137.15 | 3.5812 | 0 | 7297.95 | 29811.5
5032 | 1.3633 | 0 | 0.62256 | 2655.99 | 2.2723 | 21402.6 | 2.5219 | 2006.69 | 2.4692 | 0 | 2006.69 | 1823.48 | 2.4338 | 18766.7 | 3567.93 | 2.9429 | 0 | 15267.9 | 36408.5
5033 | 1.8477 | 0 | 0.10666 | 3236.99 | 1.3577 | 1862.21 | 1.7701 | 4999.94 | 1.714 | 0 | 4999.94 | 1755.5 | 1.7137 | 21204.8 | 2305.03 | 2.1199 | 0 | 24495.1 | 38058.1
5034 | 0.82223 | 1239.26 | 0.31198 | 3091.04 | 0.47464 | 0 | 0.90887 | 10956.4 | 0.86679 | 0 | 10956.4 | 3297.69 | 0.87171 | 25840.2 | 6906.76 | 1.1545 | 0 | 32994.3 | 39170.7
5035 | 0.10923 | 7822.19 | 0.0096022 | 2835.14 | 0.065413 | 0 | 0.21919 | 2441.6 | 0.20787 | 0 | 2441.6 | 4046.13 | 0.19532 | 31502.1 | 4945.1 | 0.28522 | 0 | 37863.6 | 39841.5
5036 | 0 | 9876.26 | 0 | 4298.66 | 0 | 0 | 0 | 8712.58 | 0 | 823.469 | 8712.58 | 8868.79 | 0 | 27065.3 | 6604.13 | 0.031958 | 0 | 38375.4 | 39549.6
5037 | 0 | 4933.61 | 0 | 8460.42 | 0 | 8130.94 | 0 | 9979.37 | 0 | 1940.81 | 9979.37 | 7844.03 | 0 | 21733.2 | 17481.5 | 0 | 0 | 37011.6 | 39037.6
5038 | 0 | 3782.66 | 0 | 12832.7 | 0 | 1054.31 | 0 | 7829.72 | 0 | 0 | 7829.72 | 1262.09 | 0 | 17770.1 | 14624.7 | 0 | 566.633 | 39755.9 | 40053.4
5039 | 0 | 3927.29 | 0 | 22206.4 | 0 | 1542.8 | 0 | 4318.45 | 0 | 1110.83 | 4318.45 | 4655.07 | 0 | 14481.1 | 18524.6 | 0 | 0 | 39823.7 | 40053.4
5040 | 0 | 10578.1 | 0 | 16653.9 | 0 | 5849.67 | 0 | 0 | 0 | 0 | 0 | 644.851 | 0 | 21958.1 | 26056.1 | 0 | 0 | 39542.2 | 39002.3
5041 | 0 | 8854.76 | 0 | 21314.1 | 0 | 1406.61 | 0 | 2088.01 | 0 | 0 | 2088.01 | 0 | 0 | 19730.5 | 26431.1 | 0 | 0 | 38743 | 777.847
5042 | 0 | 7992.26 | 0 | 19022.7 | 0 | 0 | 0 | 0 | 0 | 0 | 0 | 0 | 0 | 13252.1 | 11412.5 | 0 | 0 | 36982.3 | 24173.1
5043 | 0 | 3995.68 | 0 | 18621.7 | 0 | 2639.74 | 0 | 0 | 0 | 0 | 0 | 0 | 0 | 14096.2 | 8182.27 | 0 | 46.0911 | 25939 | 33830.5
5044 | 0 | 2416.12 | 0 | 16501 | 0 | 7384.54 | 0 | 0 | 0 | 0 | 0 | 0 | 0 | 15775.2 | 7967.36 | 0 | 2657.44 | 19351.3 | 31798.7
5045 | 0 | 1922 | 0 | 7012.6 | 0 | 6226.22 | 0 | 0 | 0 | 2295.21 | 0 | 0 | 0 | 8655.42 | 5140.14 | 0 | 3165.22 | 20082.3 | 16452.5
5046 | 0.064589 | 0 | 0.021382 | 3880.81 | 0.17008 | 35216.4 | 0.047993 | 0 | 0 | 2175.22 | 0 | 0 | 0.025031 | 12556.2 | 8793.3 | 0.059843 | 3609.6 | 20850.1 | 6025.53
5047 | 0.56982 | 0 | 0.29254 | 1757.75 | 0.87919 | 28070.4 | 0.40427 | 0 | 0.3188 | 635.431 | 0 | 0 | 0.34762 | 11128.6 | 9334.03 | 0.45588 | 397.684 | 10001.4 | 6354.65
5048 | 1.639 | 0 | 0.82421 | 0 | 1.8464 | 15549.4 | 0.65398 | 0 | 1.0592 | 0 | 0 | 0 | 1.1641 | 8239.26 | 3858.43 | 1.3807 | 0 | 0 | 4607.25
5049 | 2.6344 | 0 | 1.7535 | 0 | 2.7005 | 23576.9 | 1.7032 | 0 | 1.5007 | 0 | 0 | 0 | 2.034 | 6133.62 | 2197.31 | 2.3163 | 3605.17 | 0 | 8322.34
5050 | 3.4062 | 1362.43 | 2.8208 | 339.645 | 3.3306 | 14850.3 | 2.5251 | 0 | 2.5493 | 0 | 0 | 0 | 2.7146 | 7760.41 | 1376.99 | 3.0958 | 9589.16 | 0 | 5068.88
5051 | 3.9251 | 1377.4 | 2.785 | 2442.17 | 3.7165 | 24172.7 | 3.2174 | 0 | 3.0339 | 0 | 0 | 0 | 3.1742 | 5596.12 | 2723.56 | 3.6609 | 2741.32 | 0 | 5109.89
5052 | 4.187 | 981.55 | 3.9181 | 2406.98 | 3.8819 | 10381.7 | 2.7078 | 0 | 3.3107 | 0 | 0 | 0 | 3.4421 | 11343.7 | 1440.46 | 3.9874 | 0 | 0 | 5176.95
5053 | 4.1858 | 1904.79 | 3.1495 | 636.986 | 3.8491 | 12769.8 | 2.9041 | 0 | 3.3655 | 0 | 0 | 0 | 3.4936 | 18347.9 | 46.2994 | 4.0748 | 825.225 | 1476.8 | 2026.35
5054 | 3.9463 | 3510.95 | 2.7762 | 0 | 3.6004 | 13252 | 2.1193 | 1168 | 2.3738 | 0 | 1168 | 0 | 3.3632 | 34215.2 | 3830.71 | 3.9259 | 2644.44 | 2709.58 | 2058.51
5055 | 3.4745 | 4511 | 2.9041 | 0 | 2.0226 | 14169.9 | 0.13051 | 0 | 2.1963 | 0 | 0 | 0 | 3.0452 | 36738.8 | 639.711 | 3.5276 | 8481.15 | 2708.25 | 3421.05
5056 | 2.767 | 6364.52 | 0.13263 | 0 | 1.5454 | 15912.5 | 0.26696 | 49.887 | 1.8917 | 0 | 49.887 | 0 | 2.5206 | 37817.8 | 1658.35 | 1.6925 | 13350.1 | 657.173 | 21592.4
5057 | 0.38652 | 7475.83 | 0.047551 | 645.305 | 1.3769 | 20766.6 | 1.3686 | 0 | 1.6552 | 0 | 0 | 0 | 1.763 | 39224 | 0 | 2.0833 | 16976.7 | 0 | 31910.8
5058 | 0.052418 | 7473.25 | 0.46657 | 4958.38 | 0.46477 | 21305.9 | 0.055377 | 0 | 0.81983 | 0 | 0 | 0 | 0.88611 | 39497.8 | 388.005 | 1.1306 | 22216.1 | 0 | 37907.5
5059 | 0.0097771 | 7420.56 | 0.12029 | 13625.2 | 0.062442 | 13569.2 | 0.065426 | 4239.36 | 0.2036 | 0 | 4239.36 | 0 | 0.18774 | 39413.2 | 604.041 | 0.29031 | 22651.9 | 0 | 36650.4
5060 | 0 | 22761.1 | 0 | 18704.5 | 0 | 9475.14 | 0 | 0 | 0 | 0 | 0 | 1271.66 | 0 | 38373.2 | 1873.89 | 0.02976 | 24050 | 0 | 36885.2
5061 | 0 | 32841.9 | 0 | 19920.7 | 0 | 15706.5 | 0 | 0 | 0 | 0 | 0 | 2210.16 | 0 | 36719.2 | 15883.3 | 0 | 23097.4 | 3162.05 | 37679.6
5062 | 0 | 36872.1 | 0 | 14702.6 | 0 | 36145.5 | 0 | 0 | 0 | 0 | 0 | 0 | 0 | 35028.6 | 19443.6 | 0 | 20210.5 | 9428.03 | 37963.5
5063 | 0 | 36261.5 | 0 | 23477.6 | 0 | 19663.2 | 0 | 0 | 0 | 0 | 0 | 0 | 0 | 32346.6 | 19528.9 | 0 | 19543.3 | 22971.4 | 28830.2
5064 | 0 | 36419.2 | 0 | 30091.4 | 0 | 22226.9 | 0 | 0 | 0 | 0 | 0 | 0 | 0 | 28561.9 | 16227.6 | 0 | 15518.8 | 28189.8 | 10665.7
5065 | 0 | 37318.9 | 0 | 27839.1 | 0 | 3206.15 | 0 | 0 | 0 | 0 | 0 | 0 | 0 | 28674.3 | 19231.8 | 0 | 19679.6 | 15365.7 | 2732.55
5066 | 0 | 31498.6 | 0 | 27293.3 | 0 | 7739.79 | 0 | 0 | 0 | 0 | 0 | 0 | 0 | 32396.8 | 10660.4 | 0 | 25968.4 | 7770.75 | 2874.9
5067 | 0 | 27479.2 | 0 | 28089.7 | 0 | 14114.4 | 0 | 0 | 0 | 0 | 0 | 0 | 0 | 27814.5 | 5597.05 | 0 | 33032.6 | 3676.28 | 7273.81
5068 | 0 | 26211.3 | 0 | 30046.6 | 0 | 10788.9 | 0 | 0 | 0 | 0 | 0 | 0 | 0 | 26691.8 | 8503.27 | 0 | 35259.1 | 4705.05 | 849.052
5069 | 0 | 30141 | 0 | 18946.3 | 0 | 11187.3 | 0 | 0 | 0 | 0 | 0 | 8571 | 0 | 29126.5 | 7726.06 | 0 | 24991.2 | 1926.57 | 0
5070 | 0.068168 | 25591 | 0.0059274 | 7164.89 | 0.048235 | 3825.97 | 0.042497 | 0 | 0 | 0 | 0 | 11205 | 0.022861 | 21146.7 | 5843.68 | 0.052517 | 12903.5 | 120.626 | 0
5071 | 0.55871 | 21526.7 | 0.10961 | 1431.08 | 0.37811 | 5656.22 | 0.43882 | 0 | 0.29992 | 6838.44 | 0 | 0 | 0.35146 | 24067.2 | 6290.3 | 0.46236 | 2055.76 | 0 | 0
5072 | 1.5933 | 14561.1 | 1.0322 | 554.839 | 1.7757 | 4241.26 | 1.2986 | 0 | 1.1277 | 6394.45 | 0 | 1549.82 | 1.0401 | 22116.3 | 912.926 | 1.4048 | 961.032 | 0 | 0
5073 | 2.55 | 7518.13 | 1.2777 | 1543.04 | 2.6331 | 8595.17 | 1.6699 | 0 | 2.0356 | 0 | 0 | 0 | 1.5302 | 20025.5 | 1792.79 | 2.3667 | 821.368 | 0 | 0
5074 | 3.2998 | 2105.29 | 3.0562 | 160.869 | 2.0314 | 27727.4 | 2.5158 | 0 | 2.7659 | 0 | 0 | 0 | 2.3972 | 15058.5 | 3777.91 | 3.1575 | 0 | 0 | 0
5075 | 3.8204 | 796.144 | 3.5716 | 0 | 2.5428 | 26891.2 | 3.0506 | 0 | 3.2745 | 0 | 0 | 0 | 2.2898 | 19708 | 9916.39 | 3.7262 | 1981.68 | 0 | 0
5076 | 4.1045 | 0 | 3.8807 | 0 | 3.6094 | 36616.7 | 3.2559 | 212.865 | 3.547 | 0 | 212.865 | 0 | 2.3676 | 33117.5 | 12190 | 4.0529 | 2236.4 | 0 | 0
5077 | 4.1258 | 0 | 3.9207 | 774.474 | 3.822 | 37132.7 | 3.645 | 671.793 | 3.6021 | 0 | 671.793 | 0 | 1.1241 | 32100.7 | 15791.8 | 4.1345 | 1333.29 | 1077.92 | 0
5078 | 3.8977 | 949.109 | 2.6527 | 2617.35 | 3.5373 | 38153.2 | 3.4726 | 565.082 | 3.4658 | 0 | 565.082 | 231.093 | 0.9079 | 37077 | 19665.7 | 3.9591 | 3366.83 | 118.472 | 0
5079 | 3.4373 | 2305.4 | 1.8811 | 3996.05 | 3.004 | 37060.2 | 3.1287 | 0 | 3.1345 | 683.799 | 0 | 0 | 2.6143 | 37852.9 | 25595.9 | 3.551 | 8951.19 | 0 | 0
5080 | 2.7335 | 2067.59 | 2.317 | 6276.92 | 2.1328 | 33881 | 2.5618 | 0 | 2.5884 | 5500.29 | 0 | 0 | 2.4134 | 39547.7 | 31622.9 | 2.919 | 24942.9 | 22374.9 | 33806.1
5081 | 1.8288 | 1739.33 | 0.83886 | 4726.25 | 1.2934 | 33833.2 | 1.8043 | 5908.55 | 1.8145 | 27556.3 | 5908.55 | 0 | 1.6869 | 39628 | 30245.6 | 2.1034 | 16022.3 | 24158.6 | 37671.9
5082 | 0.81276 | 2960.33 | 0.46507 | 4146.47 | 0.47897 | 33325.8 | 0.9022 | 0 | 0.90016 | 1918.04 | 0 | 4374.48 | 0.8672 | 40053.4 | 9782.81 | 1.1337 | 9273.32 | 24972.7 | 39318.7
5083 | 0.116 | 4438.86 | 0.11571 | 3363.56 | 0.046466 | 24703.6 | 0.18683 | 0 | 0.18012 | 0 | 0 | 0 | 0.21349 | 695.022 | 22972.4 | 0.28247 | 14250 | 28415.2 | 37351.1
5084 | 0 | 915.978 | 0 | 9579.66 | 0 | 36625.2 | 0 | 0 | 0 | 0 | 0 | 589.561 | 0 | 0 | 7666.15 | 0.034045 | 10278.6 | 30473.9 | 32560.6
5085 | 0 | 3024.26 | 0 | 21269.8 | 0 | 35869.4 | 0 | 1954.34 | 0 | 2323.54 | 1954.34 | 0 | 0 | 0 | 7970.79 | 0 | 7459.26 | 33624 | 39007.4
5086 | 0 | 10938.4 | 0 | 29147.3 | 0 | 30111.6 | 0 | 3688.96 | 0 | 2694.01 | 3688.96 | 1111.72 | 0 | 62.7551 | 10839.5 | 0 | 12658.5 | 38074.9 | 39875
5087 | 0 | 6507.41 | 0 | 36365.4 | 0 | 30723.4 | 0 | 6230.72 | 0 | 4742.75 | 6230.72 | 3312.15 | 0 | 2052.25 | 11994.2 | 0 | 14366.3 | 25377.6 | 40053.4
5088 | 0 | 4249.59 | 0 | 23136.2 | 0 | 19143.1 | 0 | 1704.63 | 0 | 1237.57 | 1704.63 | 3693.7 | 0 | 746.518 | 7942.79 | 0 | 11402.5 | 15018 | 40053.4
5089 | 0 | 1989 | 0 | 5524.33 | 0 | 20499.8 | 0 | 6382.11 | 0 | 1094.87 | 6382.11 | 4205.59 | 0 | 0 | 5771.09 | 0 | 9127.15 | 15681.6 | 35315.7
5090 | 0 | 2035.66 | 0 | 3492.37 | 0 | 17481.4 | 0 | 8735.01 | 0 | 1483.88 | 8735.01 | 0 | 0 | 0 | 2330.16 | 0 | 9362.34 | 15669.8 | 4851.18
5091 | 0 | 1220.4 | 0 | 447.636 | 0 | 17815.9 | 0 | 4548.54 | 0 | 388.9 | 4548.54 | 0 | 0 | 0 | 3633.42 | 0 | 11257.2 | 15289.2 | 28324.6
5092 | 0 | 2710 | 0 | 709.497 | 0 | 23665.4 | 0 | 426.881 | 0 | 638.297 | 426.881 | 57.6945 | 0 | 0 | 4074.65 | 0 | 12734.4 | 16019.9 | 38809.6
5093 | 0 | 1658.22 | 0 | 40.2356 | 0 | 3859.74 | 0 | 2102.69 | 0 | 1093.42 | 2102.69 | 0 | 0 | 0 | 5599.08 | 0 | 9760.36 | 22579 | 37727.7
5094 | 0.06329 | 0 | 0 | 0 | 0.15662 | 1383.75 | 0.036222 | 5592.91 | 0 | 5076.85 | 5592.91 | 0 | 0.020662 | 0 | 5288.78 | 0.0076384 | 7746.18 | 28725.2 | 36165.9
5095 | 0.55089 | 0 | 0.056191 | 0 | 0.88663 | 1796.29 | 0.45324 | 5755.15 | 0.28643 | 3120.78 | 5755.15 | 0 | 0.33815 | 0 | 10685.6 | 0.051981 | 4366.41 | 19280.9 | 30883.3
5096 | 1.5948 | 0 | 0.18807 | 0 | 1.882 | 7611.42 | 1.0391 | 3307.87 | 1.1478 | 2865.73 | 3307.87 | 0 | 1.185 | 0 | 628.814 | 0.077428 | 3201.64 | 4841.82 | 17223.6
5097 | 2.5697 | 0 | 1.0064 | 1568.83 | 2.7318 | 26562.2 | 1.7658 | 2735.1 | 2.0713 | 1780.01 | 2735.1 | 0 | 2.0684 | 0 | 0 | 0.16092 | 2249.34 | 0 | 13625.2
5098 | 3.3172 | 113.476 | 2.6903 | 3662.87 | 3.3715 | 30905 | 1.9907 | 2268.62 | 2.8018 | 782.009 | 2268.62 | 0 | 2.7738 | 249.943 | 0 | 0.18473 | 3392.19 | 0 | 6567.27
5099 | 3.8387 | 461.016 | 2.1504 | 1908.59 | 3.8042 | 26189.5 | 2.5844 | 4110.78 | 3.2983 | 654.279 | 4110.78 | 0 | 3.2548 | 1446.87 | 182.853 | 0.33491 | 6128.54 | 0 | 8719.65
5100 | 4.1078 | 1188.66 | 2.4985 | 0 | 3.9768 | 36994.3 | 2.8928 | 3640.38 | 3.5847 | 889.12 | 3640.38 | 0 | 3.5116 | 1347.18 | 610.075 | 0.69305 | 5302.28 | 0 | 6083.22
5101 | 4.1429 | 2274.89 | 3.9859 | 0 | 3.2559 | 38997.2 | 3.5038 | 4960.42 | 3.6714 | 3133.07 | 4960.42 | 2041.79 | 2.1948 | 614.503 | 1858.32 | 1.1019 | 8011.48 | 0 | 6263.4
5102 | 3.5293 | 10745.9 | 3.7677 | 0 | 1.8195 | 39412.9 | 1.9353 | 12720.4 | 3.5389 | 0 | 12720.4 | 3626.65 | 2.8569 | 0 | 3019.65 | 0.38306 | 11578.8 | 0 | 12358.1
5103 | 2.9017 | 24200.5 | 0.13214 | 0 | 2.5726 | 39661.5 | 0.67983 | 9039.3 | 3.1924 | 0 | 9039.3 | 1007.2 | 1.8934 | 880.714 | 1812.3 | 0.798 | 9823.34 | 875.502 | 22631
5104 | 2.2948 | 27417 | 1.735 | 0 | 1.1005 | 39734.5 | 1.8703 | 10826.4 | 2.6329 | 1695.54 | 10826.4 | 3644.47 | 1.3866 | 3267.83 | 2031.38 | 0.28119 | 6048.73 | 5580.55 | 30270.7
5105 | 1.4049 | 37375.3 | 1.449 | 0 | 0.97511 | 39840 | 1.6743 | 12899.2 | 1.8519 | 21763.5 | 12899.2 | 621.38 | 0.76753 | 6131.52 | 1624.76 | 0.068666 | 4317.44 | 13908.5 | 33915.8
5106 | 0.56908 | 38302.8 | 0.034135 | 0 | 0.44746 | 36968.8 | 0.85801 | 16493.9 | 0.90236 | 2808.86 | 16493.9 | 0 | 0.76511 | 13525.4 | 2916.09 | 0.33393 | 2787.03 | 26789.7 | 36604.5
5107 | 0.13656 | 39265.9 | 0.094216 | 713.604 | 0.050536 | 35692.1 | 0.22064 | 11997.3 | 0.15499 | 0 | 11997.3 | 0 | 0.20469 | 15911.8 | 5272.05 | 0.26772 | 2129.9 | 28253.3 | 35311.2
5108 | 0 | 22159.5 | 0 | 3801.06 | 0 | 18321.1 | 0 | 10224 | 0 | 845.569 | 10224 | 4246.39 | 0 | 16425 | 3515.36 | 0.026709 | 2074.36 | 35796.9 | 39801
5109 | 0 | 17370.2 | 0 | 11895.6 | 0 | 6105.45 | 0 | 21601.6 | 0 | 7655.56 | 21601.6 | 15147.4 | 0 | 16237.7 | 1452.66 | 0 | 0 | 36882.4 | 40010.8
5110 | 0 | 31702.9 | 0 | 23183.6 | 0 | 0 | 0 | 23416.1 | 0 | 15286.6 | 23416.1 | 9339.11 | 0 | 17252.8 | 0 | 0 | 6.5204 | 38717.7 | 39495.5
5111 | 0 | 28212.4 | 0 | 28951.7 | 0 | 2045.47 | 0 | 14965.9 | 0 | 10253 | 14965.9 | 7596.26 | 0 | 11400.4 | 1948.11 | 0 | 0 | 39158.7 | 36391.8
5112 | 0 | 26793.6 | 0 | 29394.5 | 0 | 0 | 0 | 16503.5 | 0 | 19477.9 | 16503.5 | 3624.26 | 0 | 14622.8 | 5781.2 | 0 | 0 | 38783.2 | 28347.5
5113 | 0 | 23258.4 | 0 | 29989.9 | 0 | 0 | 0 | 9307.25 | 0 | 24784.8 | 9307.25 | 1053.79 | 0 | 2852.53 | 4538.92 | 0 | 0 | 37244.6 | 31872.7
5114 | 0 | 13951.7 | 0 | 26000.9 | 0 | 0 | 0 | 1220.07 | 0 | 14755.6 | 1220.07 | 0 | 0 | 2453.36 | 14319 | 0 | 0 | 32768.5 | 33150
5115 | 0 | 14648.6 | 0 | 23873.9 | 0 | 1726.52 | 0 | 0 | 0 | 6259.91 | 0 | 0 | 0 | 1314.3 | 15355.8 | 0 | 367.761 | 27364.9 | 36459.6
5116 | 0 | 15186 | 0 | 17517.9 | 0 | 0 | 0 | 0 | 0 | 6140.26 | 0 | 0 | 0 | 0 | 3203.57 | 0 | 786.412 | 22100.6 | 32412.3
5117 | 0 | 13867.1 | 0 | 17034.3 | 0 | 0 | 0 | 619.313 | 0 | 8600.85 | 619.313 | 0 | 0 | 0 | 1730.97 | 0 | 0 | 22044.5 | 32435.4
5118 | 0.057602 | 7621.12 | 0.044942 | 8344.72 | 0.15939 | 0 | 0.021299 | 0 | 0 | 3763.6 | 0 | 0 | 0.015739 | 0 | 5046.3 | 0.0097976 | 0 | 21845.6 | 32394.2
5119 | 0.53929 | 3906.05 | 0.41156 | 3424.57 | 0.85855 | 0 | 0.369 | 0 | 0.27427 | 228.328 | 0 | 0 | 0.3479 | 0 | 4067.62 | 0.0095757 | 0 | 17046.5 | 17416.3
5120 | 1.5707 | 3145.57 | 1.3614 | 1460.01 | 1.8294 | 0 | 1.1477 | 0 | 1.1457 | 0 | 0 | 0 | 1.1491 | 0 | 1506.75 | 0.19988 | 0 | 2367.06 | 7142.54
5121 | 2.5162 | 1113.56 | 2.3278 | 1252.03 | 2.7025 | 2183.92 | 2.0797 | 0 | 1.9665 | 0 | 0 | 748.748 | 2.018 | 0 | 775.149 | 0.52506 | 0 | 0 | 1587.63
5122 | 3.2154 | 5934.29 | 3.1046 | 77.0952 | 3.3541 | 7655.68 | 2.7454 | 4481.5 | 2.5551 | 0 | 4481.5 | 935.564 | 2.7214 | 0 | 0 | 2.0845 | 0 | 0 | 1655.02
5123 | 3.6425 | 7035.78 | 3.6447 | 0 | 3.7554 | 17988.3 | 2.2834 | 5005.83 | 3.3045 | 0 | 5005.83 | 0 | 3.2217 | 0 | 167.375 | 2.918 | 0 | 3417.68 | 2306.78
5124 | 3.8767 | 7566.56 | 3.9543 | 0 | 3.9152 | 22266.5 | 3.4261 | 8532.35 | 3.5782 | 0 | 8532.35 | 0 | 3.4837 | 73.3732 | 2586.49 | 3.1675 | 0 | 9007.06 | 8610.54
5125 | 3.0138 | 8803.93 | 3.993 | 0 | 3.2956 | 21355 | 2.3959 | 12029 | 3.6305 | 0 | 12029 | 769.115 | 2.5202 | 775.613 | 1113.27 | 3.4716 | 0 | 10094.9 | 8173.59
5126 | 1.0042 | 10499.9 | 3.7807 | 0 | 1.6101 | 22184.2 | 1.4689 | 17641.3 | 3.4814 | 0 | 17641.3 | 506.257 | 2.9784 | 5309.82 | 2029.3 | 3.056 | 0 | 12520.5 | 6605.7
5127 | 2.1856 | 15341.4 | 3.3434 | 0 | 3.0608 | 20133.4 | 2.9386 | 23124.1 | 3.1412 | 0 | 23124.1 | 1842.81 | 2.2029 | 6627.12 | 2110.9 | 3.4057 | 684.219 | 14170.6 | 14703.9
5128 | 2.2079 | 21241.6 | 2.6415 | 0 | 1.7242 | 18965.9 | 0.699 | 17191.1 | 2.5913 | 0 | 17191.1 | 1803.44 | 2.2204 | 2471.19 | 1744.11 | 2.8447 | 2519.2 | 20839.4 | 13946.2
5129 | 0.48518 | 26536.3 | 1.7308 | 0 | 0.1854 | 20656.2 | 1.6135 | 23440.4 | 1.8179 | 0 | 23440.4 | 3040.44 | 0.41839 | 1816.46 | 2935.58 | 2.0811 | 3061.26 | 26272.5 | 19640
5130 | 0.29731 | 13161.8 | 0.71382 | 0 | 0.086639 | 28496.3 | 0.66319 | 21100 | 0.88881 | 0 | 21100 | 1830.89 | 0.083542 | 3170.25 | 2365.87 | 1.1362 | 3446.93 | 31106.9 | 26199.8
5131 | 0.12174 | 5085.43 | 0.07961 | 3742.6 | 0.0083332 | 18192.9 | 0.10098 | 9003.94 | 0.1655 | 0 | 9003.94 | 520.476 | 0.026062 | 5379.98 | 2193.45 | 0.27375 | 472.991 | 30916 | 28047.3
5132 | 0 | 1109.04 | 0 | 12739.2 | 0 | 26011.9 | 0 | 4324.94 | 0 | 0 | 4324.94 | 3288.43 | 0 | 2101.05 | 9667.1 | 0.029643 | 0 | 35391.6 | 36740.1
5133 | 0 | 0 | 0 | 19133.4 | 0 | 28713 | 0 | 4752.73 | 0 | 0 | 4752.73 | 2113.75 | 0 | 78.4212 | 9262.08 | 0 | 0 | 37592.3 | 29523.6
5134 | 0 | 5360.12 | 0 | 19199.7 | 0 | 36555.7 | 0 | 4655.1 | 0 | 0 | 4655.1 | 771.954 | 0 | 3083.16 | 2534.94 | 0 | 0 | 38195.9 | 28600.4
5135 | 0 | 14833.9 | 0 | 32642.7 | 0 | 38739.6 | 0 | 6522.58 | 0 | 2404.68 | 6522.58 | 0 | 0 | 8851.58 | 1325.23 | 0 | 0 | 38800.1 | 22999.1
5136 | 0 | 13243.9 | 0 | 28883.9 | 0 | 36199.9 | 0 | 6945.29 | 0 | 12659.3 | 6945.29 | 0 | 0 | 17888.7 | 1655.4 | 0 | 0 | 39381 | 35575.1
5137 | 0 | 21838.4 | 0 | 33606.2 | 0 | 6015.89 | 0 | 6952.56 | 0 | 9598.05 | 6952.56 | 0 | 0 | 10376.1 | 0 | 0 | 0 | 39427.5 | 36769.4
5138 | 0 | 15734.8 | 0 | 34259.9 | 0 | 7526.7 | 0 | 20863.6 | 0 | 12027.5 | 20863.6 | 0 | 0 | 8463.27 | 0 | 0 | 0 | 39464 | 35215.7
5139 | 0 | 14065.1 | 0 | 21592.3 | 0 | 4705.04 | 0 | 13329.8 | 0 | 9101.32 | 13329.8 | 0 | 0 | 11741.6 | 0 | 0 | 0 | 39482.1 | 37736.9
5140 | 0 | 13441.6 | 0 | 13322.4 | 0 | 5546.55 | 0 | 9206.53 | 0 | 12843 | 9206.53 | 0 | 0 | 4728.88 | 0 | 0 | 0 | 39022.2 | 29781.1
5141 | 0 | 11452 | 0 | 8169.94 | 0 | 12830 | 0 | 8675.8 | 0 | 6772.53 | 8675.8 | 0 | 0 | 5503.3 | 1467.68 | 0 | 0 | 37192.3 | 13490
5142 | 0.061429 | 15497.5 | 0.041774 | 2342.28 | 0.14261 | 8422.93 | 0.023789 | 11210 | 0 | 13790 | 11210 | 0 | 0 | 3611.95 | 301.7 | 0.045008 | 0 | 33187.2 | 3118.79
5143 | 0.53338 | 20483.1 | 0.40822 | 0 | 0.86102 | 9182.5 | 0.37721 | 3721.55 | 0.3064 | 12499.5 | 3721.55 | 0 | 0.34551 | 1934.33 | 2884.1 | 0.43878 | 0 | 27705 | 3694.82
5144 | 1.5303 | 21000.4 | 1.3741 | 1055.46 | 1.8417 | 3511.04 | 1.0351 | 7710.22 | 1.0838 | 2194.98 | 7710.22 | 0 | 1.153 | 1441.98 | 52.5237 | 1.3811 | 0 | 6928.47 | 0
5145 | 2.4619 | 13933.9 | 2.3316 | 64.6597 | 2.7113 | 2986.91 | 1.7668 | 0 | 1.9732 | 1662.42 | 0 | 0 | 2.0092 | 1022.85 | 0 | 2.2993 | 675.107 | 725.565 | 0
5146 | 3.1663 | 15705.6 | 3.1031 | 0 | 3.3609 | 7162.36 | 2.2674 | 0 | 2.7029 | 252.909 | 0 | 0 | 2.6987 | 3210.08 | 0 | 2.9814 | 1097.94 | 783.235 | 0
5147 | 3.6254 | 11553.4 | 3.6439 | 0 | 3.8233 | 12868.2 | 1.6269 | 0 | 2.979 | 974.585 | 0 | 0 | 3.2121 | 6808.77 | 1540.78 | 3.4344 | 2865.44 | 629.926 | 0
5148 | 3.8978 | 16051.1 | 3.9463 | 0 | 1.9578 | 17470.8 | 1.0674 | 0 | 3.0142 | 1486.58 | 0 | 1422.69 | 2.6082 | 10629.8 | 2595.68 | 3.758 | 6949.29 | 535.332 | 0
5149 | 3.0233 | 12522.9 | 3.9797 | 0 | 0.14747 | 21885.2 | 1.2651 | 1290.16 | 3.2856 | 3499.03 | 1290.16 | 2463.25 | 2.8707 | 12536.3 | 6211.19 | 3.8596 | 20733 | 2304.91 | 0
5150 | 1.3195 | 21804.1 | 3.776 | 0 | 2.9588 | 23729 | 1.1445 | 4947.29 | 3.179 | 0 | 4947.29 | 6093.96 | 2.5692 | 10466.7 | 1952.21 | 3.7227 | 17227.5 | 4790.88 | 0
5151 | 0.98076 | 33895.5 | 3.3229 | 0 | 2.5696 | 25667.7 | 1.172 | 4589.35 | 2.0694 | 1161.74 | 4589.35 | 7846.37 | 2.1084 | 14553.3 | 4687.23 | 3.355 | 10803.1 | 13769.2 | 0
5152 | 2.258 | 29258.9 | 2.6277 | 533.367 | 2.3019 | 19748.3 | 0.59138 | 7429.78 | 1.3247 | 3097.03 | 7429.78 | 13325 | 2.227 | 14441.7 | 6529.49 | 2.7647 | 7713.32 | 17153.3 | 1759.09
5153 | 0.090387 | 24116.1 | 1.7208 | 1756.49 | 0.58855 | 23041.2 | 0.95813 | 12600 | 0.79889 | 0 | 12600 | 8279.88 | 1.7425 | 16210.9 | 2358.48 | 1.9774 | 5010.42 | 19466.2 | 13370.7
5154 | 0.41114 | 3694.99 | 0.70393 | 1751.93 | 0.2783 | 25758.9 | 0.53925 | 12989.2 | 0.84925 | 807.819 | 12989.2 | 17296.4 | 0.85925 | 15486.4 | 1776.11 | 1.0589 | 2912.32 | 21138.2 | 34345
5155 | 0.0095383 | 0 | 0.072441 | 1770.37 | 0.026822 | 29755.6 | 0.17441 | 8393.65 | 0.19677 | 467.662 | 8393.65 | 10635.3 | 0.17925 | 12600 | 2090.19 | 0.26065 | 584.982 | 32129.4 | 38218.8
5156 | 0 | 0 | 0 | 4285.19 | 0 | 28532.1 | 0 | 8674.65 | 0 | 14643.7 | 8674.65 | 4019.03 | 0 | 7349.96 | 5409.12 | 0.026816 | 974.305 | 33770.7 | 39292.6
5157 | 0 | 614.413 | 0 | 1346.49 | 0 | 3235.36 | 0 | 20080.1 | 0 | 25089.6 | 20080.1 | 0 | 0 | 3522.9 | 13197.6 | 0 | 2208.22 | 37402.5 | 39456.8
5158 | 0 | 1375.75 | 0 | 2954.82 | 0 | 1754.22 | 0 | 7682.81 | 0 | 16803.4 | 7682.81 | 1083.37 | 0 | 1546.9 | 11096.8 | 0 | 5140.11 | 39319.6 | 38797.9
5159 | 0 | 3561.78 | 0 | 14767.6 | 0 | 1801.79 | 0 | 1163.96 | 0 | 20920.6 | 1163.96 | 1159.84 | 0 | 608.678 | 15018.8 | 0 | 6336.82 | 39440.5 | 38467.9
5160 | 0 | 12360.5 | 0 | 9127.99 | 0 | 1996.22 | 0 | 589.878 | 0 | 13267.5 | 589.878 | 15.0244 | 0 | 1102.06 | 13808 | 0 | 7425.21 | 39633.1 | 38590
5161 | 0 | 9079.32 | 0 | 15032.9 | 0 | 2803.61 | 0 | 1251.33 | 0 | 6965.12 | 1251.33 | 0 | 0 | 3006.32 | 9283.96 | 0 | 9440.06 | 39424.4 | 36005.6
5162 | 0 | 2815.42 | 0 | 9189.11 | 0 | 827.889 | 0 | 2209.71 | 0 | 11582.3 | 2209.71 | 3257.28 | 0 | 4814.92 | 3609.67 | 0 | 7908.89 | 39484.8 | 32792
5163 | 0 | 2748.58 | 0 | 8107.4 | 0 | 514.304 | 0 | 5197.95 | 0 | 4785.56 | 5197.95 | 2442.86 | 0 | 4589.32 | 672.52 | 0 | 11483.2 | 37954.6 | 27938.8
5164 | 0 | 13181.8 | 0 | 5989.89 | 0 | 1912.59 | 0 | 19056.1 | 0 | 5563.66 | 19056.1 | 0 | 0 | 3019.68 | 0 | 0 | 13167.4 | 31017.5 | 28833.6
5165 | 0 | 4884.38 | 0 | 7204.73 | 0 | 1254.56 | 0 | 9930.93 | 0 | 3930.21 | 9930.93 | 0 | 0 | 0 | 0 | 0 | 10437.9 | 26320.6 | 27853.3
5166 | 0.058632 | 4768.1 | 0.038112 | 2210.03 | 0.13063 | 576.96 | 0 | 7190.84 | 0 | 4934.28 | 7190.84 | 0 | 0 | 32.6964 | 0 | 0.014005 | 7681.11 | 20780.8 | 27057.5
5167 | 0.53575 | 4401.19 | 0.403 | 0 | 0.89175 | 0 | 0.020425 | 5783.94 | 0.29866 | 8602.17 | 5783.94 | 448.981 | 0.33866 | 0 | 0 | 0.28839 | 11817 | 20516.7 | 17301.5
5168 | 1.556 | 1279.38 | 1.3797 | 0 | 1.9136 | 774.127 | 0.24562 | 929.749 | 1.0863 | 1939.35 | 929.749 | 1824.38 | 1.1217 | 0 | 0 | 0.68918 | 9960.64 | 13466.8 | 791.399
5169 | 2.5174 | 0 | 2.3371 | 721.27 | 2.7659 | 4652.21 | 1.022 | 0 | 1.398 | 1495.15 | 0 | 8004.75 | 1.973 | 0 | 0 | 0.72728 | 7804.91 | 17783.1 | 1174.82
5170 | 3.2311 | 0 | 3.0927 | 784.821 | 3.4005 | 11039.5 | 1.2008 | 0 | 1.8226 | 3401.15 | 0 | 1997.69 | 2.6669 | 229.653 | 0 | 2.1868 | 3857.06 | 23789.7 | 391.264
5171 | 3.667 | 0 | 3.6094 | 0 | 3.7948 | 12545.2 | 1.5605 | 2430.21 | 3.2012 | 1839.77 | 2430.21 | 8477.81 | 3.1894 | 2870.19 | 0 | 2.6565 | 2462.82 | 15371.9 | 2049.72
5172 | 3.8433 | 0 | 0.25249 | 107.161 | 3.6623 | 11733.3 | 2.3125 | 7322.58 | 3.1037 | 2376.41 | 7322.58 | 6432.62 | 2.5632 | 3383.5 | 0 | 3.2804 | 5651.43 | 13826.6 | 1011.26
5173 | 2.6272 | 0 | 1.7194 | 2256.7 | 3.4274 | 12063.5 | 2.1175 | 13712.8 | 3.2288 | 2487.29 | 13712.8 | 8526.73 | 1.7114 | 1494.06 | 44.4135 | 3.8932 | 7810.42 | 18894.7 | 0
5174 | 0.93532 | 0 | 0.28239 | 5706.23 | 2.0813 | 10623.4 | 3.1263 | 9466.78 | 2.8804 | 9504.92 | 9466.78 | 8788.6 | 1.4593 | 201.9 | 0 | 3.0143 | 7608.48 | 26411.3 | 370.872
5175 | 0.11181 | 0 | 0.99718 | 4209.46 | 0.08326 | 10416 | 2.5221 | 17090.3 | 3.0821 | 5923.73 | 17090.3 | 9610.32 | 3.04 | 708.576 | 0 | 1.5265 | 4906.99 | 33237.3 | 2310.05
5176 | 2.2767 | 0 | 0.58604 | 6937.17 | 0.077372 | 11486 | 2.2199 | 8360.01 | 2.5221 | 2531.27 | 8360.01 | 10026.7 | 2.482 | 1241.97 | 0 | 2.7416 | 2041.81 | 28897.4 | 4842.87
5177 | 1.3164 | 611.656 | 1.1446 | 7468.07 | 0.022667 | 8531.7 | 1.7897 | 14815.6 | 1.7456 | 4021.92 | 14815.6 | 9607.08 | 1.7193 | 1063.43 | 0 | 1.9564 | 0 | 32410 | 10643.8
5178 | 0.51225 | 0 | 0.69293 | 5958.36 | 0.0095501 | 8647.73 | 0.89473 | 21774.8 | 0.84698 | 5255.53 | 21774.8 | 6857.79 | 0.84288 | 884.654 | 2776.83 | 1.041 | 0 | 35044.5 | 19676.7
5179 | 0.12918 | 0 | 0.091444 | 4469.74 | 0 | 11286.2 | 0.19395 | 6561.02 | 0.1647 | 2795.13 | 6561.02 | 5942.04 | 0.17656 | 1062.66 | 3773.29 | 0.25891 | 0 | 39027.6 | 35603.4
5180 | 0 | 0 | 0 | 4707.84 | 0 | 29985.8 | 0 | 7339.07 | 0 | 2114.68 | 7339.07 | 8412.06 | 0 | 0 | 11755.7 | 0.024268 | 0 | 38887.5 | 37350.5
5181 | 0 | 0 | 0 | 2083.59 | 0 | 34618.7 | 0 | 5801.88 | 0 | 148.183 | 5801.88 | 3911.98 | 0 | 0 | 13705.6 | 0 | 0 | 39752 | 37720.7
5182 | 0 | 0 | 0 | 8801.19 | 0 | 39493.3 | 0 | 566.766 | 0 | 74.3163 | 566.766 | 4662.12 | 0 | 0 | 15558.3 | 0 | 0 | 40029.7 | 35688.4
5183 | 0 | 0 | 0 | 26386.9 | 0 | 37313.3 | 0 | 0 | 0 | 3242.1 | 0 | 8285.91 | 0 | 0 | 18185 | 0 | 0 | 39571.6 | 37353.1
5184 | 0 | 2275.26 | 0 | 35368.1 | 0 | 31441.3 | 0 | 0 | 0 | 2523.58 | 0 | 0 | 0 | 0 | 17529.1 | 0 | 0 | 39822.8 | 38381.9
5185 | 0 | 12496.9 | 0 | 33733.2 | 0 | 10234.3 | 0 | 4571.41 | 0 | 0 | 4571.41 | 0 | 0 | 1985.8 | 10811.8 | 0 | 0 | 39858.5 | 38991.9
5186 | 0 | 16565.1 | 0 | 32852.2 | 0 | 382.977 | 0 | 6735.32 | 0 | 0 | 6735.32 | 5919.12 | 0 | 6606.84 | 7781.77 | 0 | 0 | 39654.3 | 36617.4
5187 | 0 | 8623.62 | 0 | 27841 | 0 | 0 | 0 | 11221.2 | 0 | 0 | 11221.2 | 289.667 | 0 | 5051.84 | 11260.6 | 0 | 0 | 39284.3 | 38366.9
5188 | 0 | 6559.02 | 0 | 26017.2 | 0 | 0 | 0 | 0 | 0 | 0 | 0 | 4687.97 | 0 | 440.961 | 16834.7 | 0 | 0 | 39331.9 | 27214.6
5189 | 0 | 3575.56 | 0 | 27053 | 0 | 0 | 0 | 0 | 0 | 0 | 0 | 627.159 | 0 | 729.762 | 7630.36 | 0 | 0 | 36200.7 | 29857.5
5190 | 0.058074 | 2540.28 | 0.048297 | 21205.3 | 0.14197 | 0 | 0.030697 | 0 | 0 | 1112.24 | 0 | 0 | 0 | 266.689 | 4882.09 | 0.042332 | 0 | 26478.6 | 32345.2
5191 | 0.50509 | 1601.85 | 0.40828 | 15003 | 0.46647 | 0 | 0.42009 | 0 | 0.26336 | 695.842 | 0 | 0 | 0.33336 | 1063.03 | 4650.94 | 0.41204 | 0 | 17729.6 | 24336.1
5192 | 0.90974 | 0 | 1.4118 | 4318.96 | 0.1757 | 0 | 1.379 | 0 | 0.99314 | 0 | 0 | 0 | 1.2164 | 534.387 | 6302.75 | 1.0636 | 0 | 4923.37 | 23988.3
5193 | 1.4952 | 0 | 2.4027 | 693.84 | 1.002 | 2103.81 | 2.3038 | 0 | 1.605 | 0 | 0 | 0 | 2.1853 | 0 | 1128.58 | 2.0969 | 1547.37 | 0 | 9315.32
5194 | 0.92724 | 0 | 3.1528 | 485.38 | 2.0835 | 21153.7 | 3.0199 | 0 | 1.5294 | 0 | 0 | 0 | 2.944 | 0 | 0 | 2.8205 | 5667.09 | 0 | 4010.12
5195 | 2.8178 | 0 | 3.6453 | 337.948 | 3.8733 | 21330.5 | 3.5057 | 0 | 2.7757 | 0 | 0 | 0 | 3.4513 | 2066.49 | 857.529 | 3.3395 | 21056.6 | 0 | 2869.05
5196 | 4.0936 | 0 | 3.9077 | 0 | 4.0687 | 14652.9 | 3.7643 | 0 | 2.4923 | 0 | 0 | 0 | 3.7244 | 3053.27 | 714.846 | 3.6468 | 20521.1 | 0 | 5602.26
5197 | 3.2746 | 0 | 3.9492 | 0 | 4.0034 | 9072.66 | 3.808 | 0 | 3.5516 | 0 | 0 | 0 | 3.7775 | 7169.79 | 1424.82 | 3.7549 | 19684.6 | 0 | 7927.85
5198 | 2.3628 | 0 | 3.7415 | 0 | 3.6708 | 8069.82 | 3.6374 | 0 | 3.3781 | 0 | 0 | 0 | 3.6303 | 16469.5 | 330.873 | 3.6052 | 8903.37 | 0 | 12532.9
5199 | 1.761 | 592.26 | 3.3076 | 1601.88 | 3.1213 | 6523.66 | 3.2698 | 0 | 3.0101 | 0 | 0 | 0 | 3.2683 | 28428.4 | 1362.8 | 3.2562 | 5336.23 | 4945.44 | 30165.7
5200 | 1.5939 | 2075.57 | 2.6222 | 4711.39 | 2.3342 | 8690.71 | 2.6768 | 0 | 2.4488 | 0 | 0 | 0 | 2.682 | 31557.3 | 3431.22 | 2.2868 | 540.232 | 9804.51 | 38696.2
5201 | 0.40555 | 5374.56 | 1.3675 | 5527.82 | 0.05107 | 6228.31 | 1.8619 | 0 | 1.6924 | 0 | 0 | 964.373 | 1.8786 | 33013.2 | 4022.81 | 1.5275 | 0 | 18804.4 | 39065.9
5202 | 0.6662 | 11503.4 | 0.036755 | 4351.39 | 0.023557 | 7264.49 | 0.90304 | 0 | 0.83142 | 881.036 | 0 | 0 | 0.91177 | 32364.9 | 4261.85 | 0.9151 | 0 | 29437.5 | 39270.3
5203 | 0.10754 | 20963.9 | 0 | 3206.7 | 0 | 5881.77 | 0.15341 | 0 | 0.17519 | 3297.37 | 0 | 630.618 | 0.14008 | 35960 | 2409.04 | 0.25773 | 0 | 31871.6 | 39200.9
5204 | 0 | 27904.9 | 0 | 1599.84 | 0 | 12126.5 | 0 | 0 | 0 | 10421.1 | 0 | 2050.08 | 0 | 32680.9 | 10103.5 | 0.014144 | 0 | 27710.3 | 39732.5
5205 | 0 | 32833.2 | 0 | 6525.43 | 0 | 19950.8 | 0 | 0 | 0 | 11196 | 0 | 0 | 0 | 28443.6 | 13271.7 | 0 | 0 | 31932.4 | 38611.8
5206 | 0 | 25519.9 | 0 | 7196.15 | 0 | 30010.5 | 0 | 0 | 0 | 9152.66 | 0 | 0 | 0 | 23216.9 | 11922.7 | 0 | 0 | 29210.8 | 39144.7
5207 | 0 | 28381.4 | 0 | 14662.6 | 0 | 24084.5 | 0 | 0 | 0 | 22189 | 0 | 1473.64 | 0 | 16151 | 8833.98 | 0 | 0 | 28106.3 | 35217
5208 | 0 | 39653.6 | 0 | 17074.9 | 0 | 29938.4 | 0 | 0 | 0 | 16796.1 | 0 | 0 | 0 | 17558.9 | 3072.21 | 0 | 0 | 35842.7 | 35075.1
5209 | 0 | 31574 | 0 | 13211.6 | 0 | 16277.3 | 0 | 0 | 0 | 19076.4 | 0 | 0 | 0 | 23000.5 | 2635.92 | 0 | 0 | 38227.6 | 29216
5210 | 0 | 29726.7 | 0 | 4504.22 | 0 | 20227.7 | 0 | 0 | 0 | 27217.9 | 0 | 0 | 0 | 21476.7 | 0 | 0 | 0 | 38678.8 | 26373.6
5211 | 0 | 23910.3 | 0 | 7097.89 | 0 | 5690.05 | 0 | 0 | 0 | 20945.4 | 0 | 0 | 0 | 18497.5 | 0 | 0 | 2069.75 | 37231 | 31098
5212 | 0 | 9482.04 | 0 | 7525.58 | 0 | 0 | 0 | 0 | 0 | 11479.4 | 0 | 0 | 0 | 15958.5 | 0 | 0 | 2945.77 | 31604.3 | 21453.5
5213 | 0 | 6766.53 | 0 | 6869.37 | 0 | 0 | 0 | 0 | 0 | 8685.34 | 0 | 722.051 | 0 | 13441.6 | 0 | 0 | 4400.95 | 19146.5 | 19454.6
5214 | 0.054008 | 3633.76 | 0.034945 | 4005.52 | 0.1321 | 0 | 0 | 0 | 0 | 2893.25 | 0 | 0 | 0 | 10023.6 | 303.42 | 0.040232 | 6358.25 | 8708.63 | 16992.8
5215 | 0.51313 | 1419.26 | 0.40494 | 1713.84 | 0.87229 | 0 | 0.020502 | 0 | 0.12669 | 0 | 0 | 0 | 0.32511 | 8239 | 1870.22 | 0.39021 | 7467.3 | 7654.85 | 20446.3
5216 | 1.5469 | 0 | 1.0034 | 2276.23 | 1.9168 | 0 | 0.19028 | 0 | 1.0425 | 0 | 0 | 0 | 1.1995 | 9251.29 | 0 | 0.18913 | 5761.99 | 8247.44 | 23162.4
5217 | 2.4993 | 0 | 0.75003 | 5500.96 | 2.8511 | 9316.72 | 0.51492 | 0 | 1.91 | 0 | 0 | 0 | 2.1087 | 10411 | 0 | 0.13076 | 3094.96 | 1156.53 | 21675.9
5218 | 3.2688 | 920.804 | 3.1521 | 4535.73 | 3.5634 | 7152.73 | 0.99543 | 0 | 2.6332 | 0 | 0 | 0 | 2.8355 | 11415.2 | 12.7985 | 0.24791 | 5145.99 | 187.765 | 30222.3
5219 | 3.8042 | 2097.96 | 3.712 | 1267.56 | 3.5545 | 4227.5 | 0.76109 | 484.518 | 2.6594 | 0 | 484.518 | 0 | 3.3037 | 22597.1 | 1575.95 | 0.15445 | 7563.39 | 0 | 35072.8
5220 | 1.7739 | 4042.09 | 4.0039 | 0 | 4.2319 | 2788.03 | 0.82525 | 270.287 | 1.9896 | 0 | 270.287 | 0 | 3.5556 | 16847.5 | 8751.09 | 0.36183 | 8234.39 | 0 | 38355.2
5221 | 2.5193 | 4416.06 | 4.0402 | 0 | 4.1753 | 3625.63 | 0.73317 | 0 | 0.61681 | 0 | 0 | 0 | 3.0592 | 10091.8 | 5488.45 | 3.3195 | 14670.9 | 0 | 39274.8
5222 | 0.31169 | 2889.82 | 3.8269 | 0 | 3.8491 | 2996.44 | 1.616 | 0 | 0.63278 | 0 | 0 | 0 | 2.7686 | 34667.8 | 3589.08 | 2.4144 | 13228.1 | 3721.77 | 39264.5
5223 | 1.2806 | 1748.35 | 2.7613 | 0 | 3.2595 | 3590.06 | 0.46848 | 104.977 | 2.5522 | 0 | 104.977 | 0 | 2.3963 | 37954 | 6751.49 | 2.0614 | 15420.6 | 8966.2 | 39608.6
5224 | 0.23544 | 5002.06 | 2.6461 | 0 | 2.4359 | 815.34 | 0.86676 | 20019.1 | 0.58218 | 0 | 20019.1 | 0 | 2.015 | 24290.6 | 7622.97 | 0.8069 | 24534.6 | 14669 | 39527.3
5225 | 0.47051 | 3714.54 | 1.4487 | 0 | 1.4179 | 6006.1 | 1.4472 | 675.482 | 0.1201 | 0 | 675.482 | 2391.53 | 0.66357 | 12032.6 | 2571.55 | 1.4024 | 25115.4 | 16724.6 | 37933.6
5226 | 0.031333 | 2708.08 | 0.5599 | 6592.24 | 0.41932 | 0 | 0.78032 | 8078.49 | 0.40775 | 0 | 8078.49 | 4363.31 | 0.5175 | 14103.6 | 9143.37 | 0.49944 | 26417.8 | 19086 | 33279
5227 | 0.027221 | 1788.46 | 0.082546 | 24488.1 | 0.044342 | 12974.8 | 0.18649 | 4509.73 | 0.15723 | 1145.61 | 4509.73 | 6366.93 | 0.15024 | 19293.9 | 0 | 0.25728 | 29405.4 | 18106.2 | 39542.6
5228 | 0 | 2229.92 | 0 | 40053.4 | 0 | 25082.8 | 0 | 6874.86 | 0 | 2813.95 | 6874.86 | 8017.5 | 0 | 23847.7 | 0 | 0 | 33603.9 | 18454.8 | 38469.1
5229 | 0 | 9635.49 | 0 | 40053.4 | 0 | 5803.86 | 0 | 1681.53 | 0 | 9069.99 | 1681.53 | 7029.96 | 0 | 28367.7 | 0 | 0 | 37275 | 21958.6 | 39128.3
5230 | 0 | 15151.5 | 0 | 37879.9 | 0 | 1754.55 | 0 | 681.343 | 0 | 7526.32 | 681.343 | 3007.58 | 0 | 29457.2 | 3450.28 | 0 | 37950.5 | 29547.5 | 38077.2
5231 | 0 | 5202.2 | 0 | 38415 | 0 | 36922 | 0 | 1077.2 | 0 | 16617.8 | 1077.2 | 3857.28 | 0 | 28912.5 | 8154.56 | 0 | 39281.3 | 31775.4 | 37113.7
5232 | 0 | 0 | 0 | 38713.9 | 0 | 39000.2 | 0 | 246.328 | 0 | 25384 | 246.328 | 1634.87 | 0 | 18051.2 | 15387.3 | 0 | 40053.4 | 32562.6 | 39094.6
5233 | 0 | 7991.46 | 0 | 28682.6 | 0 | 4029.88 | 0 | 1033.77 | 0 | 23853.4 | 1033.77 | 0 | 0 | 17140.1 | 16586.6 | 0 | 40053.4 | 34805.2 | 38412.6
5234 | 0 | 12146.2 | 0 | 20245.7 | 0 | 0 | 0 | 1594.15 | 0 | 12305.1 | 1594.15 | 4907.92 | 0 | 21154.8 | 10963.7 | 0 | 40053.4 | 34710.9 | 35980
5235 | 0 | 12581.7 | 0 | 21764 | 0 | 2169.84 | 0 | 1789.01 | 0 | 19225.1 | 1789.01 | 2699.59 | 0 | 22445 | 15306.5 | 0 | 40053.4 | 34562 | 33522.8
5236 | 0 | 14763.9 | 0 | 29294 | 0 | 1224.01 | 0 | 2526.89 | 0 | 10573.8 | 2526.89 | 599.815 | 0 | 22958.8 | 6246.25 | 0 | 40053.4 | 30850.3 | 29270.6
5237 | 0 | 18938.2 | 0 | 27747.6 | 0 | 4136.86 | 0 | 4296.47 | 0 | 9611.2 | 4296.47 | 0 | 0 | 19384.6 | 10325.8 | 0 | 40053.4 | 27311.8 | 28270.9
5238 | 0.049923 | 7495.67 | 0.031912 | 19315.7 | 0.12449 | 895.501 | 0.011724 | 4726.19 | 0 | 7185.02 | 4726.19 | 0 | 0 | 14348.4 | 10876.9 | 0.004487 | 40053.4 | 23405.2 | 28284.6
5239 | 0.096186 | 1785.84 | 0.40579 | 12852.3 | 0.89523 | 0 | 0.19332 | 1054.34 | 0.22498 | 7117.14 | 1054.34 | 0 | 0.10715 | 11245.2 | 4597.09 | 0.41818 | 39226.4 | 6161.64 | 15762.2
5240 | 0.14253 | 1857.85 | 1.4176 | 8216.35 | 1.9719 | 1600.04 | 1.0321 | 2629.44 | 0.076822 | 1061.28 | 2629.44 | 0 | 0.35768 | 11451 | 273.798 | 1.2705 | 38572.9 | 1175.89 | 9176.09
5241 | 1.6545 | 3771.2 | 2.419 | 7733.46 | 2.9232 | 14478.7 | 1.7312 | 1827.43 | 0.84051 | 0 | 1827.43 | 0 | 1.4197 | 12112.2 | 613.803 | 2.1773 | 38862.5 | 0 | 1752.98
5242 | 1.3712 | 13004.7 | 3.2086 | 6951.94 | 3.6548 | 32579.5 | 2.0799 | 1028.33 | 0.67889 | 1699.1 | 1028.33 | 1868.72 | 1.1816 | 19739.4 | 0 | 2.0567 | 39669.3 | 0 | 0
5243 | 1.024 | 16935.2 | 3.7593 | 5173.64 | 4.1178 | 32892 | 2.9035 | 1172.77 | 0.72396 | 1828.48 | 1172.77 | 2520.8 | 1.2237 | 11603.6 | 0 | 2.5349 | 39448.8 | 0 | 0
5244 | 1.8601 | 15969 | 4.0656 | 1140.94 | 2.6866 | 23941.9 | 2.3795 | 6913.3 | 0.99827 | 964.398 | 6913.3 | 6832.26 | 1.6995 | 13714.6 | 0 | 2.6615 | 39146.2 | 0 | 0
5245 | 0.30127 | 6090.44 | 4.0907 | 792.18 | 4.2356 | 18941.5 | 1.5122 | 6226.63 | 1.2818 | 1266.26 | 6226.63 | 24329.1 | 2.0746 | 10910.3 | 350.462 | 2.4833 | 38334.8 | 1622.73 | 0
5246 | 1.3242 | 7323.32 | 3.8713 | 1285.51 | 3.8996 | 22639 | 2.506 | 8115.98 | 1.3487 | 3170.77 | 8115.98 | 23252.4 | 3.0782 | 6639.62 | 243.705 | 2.2841 | 38316.8 | 7907.46 | 0
5247 | 1.2908 | 16328.2 | 3.4135 | 2937.36 | 3.3169 | 29448.3 | 0.97978 | 10572.6 | 0.54987 | 1977.02 | 10572.6 | 8890.1 | 1.7402 | 2877.87 | 208.167 | 3.243 | 39122.7 | 21971 | 116.65
5248 | 0.7769 | 24450.1 | 2.6884 | 5904.87 | 2.4818 | 33153.5 | 0.70869 | 9647.01 | 0.5665 | 5303.73 | 9647.01 | 11081.9 | 1.8826 | 1648.73 | 0 | 2.6842 | 39697.1 | 18578.3 | 10243.6
5249 | 0.48235 | 21847.4 | 0.97269 | 7655.57 | 1.4458 | 34533.3 | 1.6471 | 1716.75 | 0.45887 | 6499.43 | 1716.75 | 1996.01 | 0.84807 | 809.476 | 0 | 1.1544 | 39361 | 15655.1 | 23728.4
5250 | 0.36343 | 16782.6 | 0.57699 | 8506.77 | 0.42321 | 35755.2 | 0.81112 | 5589.75 | 0.82799 | 9838.19 | 5589.75 | 4097.13 | 0.34121 | 2349.08 | 0 | 0.74337 | 38619.5 | 12769.4 | 36073.7
5251 | 0.086273 | 12328.6 | 0.089261 | 9131.77 | 0.04121 | 28998.9 | 0.18555 | 2820.52 | 0.16782 | 5083.05 | 2820.52 | 4250.98 | 0.095839 | 2755.95 | 0 | 0.24942 | 37501.8 | 15071.8 | 39148.1
5252 | 0 | 9958.25 | 0 | 14429.5 | 0 | 26664.1 | 0 | 1193.23 | 0 | 20668.4 | 1193.23 | 7626.31 | 0 | 5590.81 | 0 | 0 | 38372 | 20483.9 | 37705
5253 | 0 | 32404 | 0 | 17490.6 | 0 | 31637.3 | 0 | 4578.09 | 0 | 13469.4 | 4578.09 | 5386.29 | 0 | 9842.15 | 0 | 0 | 36668 | 22068.3 | 39936.9
5254 | 0 | 8542.51 | 0 | 12819.2 | 0 | 34721.1 | 0 | 13322.9 | 0 | 24319.6 | 13322.9 | 5780.24 | 0 | 15510.7 | 0 | 0 | 36413.6 | 25100.9 | 38880.9
5255 | 0 | 5468.75 | 0 | 6981.25 | 0 | 8500.87 | 0 | 6748.34 | 0 | 15295.1 | 6748.34 | 0 | 0 | 14899.8 | 0 | 0 | 36249.2 | 29247 | 39296.1
5256 | 0 | 9523.29 | 0 | 4564.28 | 0 | 10035.7 | 0 | 7526.81 | 0 | 14875.7 | 7526.81 | 0 | 0 | 10666.7 | 0 | 0 | 37861.9 | 32511.6 | 39890.3
5257 | 0 | 11477.2 | 0 | 9434.17 | 0 | 6309.64 | 0 | 1864.32 | 0 | 15938.8 | 1864.32 | 1179.35 | 0 | 5039.8 | 0 | 0 | 38191.5 | 34314 | 39290.9
5258 | 0 | 0 | 0 | 7315.51 | 0 | 6643.19 | 0 | 7802.81 | 0 | 16237.4 | 7802.81 | 1021.81 | 0 | 2873.79 | 0 | 0 | 39205.4 | 34280.5 | 38345.9
5259 | 0 | 0 | 0 | 5725.66 | 0 | 3088.8 | 0 | 3661.58 | 0 | 9835.34 | 3661.58 | 2066.48 | 0 | 1870.79 | 0 | 0 | 39611.7 | 34646.2 | 35488.3
5260 | 0 | 12718.1 | 0 | 4557.5 | 0 | 10864.4 | 0 | 2515.42 | 0 | 4689.1 | 2515.42 | 6550.32 | 0 | 1897.82 | 0 | 0 | 40053.4 | 27764.8 | 20842.9
5261 | 0 | 37107.6 | 0 | 9637.87 | 0 | 4544.76 | 0 | 3795.06 | 0 | 3336.15 | 3795.06 | 1758.2 | 0 | 3692.44 | 0 | 0 | 39794.3 | 16114.8 | 18007.2
5262 | 0.094609 | 31701.3 | 0.032186 | 6493.02 | 0.12114 | 0 | 0.03489 | 3049.65 | 0 | 1058.87 | 3049.65 | 0 | 0 | 6325.81 | 0 | 0.019116 | 39460.6 | 7028.86 | 15620
5263 | 0.51233 | 23913.3 | 0.41456 | 3986.92 | 0.88883 | 6399.49 | 0.39908 | 1515.1 | 0.14306 | 0 | 1515.1 | 3011.27 | 0.0063316 | 7183.11 | 0 | 0.28573 | 33900.2 | 1301.32 | 5217.4
5264 | 1.4267 | 34144.7 | 1.4469 | 13320.9 | 1.9443 | 0 | 1.2635 | 0 | 0.32457 | 0 | 0 | 493.012 | 0.65363 | 6521.13 | 0 | 0.52394 | 26435.8 | 2884.67 | 0
5265 | 1.9389 | 22237.1 | 2.4751 | 15236.4 | 2.872 | 1073.38 | 1.8107 | 0 | 1.2563 | 0 | 0 | 215.059 | 0.37661 | 5990.73 | 0 | 1.4217 | 33470.1 | 1501.93 | 0
5266 | 3.2811 | 8332.22 | 3.2974 | 11075 | 3.5793 | 0 | 2.6493 | 0 | 2.072 | 0 | 0 | 2007.64 | 0.977 | 7236.04 | 0 | 2.3802 | 37800.9 | 1113.76 | 0
5267 | 3.7735 | 9298.95 | 3.8654 | 10042.9 | 4.0475 | 28812.7 | 3.3371 | 0 | 3.2955 | 0 | 0 | 0 | 2.0215 | 5338.15 | 0 | 2.7684 | 39057.2 | 1898.59 | 0
5268 | 2.5028 | 9055.45 | 4.1727 | 10548.1 | 4.2483 | 24891.6 | 3.3441 | 411.7 | 3.6062 | 0 | 411.7 | 0 | 2.6307 | 8475.12 | 0 | 3.1773 | 38049.5 | 6733.64 | 844.862
5269 | 1.0514 | 4970.16 | 4.1997 | 7860.94 | 4.197 | 29341.8 | 2.6349 | 818.06 | 3.6881 | 0 | 818.06 | 1419.54 | 2.4419 | 10310.6 | 373.687 | 2.9386 | 36073.4 | 14609.4 | 0
5270 | 1.1882 | 803.946 | 3.955 | 7054.22 | 3.888 | 36144.9 | 2.4072 | 849.537 | 3.5429 | 0 | 849.537 | 2242.55 | 3.1091 | 8712.18 | 954.407 | 3.3279 | 34606.5 | 17327.3 | 0
5271 | 3.3443 | 0 | 3.4703 | 5877.74 | 3.3057 | 36484.9 | 2.1294 | 0 | 3.1737 | 0 | 0 | 503.565 | 3.0899 | 7067.28 | 0 | 3.4073 | 35158.4 | 17160.2 | 0
5272 | 0.23358 | 0 | 2.7374 | 4844.91 | 2.4827 | 37154.4 | 1.6336 | 37421.2 | 2.6016 | 0 | 37421.2 | 584.227 | 2.0838 | 9849.04 | 0 | 2.8029 | 36832.1 | 19239 | 4903.69
5273 | 0.78566 | 1165.67 | 1.7722 | 9416.12 | 1.434 | 39512.4 | 0.55222 | 1585.76 | 0.66554 | 0 | 1585.76 | 11360.6 | 1.751 | 8111.92 | 0 | 1.9768 | 36472.9 | 21021.7 | 15220
5274 | 0.67459 | 2507.32 | 0.70382 | 9001.09 | 0.41387 | 39289.9 | 0.044036 | 16347 | 0.84358 | 3060.07 | 16347 | 3414.03 | 0.85123 | 8811.62 | 0 | 1.0234 | 36082.4 | 23581.6 | 31108
5275 | 0.091818 | 4220.85 | 0.06807 | 8346.88 | 0.037912 | 35674.1 | 0.085284 | 1616.46 | 0.14118 | 1084.26 | 1616.46 | 3284.23 | 0.1621 | 6884.79 | 0 | 0.24803 | 31694.3 | 22472.3 | 34746.4
5276 | 0 | 2994.15 | 0 | 10240.2 | 0 | 6012.7 | 0 | 12905.7 | 0 | 0 | 12905.7 | 0 | 0 | 3863.35 | 0 | 0 | 24598.5 | 27493 | 37641.1
5277 | 0 | 1840.86 | 0 | 17979.7 | 0 | 3337.21 | 0 | 6881.64 | 0 | 0 | 6881.64 | 3755.6 | 0 | 1730.26 | 0 | 0 | 23096.6 | 31200.4 | 39261.4
5278 | 0 | 7257.87 | 0 | 27320.7 | 0 | 3196.41 | 0 | 5007.82 | 0 | 1221.83 | 5007.82 | 2790.64 | 0 | 3446 | 0 | 0 | 19462.4 | 30937.7 | 37478
5279 | 0 | 13044.2 | 0 | 38018 | 0 | 25953.7 | 0 | 8298.55 | 0 | 0 | 8298.55 | 0 | 0 | 4872.77 | 0 | 0 | 18752.2 | 17259.1 | 39407.8
5280 | 0 | 9975.58 | 0 | 36748.1 | 0 | 26196.8 | 0 | 5513.04 | 0 | 0 | 5513.04 | 0 | 0 | 8230.6 | 0 | 0 | 15609.3 | 13669.8 | 38274.7
5281 | 0 | 4195.76 | 0 | 35863.1 | 0 | 10628.2 | 0 | 12389.5 | 0 | 0 | 12389.5 | 0 | 0 | 4562.68 | 2897.47 | 0 | 9726.89 | 10296.3 | 36884.1
5282 | 0 | 9197.19 | 0 | 35770.5 | 0 | 10303.6 | 0 | 5493.58 | 0 | 1117.58 | 5493.58 | 0 | 0 | 2305.04 | 2144.58 | 0 | 4662.06 | 7403.02 | 31781.7
5283 | 0 | 2957.28 | 0 | 30590.2 | 0 | 3138.64 | 0 | 2596.51 | 0 | 15074.4 | 2596.51 | 3202 | 0 | 4855.45 | 2967.75 | 0 | 839.763 | 3411.98 | 26772.9
5284 | 0 | 821.404 | 0 | 25289.2 | 0 | 4097.1 | 0 | 8121.24 | 0 | 21935.8 | 8121.24 | 3070.57 | 0 | 2338.68 | 3455.31 | 0 | 0 | 2984.25 | 13290.5
5285 | 0 | 0 | 0 | 24871.1 | 0 | 7021.96 | 0 | 3205.54 | 0 | 18677.1 | 3205.54 | 778.335 | 0 | 2973.15 | 8705.18 | 0 | 0 | 4073.67 | 6645.47
5286 | 0.048084 | 0 | 0 | 12857.9 | 0.13775 | 3501.8 | 0.024337 | 3144.46 | 0 | 15920.2 | 3144.46 | 0 | 0 | 745.745 | 15701.6 | 0.035148 | 0 | 5360.63 | 2155.13
5287 | 0.50374 | 926.931 | 0.41013 | 5058.78 | 0.82407 | 14412.6 | 0.36328 | 1707.5 | 0.033596 | 21995.2 | 1707.5 | 0 | 0.3268 | 0 | 17979.8 | 0.19476 | 658.356 | 1458.59 | 2027.62
5288 | 1.5418 | 2727.22 | 1.422 | 623.097 | 1.8164 | 27582.5 | 1.2184 | 2705.56 | 0.36081 | 4804.26 | 2705.56 | 0 | 1.2034 | 0 | 5822.9 | 0.46349 | 7161.15 | 814.638 | 155.175
5289 | 2.5068 | 3029.87 | 2.4102 | 400.36 | 2.7654 | 39412 | 2.0883 | 2604.89 | 1.5474 | 2685.88 | 2604.89 | 1943.35 | 2.1366 | 0 | 2873.92 | 1.0581 | 16278.9 | 0 | 0
5290 | 1.3666 | 3394.55 | 2.4823 | 0 | 3.5271 | 38007.5 | 2.7676 | 2176.05 | 2.147 | 5702.28 | 2176.05 | 4432.72 | 2.879 | 0 | 3912.95 | 0.5741 | 18271 | 0 | 0
5291 | 3.7354 | 3847.44 | 3.6434 | 0 | 4.0567 | 37833.5 | 3.2173 | 3993.2 | 3.242 | 6516.67 | 3993.2 | 9194.38 | 3.378 | 0 | 9191.85 | 1.677 | 12837.5 | 0 | 93.8621
5292 | 1.2514 | 3361.39 | 3.9208 | 0 | 4.1766 | 39163.5 | 2.9714 | 8981.46 | 3.497 | 5780.61 | 8981.46 | 10172.4 | 3.669 | 0 | 11342.5 | 2.6721 | 20450.5 | 0 | 0
5293 | 0.41123 | 4904.44 | 3.9802 | 0 | 4.0689 | 39161.3 | 2.7246 | 10558.8 | 3.556 | 5164.75 | 10558.8 | 12455.3 | 3.7311 | 995.009 | 14818.8 | 4.2038 | 29761 | 0 | 0
5294 | 2.1536 | 4734.25 | 2.7432 | 0 | 3.7598 | 39057.4 | 3.3558 | 24418.3 | 2.6748 | 5782.42 | 24418.3 | 8160.35 | 3.5612 | 464.756 | 13281.1 | 4.0388 | 25098 | 0 | 0
5295 | 2.6415 | 5996.08 | 2.4256 | 916.971 | 3.1556 | 37931.3 | 2.1309 | 0 | 3.0602 | 4553.86 | 0 | 7284.94 | 2.6882 | 834.399 | 10990.3 | 2.2942 | 16967.1 | 2866.85 | 2482.31
5296 | 0.37758 | 3418.1 | 1.4526 | 988.555 | 2.3465 | 38267.5 | 1.42 | 146.495 | 2.5047 | 20748.1 | 146.495 | 5511.35 | 2.298 | 3129.87 | 3808.81 | 2.9695 | 9730.55 | 6743.28 | 5505.49
5297 | 0.96901 | 1788.36 | 1.322 | 2728.55 | 1.1176 | 35805 | 1.0292 | 2246.96 | 1.7132 | 26971.8 | 2246.96 | 16618.4 | 1.8223 | 5616.14 | 10408.4 | 2.0871 | 1731.74 | 9816.6 | 9804.78
5298 | 0.013432 | 12189.7 | 0.030208 | 1772.04 | 0.38845 | 36810.4 | 0.51031 | 0 | 0.81424 | 12027 | 0 | 14875.2 | 0.86876 | 7647.27 | 4464.77 | 1.0733 | 0 | 13938.4 | 16701
5299 | 0.099959 | 32810.8 | 0.085136 | 943 | 0.034611 | 24631.9 | 0.14994 | 2625.99 | 0.15607 | 2612.96 | 2625.99 | 10228.8 | 0.14372 | 6590.92 | 2083.03 | 0.22973 | 0 | 12011.5 | 30153
5300 | 0 | 18922.5 | 0 | 2179.02 | 0 | 34340.5 | 0 | 18807.6 | 0 | 11986 | 18807.6 | 691.642 | 0 | 2401.71 | 4673.46 | 0 | 0 | 12605.4 | 38967.2
5301 | 0 | 35783.2 | 0 | 18774.7 | 0 | 36411.6 | 0 | 14953 | 0 | 9956.73 | 14953 | 0 | 0 | 0 | 7555.49 | 0 | 13.4485 | 13295 | 38082.9
5302 | 0 | 37287.8 | 0 | 32636 | 0 | 34430.2 | 0 | 2968.8 | 0 | 15138.8 | 2968.8 | 0 | 0 | 1732.88 | 2644.85 | 0 | 0 | 5988.39 | 39370.6
5303 | 0 | 25813.7 | 0 | 31803.1 | 0 | 27651.3 | 0 | 2053.65 | 0 | 9015.85 | 2053.65 | 0 | 0 | 2824.92 | 3055.04 | 0 | 0 | 532.266 | 37557.8
5304 | 0 | 12518.5 | 0 | 30506.6 | 0 | 14937 | 0 | 0 | 0 | 7041 | 0 | 0 | 0 | 1921.41 | 1803.54 | 0 | 0 | 2044.78 | 38100.3
5305 | 0 | 5641.13 | 0 | 33211.1 | 0 | 5594.93 | 0 | 0 | 0 | 5236.36 | 0 | 0 | 0 | 1388.18 | 2011.72 | 0 | 0 | 6717.37 | 38127.3
5306 | 0 | 10515 | 0 | 26128.7 | 0 | 6826.3 | 0 | 4879.46 | 0 | 5742.53 | 4879.46 | 0 | 0 | 554.899 | 1808.04 | 0 | 0 | 7566.98 | 31945.5
5307 | 0 | 20282.6 | 0 | 25003.6 | 0 | 7194.26 | 0 | 9847.94 | 0 | 7411.93 | 9847.94 | 0 | 0 | 0 | 1989.43 | 0 | 0 | 5847.32 | 21981.5
5308 | 0 | 19276.2 | 0 | 18114 | 0 | 8126.99 | 0 | 4621.27 | 0 | 10062.8 | 4621.27 | 0 | 0 | 0 | 1993.9 | 0 | 0 | 3702.09 | 9143.24
5309 | 0 | 18033 | 0 | 9067.17 | 0 | 10764.6 | 0 | 9269.54 | 0 | 8323.99 | 9269.54 | 0 | 0 | 0 | 0 | 0 | 0 | 2150.93 | 4123.31
5310 | 0.077642 | 3204.54 | 0 | 650.594 | 0.11018 | 15649.6 | 0.027125 | 7819.7 | 0 | 11101.5 | 7819.7 | 0 | 0 | 0 | 0 | 0.033048 | 0 | 1166.06 | 1313.62
5311 | 0.33873 | 0 | 0.024077 | 0 | 0.89528 | 13570.1 | 0.30642 | 6456.35 | 0.17453 | 5677.87 | 6456.35 | 0 | 0.31272 | 0 | 0 | 0.39462 | 0 | 0 | 1791.36
5312 | 0.36229 | 0 | 0.95474 | 2093.09 | 1.9835 | 12085.7 | 1.3105 | 2950.41 | 0.065686 | 2065.73 | 2950.41 | 0 | 1.1565 | 0 | 0 | 1.3053 | 0 | 0 | 692.204
5313 | 0.59018 | 3122.95 | 2.3183 | 0 | 2.9302 | 37399.4 | 2.237 | 419.813 | 0.67405 | 1248.98 | 419.813 | 0 | 2.05 | 0 | 0 | 2.2463 | 24.863 | 0 | 0
5314 | 0.78997 | 606.148 | 3.0895 | 0 | 3.6476 | 36912.3 | 2.9373 | 248.033 | 0.56988 | 3071.98 | 248.033 | 0 | 2.7721 | 0 | 0 | 3.0291 | 1843.63 | 0 | 0
5315 | 1.8738 | 0 | 3.6131 | 0 | 4.1035 | 31523.5 | 3.4169 | 922.714 | 1.2195 | 6604.9 | 922.714 | 0 | 3.2666 | 0 | 0 | 3.5922 | 5780.76 | 0 | 0
5316 | 3.9364 | 0 | 3.9785 | 5939.36 | 4.2803 | 35899.8 | 2.7592 | 1331.05 | 0.69981 | 4577.19 | 1331.05 | 1048.1 | 3.5375 | 348.048 | 0 | 2.8642 | 8216.98 | 0 | 0
5317 | 3.9739 | 0 | 4.0059 | 9093.81 | 4.1877 | 37756.6 | 3.7116 | 2956.63 | 1.0479 | 4210.47 | 2956.63 | 87.6144 | 3.5627 | 1417.71 | 0 | 4.0002 | 3111.4 | 3885.1 | 0
5318 | 0.51234 | 0 | 3.7992 | 6442.5 | 3.8322 | 36697 | 3.1161 | 4185.1 | 1.4523 | 2209.58 | 4185.1 | 1497.51 | 2.9789 | 1180.76 | 0 | 3.3026 | 0 | 18732.3 | 0
5319 | 0.45137 | 233.468 | 2.5063 | 5578.48 | 3.2267 | 34585.9 | 2.3037 | 5011.17 | 1.0664 | 879.76 | 5011.17 | 5423.95 | 3.072 | 948.016 | 0 | 2.0183 | 0 | 25796 | 0
5320 | 1.1335 | 740.085 | 1.893 | 3421.15 | 2.3939 | 30521.1 | 0.47238 | 5566.52 | 1.6249 | 21676.8 | 5566.52 | 1937.73 | 2.4902 | 734.738 | 0 | 2.7819 | 0 | 19395.8 | 9902.96
5321 | 1.0591 | 3758.14 | 1.4517 | 1537.1 | 1.3616 | 24026.3 | 1.3114 | 17910.5 | 1.5779 | 0 | 17910.5 | 4979.13 | 1.7112 | 1572.49 | 0 | 1.9504 | 0 | 15402.2 | 30500.2
5322 | 0.71025 | 7507.07 | 0.52815 | 4292.55 | 0.40797 | 17729.7 | 0.23664 | 5392.47 | 0.445 | 1950.78 | 5392.47 | 0 | 0.81586 | 2277.4 | 0 | 0.99599 | 0 | 11321.4 | 39488.7
5323 | 0.11431 | 12763.3 | 0.066751 | 8578.9 | 0.028064 | 13309.4 | 0.15483 | 8458.07 | 0.10095 | 8106.61 | 8458.07 | 0 | 0.13578 | 2544.23 | 0 | 0.23308 | 0 | 11511 | 39469
5324 | 0 | 27575 | 0 | 19627.5 | 0 | 21258.3 | 0 | 6182.83 | 0 | 16973.6 | 6182.83 | 0 | 0 | 2427.25 | 0 | 0 | 0 | 13282.2 | 39443.5
5325 | 0 | 34499.9 | 0 | 17961.8 | 0 | 29826 | 0 | 14593.5 | 0 | 6969.32 | 14593.5 | 126.097 | 0 | 2311.52 | 0 | 0 | 0 | 21143.8 | 39904.7
5326 | 0 | 35691.3 | 0 | 22390.1 | 0 | 5151.65 | 0 | 6801.58 | 0 | 2112.61 | 6801.58 | 0 | 0 | 1606.84 | 0 | 0 | 0 | 16082.7 | 39863.1
5327 | 0 | 29149.3 | 0 | 34904.3 | 0 | 7243.01 | 0 | 0 | 0 | 282.948 | 0 | 0 | 0 | 1665.95 | 0 | 0 | 0 | 13078.5 | 38418.6
5328 | 0 | 32313.9 | 0 | 35271 | 0 | 23009.9 | 0 | 0 | 0 | 1851.99 | 0 | 0 | 0 | 1940.9 | 0 | 0 | 0 | 17363 | 25788.9
5329 | 0 | 23756.2 | 0 | 31019.4 | 0 | 21537.3 | 0 | 0 | 0 | 1093.41 | 0 | 0 | 0 | 902.551 | 0 | 0 | 706.773 | 25491.4 | 11518.1
5330 | 0 | 27175.9 | 0 | 24756.4 | 0 | 9782.16 | 0 | 0 | 0 | 8078.34 | 0 | 0 | 0 | 0 | 0 | 0 | 748.844 | 29332.8 | 16201.6
5331 | 0 | 39285.8 | 0 | 13856.2 | 0 | 4208.88 | 0 | 681.467 | 0 | 8462.77 | 681.467 | 0 | 0 | 0 | 0 | 0 | 840.473 | 26108.4 | 30246
5332 | 0 | 37857.6 | 0 | 6023.69 | 0 | 980.779 | 0 | 0 | 0 | 3999.73 | 0 | 0 | 0 | 0 | 0 | 0 | 808.224 | 25412.4 | 35305
5333 | 0 | 40053.4 | 0 | 3366.54 | 0 | 0 | 0 | 0 | 0 | 7277.61 | 0 | 0 | 0 | 0 | 0 | 0 | 0 | 31833.2 | 26040
5334 | 0.045255 | 39290.8 | 0 | 3784.48 | 0.11199 | 0 | 0.022092 | 0 | 0 | 6378.33 | 0 | 0 | 0 | 0 | 0 | 0.030523 | 0 | 36535.4 | 14441.2
5335 | 0.52116 | 36149.1 | 0.0099632 | 4061.1 | 0.86477 | 0 | 0.39344 | 0 | 0.054631 | 5404.74 | 0 | 0 | 0.28641 | 0 | 0 | 0.38501 | 0 | 25159.6 | 6887.91
5336 | 1.5744 | 26914.4 | 0.45359 | 3759.67 | 1.8969 | 0 | 1.237 | 0 | 0.10258 | 0 | 0 | 0 | 0.81188 | 0 | 0 | 1.2798 | 0 | 9518.48 | 1265.62
5337 | 2.5646 | 19002.4 | 0.86134 | 4844.34 | 2.7788 | 7092.33 | 2.1211 | 0 | 0.27485 | 0 | 0 | 0 | 1.3816 | 0 | 0 | 2.2149 | 0 | 5455.24 | 1248.63
5338 | 3.3423 | 7891.1 | 1.5654 | 2273.38 | 3.4578 | 19290.9 | 2.833 | 0 | 0.60276 | 500.846 | 0 | 0 | 1.0414 | 0 | 0 | 2.9832 | 0 | 1994.14 | 0
5339 | 3.8561 | 4163.98 | 2.1346 | 0 | 3.8914 | 28624.7 | 3.3013 | 0 | 1.2328 | 664.449 | 0 | 0 | 1.7075 | 0 | 0 | 3.5222 | 0 | 6240.76 | 0
5340 | 4.1221 | 1319 | 2.7905 | 0 | 4.0867 | 23501.5 | 3.5617 | 0 | 0.59077 | 658.622 | 0 | 0 | 2.7705 | 0 | 0 | 3.8625 | 0 | 12708.6 | 0
5341 | 3.5089 | 0 | 4.0402 | 0 | 4.035 | 27051.4 | 3.6251 | 0 | 1.1541 | 266.346 | 0 | 0 | 2.5414 | 0 | 0 | 3.9765 | 0 | 21193.2 | 0
5342 | 2.9265 | 0 | 3.8192 | 0 | 3.7356 | 24121.1 | 3.453 | 0 | 3.4473 | 551.637 | 0 | 0 | 2.2044 | 0 | 0 | 2.6125 | 868.769 | 28286.1 | 0
5343 | 2.7029 | 0 | 3.3481 | 0 | 3.1827 | 27181.1 | 0.47438 | 0 | 3.0692 | 589.776 | 0 | 671.837 | 2.1683 | 0 | 1921.72 | 3.4071 | 862.444 | 31947.7 | 3235.77
5344 | 2.3269 | 834.931 | 2.6409 | 272.493 | 2.3856 | 18489.7 | 2.0188 | 0 | 2.5029 | 788.436 | 0 | 5048.94 | 1.5785 | 4261.06 | 0 | 2.7865 | 1202.12 | 33647.5 | 15675
5345 | 1.0744 | 2942.87 | 1.703 | 0 | 1.3756 | 10520.2 | 1.084 | 0 | 1.7273 | 996.063 | 0 | 0 | 0.53877 | 7858.22 | 0 | 1.594 | 960.129 | 34895.7 | 23546.1
5346 | 0.65856 | 9239.43 | 0.49879 | 0 | 0.38372 | 8485.37 | 0.78823 | 1436.61 | 0.71332 | 2770.12 | 1436.61 | 0 | 0.37355 | 5565.05 | 2927.05 | 0.86257 | 707.188 | 35919.5 | 31049.3
5347 | 0.080503 | 20694.9 | 0.072499 | 0 | 0 | 10054 | 0.16096 | 0 | 0.13775 | 39987.4 | 0 | 2104.5 | 0.098373 | 4239.82 | 0 | 0.22024 | 1263.26 | 32133.2 | 33318
5348 | 0 | 31378.7 | 0 | 5357.19 | 0 | 25984.5 | 0 | 0 | 0 | 9845.81 | 0 | 13187.7 | 0 | 4252.92 | 912.494 | 0 | 1145.61 | 33175.7 | 33359.9
5349 | 0 | 29249.7 | 0 | 3792.34 | 0 | 31818 | 0 | 0 | 0 | 0 | 0 | 3351.68 | 0 | 4374.65 | 5626.87 | 0 | 0 | 36140.4 | 38641.2
5350 | 0 | 36490.7 | 0 | 0 | 0 | 29840.9 | 0 | 0 | 0 | 0 | 0 | 0 | 0 | 4160.74 | 2079.41 | 0 | 0 | 38270.5 | 39454.3
5351 | 0 | 23768.5 | 0 | 0 | 0 | 38189.9 | 0 | 0 | 0 | 2779.53 | 0 | 0 | 0 | 6438.01 | 0 | 0 | 0 | 37564.3 | 39580.6
5352 | 0 | 9875.6 | 0 | 28564.8 | 0 | 22511.5 | 0 | 0 | 0 | 6677.64 | 0 | 0 | 0 | 5573.58 | 75.4584 | 0 | 0 | 38234 | 38520.6
5353 | 0 | 27740.7 | 0 | 22356.9 | 0 | 998.494 | 0 | 0 | 0 | 3948.76 | 0 | 0 | 0 | 3360.54 | 699.773 | 0 | 0 | 39718.9 | 36358.9
5354 | 0 | 35630.8 | 0 | 2360.52 | 0 | 1859.04 | 0 | 0 | 0 | 1576.5 | 0 | 0 | 0 | 5806.32 | 1328.75 | 0 | 0 | 39859.8 | 24791.1
5355 | 0 | 28299.5 | 0 | 22066.1 | 0 | 1177.66 | 0 | 2592.74 | 0 | 4253.67 | 2592.74 | 0 | 0 | 1609.23 | 3763.64 | 0 | 0 | 39884.4 | 10646.9
5356 | 0 | 25389.4 | 0 | 16736.8 | 0 | 3882.94 | 0 | 0 | 0 | 4954.1 | 0 | 0 | 0 | 2155.14 | 1773.03 | 0 | 0 | 39882.9 | 3067.39
5357 | 0 | 26840.6 | 0 | 9783.42 | 0 | 178.758 | 0 | 0 | 0 | 5737.22 | 0 | 0 | 0 | 1482.53 | 3614.5 | 0 | 0 | 39067.7 | 3933.23
5358 | 0.045471 | 18260 | 0 | 3572.55 | 0.10444 | 0 | 0.025095 | 0 | 0 | 6642.37 | 0 | 0 | 0 | 0 | 1307.94 | 0.027536 | 0 | 36411.4 | 4726.63
5359 | 0.51718 | 10902.5 | 0.072005 | 258.367 | 0.86732 | 0 | 0.38223 | 0 | 0.26212 | 5893.77 | 0 | 0 | 0.23727 | 299.234 | 1042.82 | 0.35031 | 0 | 32015.8 | 4019.14
5360 | 1.5694 | 10235.2 | 0.056008 | 3193.45 | 1.9222 | 0 | 1.3139 | 0 | 1.104 | 0 | 0 | 2536.39 | 0.58801 | 120.962 | 0 | 0.95069 | 0 | 17787 | 0
5361 | 2.5719 | 4042.92 | 0.7504 | 10685.2 | 2.8156 | 1346.7 | 2.2488 | 0 | 2.0457 | 0 | 0 | 1375.29 | 0.4864 | 1.745 | 0 | 0.95315 | 1630.16 | 9349.85 | 0
5362 | 3.3561 | 3114.64 | 0.23343 | 8102.91 | 3.4966 | 24290.2 | 1.0954 | 0 | 2.812 | 0 | 0 | 887.423 | 0.85794 | 0 | 375.251 | 1.3057 | 1702.71 | 16300.7 | 0
5363 | 3.8785 | 2185.05 | 0.93799 | 6443.81 | 3.929 | 28504.4 | 0.92426 | 0 | 3.3235 | 0 | 0 | 411.852 | 1.0574 | 0 | 1926.86 | 1.4955 | 2954.58 | 11168 | 0
5364 | 4.1496 | 1605.5 | 3.992 | 1280.44 | 4.1193 | 22200.9 | 3.7182 | 0 | 3.6313 | 0 | 0 | 78.7332 | 3.4642 | 0 | 6359.76 | 2.6101 | 8572.11 | 10707.3 | 635.274
5365 | 4.1408 | 2916.63 | 4.0322 | 1006.03 | 4.0445 | 14853.7 | 2.852 | 0 | 3.7244 | 0 | 0 | 0 | 2.8287 | 688.628 | 8669.98 | 2.313 | 14908.5 | 11686 | 0
5366 | 3.8969 | 10089.2 | 3.827 | 694.058 | 3.726 | 10505.9 | 3.3183 | 0 | 3.5886 | 0 | 0 | 0 | 2.4968 | 4178.91 | 17865.2 | 2.7978 | 14099.9 | 13241 | 0
5367 | 2.7638 | 10084 | 2.4941 | 134.48 | 3.1709 | 9855.19 | 1.5862 | 3311.72 | 3.2453 | 0 | 3311.72 | 0 | 1.0911 | 13511.2 | 2111.4 | 2.4519 | 4662.9 | 15556 | 664.384
5368 | 0.91948 | 13909.5 | 1.3917 | 0 | 2.368 | 7981 | 2.5367 | 2673.03 | 2.6593 | 2027.3 | 2673.03 | 0 | 1.0484 | 11067.2 | 6224.29 | 2.5907 | 2154.53 | 21815.2 | 9979.26
5369 | 0.41097 | 15329.5 | 1.2741 | 0 | 1.3621 | 9409.34 | 1.7644 | 1935.64 | 1.8369 | 0 | 1935.64 | 0 | 1.671 | 8806.75 | 10977 | 1.8105 | 3633.46 | 28777.2 | 35069.5
5370 | 0.44972 | 20365.7 | 0.65713 | 0 | 0.37343 | 11539.1 | 0.81728 | 26552.4 | 0.8473 | 0 | 26552.4 | 0 | 0.7805 | 9694.66 | 13820.8 | 0.92812 | 5261.48 | 35315.1 | 40053.4
5371 | 0.081667 | 25929.7 | 0.064948 | 0 | 0 | 10572.1 | 0.07921 | 0 | 0.11333 | 0 | 0 | 162.305 | 0.13251 | 14360.2 | 6495.03 | 0.22356 | 699.26 | 32434.1 | 40053.4
5372 | 0 | 20254.5 | 0 | 0 | 0 | 27224.3 | 0 | 0 | 0 | 0 | 0 | 1002.92 | 0 | 11362.2 | 8588.36 | 0 | 0 | 31653.3 | 40053.4
5373 | 0 | 19768.2 | 0 | 0 | 0 | 35730.8 | 0 | 0 | 0 | 5196.47 | 0 | 0 | 0 | 8548.19 | 19917.6 | 0 | 0 | 25058.4 | 39185.4
5374 | 0 | 27249.2 | 0 | 872.128 | 0 | 36347 | 0 | 0 | 0 | 0 | 0 | 0 | 0 | 10457.8 | 21308.8 | 0 | 0 | 8978.84 | 39179.1
5375 | 0 | 18044.5 | 0 | 0 | 0 | 13616 | 0 | 0 | 0 | 0 | 0 | 0 | 0 | 7583.67 | 16855.1 | 0 | 0 | 5538.45 | 38587.3
5376 | 0 | 9843.47 | 0 | 0 | 0 | 16470.9 | 0 | 0 | 0 | 2205.5 | 0 | 0 | 0 | 9490.74 | 13827.1 | 0 | 1858.8 | 10307.5 | 39429.7
5377 | 0 | 8152.07 | 0 | 987.904 | 0 | 0 | 0 | 0 | 0 | 850.799 | 0 | 0 | 0 | 10720.4 | 9661.41 | 0 | 1134.52 | 22138.9 | 39734
5378 | 0 | 2331.03 | 0 | 3661.4 | 0 | 306.216 | 0 | 0 | 0 | 936.219 | 0 | 0 | 0 | 4056.18 | 6877.84 | 0 | 0 | 12692.7 | 39094.1
5379 | 0 | 2718.59 | 0 | 12818.9 | 0 | 664.675 | 0 | 2134.58 | 0 | 1142.74 | 2134.58 | 436.196 | 0 | 4843.47 | 1888.65 | 0 | 0 | 4886.86 | 39292.7
5380 | 0 | 1963.52 | 0 | 10277.8 | 0 | 0 | 0 | 0 | 0 | 0 | 0 | 6233.01 | 0 | 4082.95 | 0 | 0 | 0 | 505.752 | 39418.4
5381 | 0 | 0 | 0 | 6909.3 | 0 | 0 | 0 | 0 | 0 | 966.811 | 0 | 0 | 0 | 1828.37 | 0 | 0 | 0 | 2183.99 | 38868.9
5382 | 0.048275 | 0 | 0 | 422.913 | 0.10002 | 0 | 0.019796 | 1011.94 | 0 | 4077.18 | 1011.94 | 707.351 | 0 | 537.116 | 0 | 0.012076 | 0 | 5215.58 | 37428.6
5383 | 0.51104 | 0 | 0.38928 | 0 | 0.86211 | 0 | 0.28697 | 0 | 0.26483 | 8000.88 | 0 | 1530.44 | 0.2967 | 614.845 | 341.394 | 0.31016 | 0 | 9131.59 | 31419.1
5384 | 1.5925 | 737.288 | 1.3762 | 0 | 1.9074 | 0 | 0.76615 | 165.939 | 1.1017 | 1604.35 | 165.939 | 0 | 0.55265 | 1167.97 | 0 | 1.2219 | 0 | 3080.75 | 12842.2
5385 | 2.6115 | 0 | 2.3396 | 0 | 2.7728 | 0 | 2.2047 | 0 | 2.0254 | 1454.67 | 0 | 0 | 1.1197 | 1871.91 | 0 | 2.1574 | 569.541 | 0 | 1751.81
5386 | 3.388 | 0 | 3.0497 | 0 | 3.4548 | 4302.48 | 2.5871 | 0 | 2.7712 | 1965.95 | 0 | 939.741 | 1.6914 | 2023.06 | 0 | 2.9411 | 4900.87 | 941.919 | 895.933
5387 | 3.9193 | 0 | 3.529 | 0 | 3.8886 | 8847.56 | 2.4126 | 5418.64 | 3.2818 | 3418.54 | 5418.64 | 154.295 | 2.898 | 3189.51 | 0 | 3.4802 | 2970.65 | 3212.74 | 456.182
5388 | 2.0505 | 17378.8 | 3.8083 | 0 | 4.0775 | 7774.43 | 2.8909 | 6374.81 | 2.1463 | 4628.03 | 6374.81 | 1228.3 | 3.1786 | 1778.08 | 0 | 3.7963 | 0 | 5001.42 | 1314.37
5389 | 0.73244 | 11778.1 | 3.8809 | 0 | 4.0142 | 6105.12 | 2.9668 | 13691.4 | 3.0653 | 5240.38 | 13691.4 | 332.697 | 3.6072 | 1903.9 | 0 | 3.8575 | 1882.56 | 8621.77 | 8655.12
5390 | 1.8071 | 0 | 3.7037 | 0 | 3.7053 | 7265.15 | 2.585 | 19119.6 | 1.9673 | 8547.73 | 19119.6 | 0 | 3.0641 | 8941.72 | 0 | 3.6888 | 854.881 | 10300.1 | 23191.7
5391 | 2.9107 | 0 | 2.3527 | 0 | 3.1541 | 5933.89 | 1.8932 | 26701.7 | 2.7339 | 8106.76 | 26701.7 | 738.749 | 2.2619 | 13994.8 | 0 | 1.7203 | 0 | 16433.4 | 36254.8
5392 | 2.1301 | 977.365 | 2.132 | 681.067 | 2.3544 | 4486.03 | 1.3925 | 34791.1 | 2.1527 | 10761.5 | 34791.1 | 0 | 2.5252 | 22073.8 | 0 | 2.2616 | 0 | 20441.9 | 39182.9
5393 | 1.7898 | 5487.01 | 1.6838 | 28247.8 | 1.3456 | 4892.79 | 0.82643 | 19844.4 | 1.7072 | 8806.05 | 19844.4 | 0 | 1.7292 | 27000.2 | 0 | 0.97155 | 0 | 27065.8 | 39827
5394 | 0.71491 | 2438.22 | 0.64748 | 32402.4 | 0.36042 | 3970.38 | 0.70203 | 27783.6 | 0.62638 | 38653.6 | 27783.6 | 33215.9 | 0.79917 | 26652.5 | 1417.33 | 0.9446 | 0 | 32815.5 | 40053.4
5395 | 0.074247 | 630.713 | 0.056477 | 35399.2 | 0 | 3204.93 | 0.11792 | 28538.2 | 0.13149 | 346.424 | 28538.2 | 8352.09 | 0.11847 | 24226.5 | 42.5703 | 0.20395 | 214.025 | 34879.5 | 40053.4
5396 | 0 | 6956.72 | 0 | 40012.4 | 0 | 17885.8 | 0 | 37370 | 0 | 0 | 37370 | 23917.4 | 0 | 24633.1 | 0 | 0 | 3007.79 | 37560.8 | 40026.4
5397 | 0 | 15414.3 | 0 | 39509.7 | 0 | 26299.8 | 0 | 35288.4 | 0 | 1184.68 | 35288.4 | 20456.1 | 0 | 25060.8 | 612.309 | 0 | 6181.12 | 39129 | 40053.4
5398 | 0 | 16199.7 | 0 | 35978.1 | 0 | 36234.6 | 0 | 8361.91 | 0 | 5789.45 | 8361.91 | 6170.23 | 0 | 26937.1 | 0 | 0 | 5652.9 | 38770.7 | 40053.4
5399 | 0 | 16627.6 | 0 | 37729.8 | 0 | 19393.8 | 0 | 20548.5 | 0 | 5187.26 | 20548.5 | 3531.53 | 0 | 23504.7 | 0 | 0 | 6244.64 | 35688.9 | 40053.4
5400 | 0 | 9264.78 | 0 | 27030.9 | 0 | 16147 | 0 | 28008.2 | 0 | 7096.2 | 28008.2 | 15743.9 | 0 | 19394.4 | 0 | 0 | 6215.41 | 38111.1 | 40053.4
5401 | 0 | 3772.73 | 0 | 12467.2 | 0 | 19735.4 | 0 | 26733.5 | 0 | 6638.46 | 26733.5 | 21975.9 | 0 | 15101.9 | 0 | 0 | 9937.56 | 39545.7 | 39256.7
5402 | 0 | 0 | 0 | 5319.44 | 0 | 9888.84 | 0 | 29833.7 | 0 | 5857.11 | 29833.7 | 22913.9 | 0 | 14680.5 | 0 | 0 | 18472.2 | 39132.2 | 35711.1
5403 | 0 | 0 | 0 | 8240.25 | 0 | 3250.12 | 0 | 25705.8 | 0 | 3039.67 | 25705.8 | 24506.8 | 0 | 8941.14 | 0 | 0 | 22316.1 | 37784.1 | 35043.9
5404 | 0 | 0 | 0 | 2245.96 | 0 | 845.878 | 0 | 35070 | 0 | 6851.53 | 35070 | 12594.7 | 0 | 7412.99 | 0 | 0 | 21854.7 | 34755.3 | 31840.1
5405 | 0 | 0 | 0 | 8351.21 | 0 | 5039.1 | 0 | 30741.6 | 0 | 15207.4 | 30741.6 | 3584.94 | 0 | 8207.36 | 0 | 0 | 12949.9 | 35840.8 | 36658.9
5406 | 0.052084 | 0 | 0 | 12301.9 | 0.09909 | 71.5562 | 0 | 31916.8 | 0 | 17729.3 | 31916.8 | 5659.34 | 0 | 9352.81 | 0 | 0.032776 | 6623.54 | 36786.6 | 38383.8
5407 | 0.45167 | 0 | 0.37144 | 17564.9 | 0.85804 | 0 | 0.36603 | 9355.67 | 0.263 | 24625.1 | 9355.67 | 11392.3 | 0.069639 | 11488.9 | 0 | 0.36803 | 10348.3 | 33773.3 | 14256
5408 | 1.5525 | 0 | 0.98669 | 15079.6 | 1.922 | 0 | 1.2662 | 8338.75 | 1.0751 | 16335.4 | 8338.75 | 5009.92 | 0.14319 | 4673.76 | 0 | 1.2408 | 8086.92 | 21911.7 | 3916.63
5409 | 2.563 | 0 | 1.9717 | 7768.02 | 2.8419 | 0 | 2.0701 | 12118.8 | 1.9845 | 10408.7 | 12118.8 | 796.497 | 0.83708 | 887.631 | 0 | 2.1594 | 7385.1 | 11750.3 | 1058.76
5410 | 3.3644 | 331.628 | 2.7588 | 6099.7 | 3.5284 | 5649.59 | 1.9638 | 27691 | 2.7206 | 6660.7 | 27691 | 1240.44 | 2.2697 | 1045.95 | 0 | 2.9337 | 8834.88 | 19756 | 0
5411 | 3.1263 | 1077.17 | 3.7067 | 9000.58 | 3.9655 | 12865.2 | 2.9336 | 34441.2 | 2.5917 | 4841.57 | 34441.2 | 5046.44 | 2.2033 | 6113.76 | 0 | 3.474 | 7686.83 | 17357.1 | 0
5412 | 3.339 | 1131.52 | 3.9849 | 6640.5 | 4.1445 | 9077.67 | 2.9838 | 31159.6 | 3.5514 | 4088.97 | 31159.6 | 4357.51 | 2.2677 | 17037.4 | 0 | 3.8058 | 16935.1 | 13859.5 | 0
5413 | 2.1063 | 1650.9 | 2.9214 | 1121.78 | 4.0681 | 4978.71 | 3.2847 | 29418.6 | 3.6104 | 3669.89 | 29418.6 | 3305.73 | 2.5728 | 24967.8 | 0 | 3.8727 | 20942.6 | 16830 | 0
5414 | 3.1815 | 4818.39 | 3.0777 | 0 | 3.7042 | 2734.05 | 2.6831 | 20135.4 | 3.4415 | 1470.04 | 20135.4 | 2856.04 | 2.1314 | 33421.6 | 0 | 3.7266 | 27878.7 | 19366.1 | 0
5415 | 0.11435 | 8148.13 | 1.6594 | 0 | 3.1242 | 1667.49 | 1.0951 | 11492.5 | 3.0734 | 152.609 | 11492.5 | 2420.56 | 0.97297 | 38752.4 | 0 | 3.1119 | 29419.4 | 23562.1 | 0
5416 | 2.2921 | 9718.89 | 1.5687 | 0 | 2.3109 | 419.54 | 2.5715 | 11655.8 | 2.4788 | 140.215 | 11655.8 | 3674.08 | 0.90725 | 39281.9 | 487.516 | 2.004 | 27251.6 | 24804.8 | 0
5417 | 1.4579 | 8863.27 | 1.6817 | 0 | 1.3035 | 186.281 | 1.7402 | 16298.9 | 1.6838 | 0 | 16298.9 | 2997.49 | 0.54146 | 39431.3 | 0 | 1.7914 | 23346.9 | 26286.6 | 6434.37
5418 | 0.046096 | 9866.83 | 0.39659 | 2643.66 | 0.35413 | 1608.1 | 0.79522 | 15889.5 | 0.78407 | 0 | 15889.5 | 1874.65 | 0.46396 | 39492.7 | 0 | 0.94393 | 19451 | 27793 | 36976.6
5419 | 0 | 11179.5 | 0.060174 | 10223.4 | 0 | 10527.6 | 0.12826 | 10325.3 | 0.13234 | 447.522 | 10325.3 | 1891.91 | 0.10645 | 39061.4 | 0 | 0.19004 | 22381.6 | 34794.2 | 39154.8
5420 | 0 | 2817.64 | 0 | 17254.7 | 0 | 32845.3 | 0 | 25081.7 | 0 | 0 | 25081.7 | 3439.08 | 0 | 37833.2 | 0 | 0 | 26991 | 35607.4 | 35152.1
5421 | 0 | 0 | 0 | 7187.95 | 0 | 38078.2 | 0 | 24014.3 | 0 | 3572.09 | 24014.3 | 10294.5 | 0 | 35953.1 | 0 | 0 | 22168.7 | 39389.5 | 35528.8
5422 | 0 | 16582.1 | 0 | 3380.55 | 0 | 16496.6 | 0 | 22357.9 | 0 | 3789.02 | 22357.9 | 11971.9 | 0 | 34265.8 | 0 | 0 | 28709.1 | 38531.6 | 37565.7
5423 | 0 | 33947.8 | 0 | 9096.62 | 0 | 7656.93 | 0 | 20024.7 | 0 | 2049.71 | 20024.7 | 0 | 0 | 30124.5 | 0 | 0 | 31643.1 | 34782.5 | 38927.4
5424 | 0 | 38065.3 | 0 | 7880.96 | 0 | 570.129 | 0 | 5683.09 | 0 | 4553.46 | 5683.09 | 0 | 0 | 18084.7 | 1874.32 | 0 | 31089 | 26076.9 | 37786.3
5425 | 0 | 35414.2 | 0 | 9426.49 | 0 | 4163.18 | 0 | 11356.2 | 0 | 5405.2 | 11356.2 | 0 | 0 | 12487.2 | 2115.41 | 0 | 28633.1 | 16759 | 34903.1
5426 | 0 | 11057.4 | 0 | 14783.7 | 0 | 2694.88 | 0 | 16209.4 | 0 | 4353.57 | 16209.4 | 0 | 0 | 12296.5 | 2828.92 | 0 | 23427.6 | 4430.1 | 34870.5
5427 | 0 | 3438.1 | 0 | 22277.7 | 0 | 3993.29 | 0 | 0 | 0 | 3795.65 | 0 | 0 | 0 | 10933.2 | 2470.74 | 0 | 24072.4 | 1217.66 | 23957.4
5428 | 0 | 11653.5 | 0 | 26057.9 | 0 | 4312.38 | 0 | 0 | 0 | 6316.39 | 0 | 0 | 0 | 9526.59 | 2263.83 | 0 | 25794.6 | 721.691 | 11415.9
5429 | 0 | 6173.12 | 0 | 24860.1 | 0 | 0 | 0 | 0 | 0 | 9039.26 | 0 | 0 | 0 | 9520.39 | 988.101 | 0 | 27537.5 | 4900.06 | 10644.1
5430 | 0.016652 | 9471.29 | 0 | 12304.8 | 0.10432 | 0 | 0 | 0 | 0 | 8556.03 | 0 | 0 | 0 | 12332.9 | 640.19 | 0.009515 | 28652.4 | 13057.1 | 9886.96
5431 | 0.21636 | 13226.4 | 0.39048 | 4248.56 | 0.82472 | 0 | 0.38124 | 0 | 0.26764 | 7280.62 | 0 | 0 | 0.051314 | 12421.1 | 353.358 | 0.30035 | 31120 | 8862.24 | 7767.17
5432 | 1.0687 | 3900.22 | 1.4085 | 9476.48 | 1.8708 | 0 | 1.1863 | 0 | 1.0546 | 5632.1 | 0 | 0 | 0.21523 | 17693.8 | 0 | 0.95041 | 25262.7 | 11598.7 | 1396.78
5433 | 0.68615 | 1579.39 | 2.4249 | 5425.52 | 2.7856 | 1431 | 2.0699 | 0 | 1.9627 | 1816.69 | 0 | 0 | 0.99698 | 23822 | 0 | 1.3034 | 21499.6 | 7055.43 | 0
5434 | 0.48551 | 0 | 3.2265 | 4522.36 | 3.4689 | 15528.3 | 2.2164 | 0 | 2.5333 | 1785.52 | 0 | 0 | 0.62606 | 16377.3 | 0 | 1.2246 | 22394.5 | 11720.5 | 487.1
5435 | 0.80054 | 0 | 3.7667 | 14790.6 | 3.8933 | 15771 | 2.4604 | 0 | 2.8277 | 2364.42 | 0 | 0 | 1.5194 | 18831.4 | 0 | 0.99082 | 24339 | 10121 | 0
5436 | 0.52461 | 0 | 4.0588 | 16642.2 | 3.3256 | 11912.9 | 1.8079 | 0 | 3.0439 | 2709.29 | 0 | 0 | 2.135 | 28695.2 | 0 | 2.2256 | 29785 | 12224.8 | 0
5437 | 4.1525 | 1082.65 | 4.0786 | 12040.2 | 0.1406 | 11258.6 | 3.5672 | 0 | 2.852 | 2203.61 | 0 | 0 | 2.6841 | 29128.9 | 0 | 2.0293 | 25767.3 | 15052.3 | 240.853
5438 | 0.12446 | 8807.22 | 3.8449 | 18668 | 0.20524 | 8252.87 | 2.6478 | 0 | 2.8977 | 2142.19 | 0 | 0 | 2.781 | 35548.7 | 0 | 3.1757 | 27219.8 | 21860.8 | 0
5439 | 0.4941 | 21663.1 | 3.3667 | 19438.4 | 1.4565 | 10325.6 | 2.9943 | 0 | 2.698 | 2053.76 | 0 | 0 | 2.0747 | 37870.3 | 0 | 1.5875 | 29950.2 | 22751.3 | 480.518
5440 | 0.29896 | 16509.4 | 2.2422 | 25214 | 2.2342 | 12809.5 | 1.9902 | 0 | 2.15 | 2058.35 | 0 | 0 | 0.52828 | 39067 | 0 | 2.6523 | 28554.2 | 18942.2 | 9593.52
5441 | 0.064661 | 18887.7 | 1.3028 | 24283.3 | 0.99924 | 11422.6 | 1.6255 | 0 | 1.5949 | 1422.15 | 0 | 0 | 1.2245 | 39489.4 | 0 | 1.2637 | 18984.9 | 19096.2 | 18815.3
5442 | 0.096842 | 8071.92 | 0.64298 | 19344.2 | 0.3534 | 8068.55 | 0.62763 | 0 | 0.67754 | 2783.3 | 0 | 0 | 0.75492 | 39979 | 0 | 0.72428 | 10725.2 | 19678.3 | 29600.7
5443 | 0.019855 | 2099.67 | 0.054567 | 14677.5 | 0 | 14627.2 | 0.066098 | 0 | 0.12589 | 1073.26 | 0 | 0 | 0.096504 | 39937.6 | 0 | 0.19041 | 9474.89 | 22363.7 | 31478.1
5444 | 0 | 0 | 0 | 31840 | 0 | 21796 | 0 | 0 | 0 | 1907.96 | 0 | 202.78 | 0 | 39270.3 | 1020.48 | 0 | 14459.9 | 24151.6 | 38643.5
5445 | 0 | 0 | 0 | 30246.7 | 0 | 10163.4 | 0 | 0 | 0 | 2082.39 | 0 | 0 | 0 | 37474.3 | 0 | 0 | 13556.5 | 15176.8 | 38591.7
5446 | 0 | 0 | 0 | 20837.8 | 0 | 2912.71 | 0 | 0 | 0 | 2618.51 | 0 | 0 | 0 | 32074.2 | 2126.31 | 0 | 20189.7 | 7292.29 | 40045.5
5447 | 0 | 0 | 0 | 30771.6 | 0 | 28609.5 | 0 | 0 | 0 | 1789.2 | 0 | 0 | 0 | 32436.6 | 7270.32 | 0 | 16759.5 | 6760.13 | 40053.4
5448 | 0 | 0 | 0 | 32437.2 | 0 | 13528.1 | 0 | 0 | 0 | 2236.68 | 0 | 0 | 0 | 25041.4 | 5333.22 | 0 | 19240.2 | 3756.32 | 40053.4
5449 | 0 | 0 | 0 | 33499 | 0 | 11153.7 | 0 | 0 | 0 | 2011.67 | 0 | 0 | 0 | 23804.2 | 5424.67 | 0 | 18165.7 | 1327 | 38382.9
5450 | 0 | 1810.16 | 0 | 15171.1 | 0 | 15046.7 | 0 | 0 | 0 | 4264.26 | 0 | 0 | 0 | 22470.4 | 5421.53 | 0 | 20202.1 | 772.914 | 23645.2
5451 | 0 | 19802.9 | 0 | 11641.9 | 0 | 5664.02 | 0 | 0 | 0 | 3926.45 | 0 | 0 | 0 | 18067.8 | 5153.14 | 0 | 24108 | 0 | 19164.1
5452 | 0 | 20732 | 0 | 18751 | 0 | 712.084 | 0 | 0 | 0 | 7475.73 | 0 | 0 | 0 | 19703.2 | 7640.35 | 0 | 27038.5 | 0 | 27043.3
5453 | 0 | 32402.2 | 0 | 11889.5 | 0 | 0 | 0 | 0 | 0 | 3727.29 | 0 | 0 | 0 | 19472.3 | 5779 | 0 | 27169.8 | 0 | 24245.8
5454 | 0.0064868 | 20270.6 | 0 | 7861.25 | 0.10798 | 0 | 0 | 0 | 0 | 3160.51 | 0 | 0 | 0 | 20753.9 | 3923.83 | 0.022235 | 27383.6 | 1206.22 | 20438.4
5455 | 0.12671 | 9225.62 | 0.38448 | 5059.12 | 0.82773 | 0 | 0.37555 | 0 | 0.26453 | 426.058 | 0 | 0 | 0.28893 | 18308.7 | 4695.52 | 0.32153 | 27772.6 | 686.532 | 15928
5456 | 0.17207 | 1592.41 | 1.3968 | 6523.65 | 1.8738 | 0 | 1.3063 | 0 | 1.0499 | 2666.28 | 0 | 0 | 1.106 | 14163.7 | 1303.44 | 0.91846 | 18382.1 | 0 | 0
5457 | 0.12579 | 1106.08 | 2.403 | 6978.5 | 2.794 | 15370 | 2.2939 | 0 | 1.6182 | 559.244 | 0 | 0 | 1.9961 | 10669.5 | 0 | 1.5143 | 23979 | 0 | 825.247
5458 | 2.0231 | 1182.99 | 3.1965 | 11790.7 | 3.4877 | 9012.29 | 3.0239 | 0 | 2.4314 | 2054.42 | 0 | 0 | 2.7037 | 8986.29 | 0 | 1.2809 | 24431.9 | 0 | 0
5459 | 1.245 | 0 | 3.7383 | 9062.64 | 3.9369 | 10763 | 3.4987 | 0 | 2.729 | 2306.89 | 0 | 0 | 1.9329 | 4702.29 | 1035.01 | 2.2635 | 23563.8 | 1270.06 | 0
5460 | 1.0679 | 1295.01 | 4.0247 | 5772.64 | 4.1293 | 8668.25 | 3.7489 | 0 | 2.9848 | 1599.67 | 0 | 0 | 1.9462 | 2607.14 | 2845.16 | 1.7797 | 26178.8 | 0 | 0
5461 | 2.2902 | 1096.15 | 4.0595 | 5378.6 | 4.0515 | 11603.8 | 3.7992 | 0 | 3.1054 | 654.357 | 0 | 0 | 2.1599 | 9585.35 | 2605.58 | 1.5924 | 24013.4 | 223.071 | 0
5462 | 0.30748 | 4258.05 | 3.8359 | 6598.05 | 3.7433 | 16879.9 | 2.9071 | 0 | 2.7634 | 0 | 0 | 0 | 3.3654 | 26734.7 | 3826.2 | 0.41235 | 27325.8 | 0 | 0
5463 | 1.2408 | 8597.64 | 3.3845 | 4857.95 | 3.1395 | 21642.7 | 3.229 | 0 | 2.7911 | 0 | 0 | 0 | 2.1286 | 27490.4 | 4610.92 | 0.30466 | 28626.8 | 437.537 | 0
5464 | 0.10481 | 15985.1 | 2.6662 | 5895.12 | 2.3147 | 33077.7 | 2.0384 | 0 | 2.239 | 0 | 0 | 0 | 1.7711 | 28905.3 | 5172.17 | 0.53487 | 31223.5 | 2953.22 | 3491.22
5465 | 0.92861 | 21052.6 | 1.7069 | 5880.65 | 1.0906 | 39667.4 | 1.79 | 0 | 1.6188 | 0 | 0 | 0 | 1.6381 | 27171.9 | 3874.21 | 1.546 | 32620.3 | 6888.19 | 21466.5
5466 | 0.051267 | 19475.9 | 0.64141 | 8885.08 | 0.32706 | 6836.44 | 0.80194 | 0 | 0.70273 | 634.455 | 0 | 0 | 0.74246 | 25639.7 | 4168.56 | 0.77569 | 33842.9 | 12308.3 | 38679.2
5467 | 0.0062833 | 18018.7 | 0.051691 | 13339.9 | 0 | 38466.1 | 0.10865 | 0 | 0.11487 | 0 | 0 | 1193.17 | 0.1098 | 22263.3 | 7849.51 | 0.1923 | 32676.9 | 16865.6 | 38289.2
5468 | 0 | 26371.9 | 0 | 16012.2 | 0 | 5909.86 | 0 | 34.5547 | 0 | 0 | 34.5547 | 1172.69 | 0 | 23210.9 | 10009.9 | 0 | 31633.3 | 19026.7 | 38522.4
5469 | 0 | 29022.9 | 0 | 20817.6 | 0 | 25839.1 | 0 | 0 | 0 | 247.882 | 0 | 6194.78 | 0 | 23298.5 | 18191.6 | 0 | 31450.6 | 26426.7 | 39351.7
5470 | 0 | 30497.5 | 0 | 16706.4 | 0 | 13114.9 | 0 | 0 | 0 | 65.6054 | 0 | 0 | 0 | 14789.4 | 25673 | 0 | 30892.9 | 24837.2 | 39875.7
5471 | 0 | 36897.9 | 0 | 12128.3 | 0 | 0 | 0 | 0 | 0 | 0 | 0 | 0 | 0 | 22167.5 | 27298.5 | 0 | 26062.3 | 23233.3 | 39187.2
5472 | 0 | 22487 | 0 | 6960.36 | 0 | 96.3991 | 0 | 0 | 0 | 1360.81 | 0 | 0 | 0 | 32532.8 | 26682.4 | 0 | 28841.8 | 11083.3 | 39717
5473 | 0 | 16856.1 | 0 | 3029.98 | 0 | 11401.5 | 0 | 0 | 0 | 2522.99 | 0 | 0 | 0 | 35634.7 | 32306 | 0 | 26208 | 2300.79 | 38065.4
5474 | 0 | 14708.6 | 0 | 4212.32 | 0 | 2029.46 | 0 | 0 | 0 | 1932.58 | 0 | 0 | 0 | 30693.2 | 26660.1 | 0 | 28420.7 | 119.282 | 32202.7
5475 | 0 | 16029.5 | 0 | 14612 | 0 | 9664.29 | 0 | 0 | 0 | 5032.62 | 0 | 0 | 0 | 21802.7 | 22410.7 | 0 | 27201.6 | 0 | 22056.6
5476 | 0 | 12581.5 | 0 | 20147.2 | 0 | 17604.6 | 0 | 0 | 0 | 2352.08 | 0 | 0 | 0 | 16366.8 | 24685.3 | 0 | 33354.8 | 0 | 13263.6
5477 | 0 | 8271.36 | 0 | 19182.1 | 0 | 34392.8 | 0 | 0 | 0 | 5181.18 | 0 | 0 | 0 | 13082.8 | 28163.5 | 0 | 30653.3 | 0 | 18713
5478 | 0.009947 | 4652.84 | 0 | 14862.9 | 0.10713 | 36988.3 | 0 | 0 | 0 | 2376.69 | 0 | 0 | 0 | 12430.8 | 22920.6 | 0.025365 | 28280.6 | 1054.62 | 25098.6
5479 | 0.158 | 1884.22 | 0.24303 | 12029.6 | 0.82778 | 3264.11 | 0.21199 | 0 | 0.26058 | 8658.78 | 0 | 0 | 0.28466 | 12776.7 | 24601.5 | 0.35577 | 26881.7 | 1148.21 | 11321.4
5480 | 1.04 | 3923.37 | 1.161 | 11740 | 1.8727 | 0 | 0.99894 | 0 | 1.0233 | 6229.69 | 0 | 0 | 1.053 | 11966.4 | 11754.5 | 1.307 | 22252.9 | 0 | 0
5481 | 0.64128 | 7681.04 | 1.2927 | 6985.49 | 2.7946 | 1864.16 | 1.814 | 0 | 1.8939 | 8773.53 | 0 | 0 | 1.9166 | 11181.8 | 4307.83 | 2.2942 | 19254 | 0 | 0
5482 | 0.61889 | 11673.1 | 1.0841 | 4012.64 | 3.4788 | 14947 | 2.197 | 0 | 2.6228 | 3921.28 | 0 | 0 | 2.618 | 9445 | 7315.72 | 3.0873 | 16532.6 | 0 | 0
5483 | 2.8606 | 20251.2 | 3.6693 | 1166.55 | 3.9249 | 15911.6 | 2.5886 | 0 | 3.1428 | 5956.37 | 0 | 1468.75 | 3.1071 | 6830.71 | 12725 | 3.6566 | 14593.5 | 0 | 0
5484 | 3.3994 | 21295.9 | 3.9532 | 0 | 4.1215 | 13762.7 | 2.8346 | 0 | 3.0063 | 5357.41 | 0 | 2508.49 | 3.3785 | 0 | 19419.1 | 3.9818 | 16950.2 | 0 | 0
5485 | 3.1767 | 21041.4 | 3.9645 | 0 | 4.0391 | 8449.75 | 2.617 | 0 | 2.0093 | 3300.74 | 0 | 5930.58 | 2.1444 | 809.826 | 21715 | 4.0585 | 19952.4 | 15266.3 | 0
5486 | 2.327 | 16362.1 | 3.7521 | 0 | 3.6764 | 15150.9 | 1.8105 | 1322.5 | 2.8682 | 2268.9 | 1322.5 | 6639.58 | 3.2993 | 25321 | 21706.4 | 3.8704 | 21000.4 | 25783.2 | 0
5487 | 2.3586 | 14980.1 | 3.2833 | 0 | 3.1096 | 36618.6 | 1.7317 | 108.296 | 1.6182 | 1969.23 | 108.296 | 6304.91 | 1.9626 | 21688.7 | 26137.1 | 3.4487 | 24514.6 | 31644.1 | 0
5488 | 1.2952 | 19533.7 | 2.5772 | 0 | 2.2799 | 21167 | 1.0579 | 0 | 1.3312 | 1644.05 | 0 | 7725.13 | 2.3912 | 29635 | 26500.1 | 2.7961 | 26694.7 | 33728.2 | 0
5489 | 1.3832 | 17288.9 | 0.38824 | 0 | 1.2627 | 10797.9 | 1.1477 | 712.987 | 1.1047 | 2161.65 | 712.987 | 8471.47 | 1.6082 | 37302.4 | 25336 | 1.9377 | 24322.3 | 36316.9 | 6009.78
5490 | 0.6401 | 17338.9 | 0.026363 | 0 | 0.34224 | 1747.23 | 0.7631 | 1866.16 | 0.67218 | 3258.08 | 1866.16 | 0 | 0.72369 | 36994.7 | 18352 | 0.94004 | 22735.1 | 37614.9 | 25631.8
5491 | 0.07146 | 16946 | 0 | 3105.12 | 0 | 25363.2 | 0.1128 | 1912.11 | 0.10707 | 3786.89 | 1912.11 | 3050.98 | 0.098771 | 32435.6 | 13657.7 | 0.16187 | 25337.3 | 37698.6 | 35899.2
5492 | 0 | 5113.93 | 0 | 11265.2 | 0 | 1506.53 | 0 | 1952.41 | 0 | 3582 | 1952.41 | 1462.81 | 0 | 18381.7 | 30993.7 | 0 | 27323.5 | 37915.4 | 38767.3
5493 | 0 | 8368.66 | 0 | 17578.9 | 0 | 5345 | 0 | 2000.51 | 0 | 2053.64 | 2000.51 | 0 | 0 | 6679.58 | 36747.8 | 0 | 30520.9 | 38802.5 | 39351.8
5494 | 0 | 12712.7 | 0 | 36666 | 0 | 34162.9 | 0 | 2928.18 | 0 | 2188.52 | 2928.18 | 0 | 0 | 13845.4 | 37027.1 | 0 | 32330 | 39264.6 | 39312.5
5495 | 0 | 18684.3 | 0 | 35192.4 | 0 | 22656.6 | 0 | 0 | 0 | 3036.59 | 0 | 0 | 0 | 26604.5 | 37450.8 | 0 | 35022.1 | 39392.7 | 39281.1
5496 | 0 | 17541.3 | 0 | 26760.3 | 0 | 12023.2 | 0 | 0 | 0 | 937.666 | 0 | 0 | 0 | 25172.8 | 36999.8 | 0 | 34510 | 39576 | 39001.5
5497 | 0 | 22470.6 | 0 | 27705.1 | 0 | 12999.2 | 0 | 0 | 0 | 447.898 | 0 | 0 | 0 | 22337.3 | 38313.4 | 0 | 36255.9 | 39445.8 | 30024.1
5498 | 0 | 24893.9 | 0 | 29320 | 0 | 10461.8 | 0 | 0 | 0 | 430.476 | 0 | 0 | 0 | 19696.9 | 37639 | 0 | 36848.9 | 39550.2 | 20480.2
5499 | 0 | 21562.5 | 0 | 10521 | 0 | 13524 | 0 | 0 | 0 | 0 | 0 | 0 | 0 | 16524.5 | 35406.8 | 0 | 38386.7 | 39551.4 | 37036
5500 | 0 | 15626.6 | 0 | 4063.11 | 0 | 18076.3 | 0 | 0 | 0 | 0 | 0 | 0 | 0 | 19688.5 | 35900.2 | 0 | 39439.7 | 39469.3 | 34601.4
5501 | 0 | 18574.5 | 0 | 1850.42 | 0 | 6966.77 | 0 | 0 | 0 | 0 | 0 | 0 | 0 | 15874.2 | 35585.1 | 0 | 39913.6 | 38293.3 | 36371.2
5502 | 0.038482 | 5455.34 | 0 | 194.624 | 0.10756 | 1633.86 | 0 | 0 | 0 | 0 | 0 | 0 | 0 | 9339.37 | 36034.2 | 0 | 40053.4 | 35772.9 | 37155.7
5503 | 0.49609 | 0 | 0.38559 | 0 | 0.79746 | 0 | 0.067869 | 0 | 0.12665 | 0 | 0 | 0 | 0.26609 | 5807.66 | 30577.2 | 0.33571 | 40053.4 | 34231.3 | 27176.7
5504 | 1.4955 | 3817.67 | 1.1579 | 0 | 1.7814 | 0 | 0.22389 | 0 | 0.25245 | 0 | 0 | 0 | 1.0878 | 6383.38 | 12804 | 1.2396 | 39560.9 | 24755.7 | 9128.6
5505 | 2.4961 | 11069.2 | 2.3539 | 0 | 2.6673 | 0 | 0.68769 | 0 | 0.19278 | 0 | 0 | 0 | 1.9835 | 7021.52 | 9899.81 | 2.1932 | 39667.8 | 17747.7 | 3197.27
5506 | 3.3055 | 5580.08 | 3.1308 | 0 | 3.3457 | 10279.5 | 0.45859 | 0 | 0.48325 | 0 | 0 | 0 | 1.2502 | 5716.12 | 11221.4 | 2.968 | 39788.1 | 11465.3 | 0
5507 | 3.8675 | 2930.49 | 3.6634 | 2887.53 | 3.7232 | 14799.7 | 0.38256 | 0 | 0.87768 | 0 | 0 | 0 | 3.1707 | 1981.1 | 13660.2 | 3.1106 | 39763.7 | 17903.4 | 0
5508 | 1.0218 | 2493.39 | 3.9543 | 3729.62 | 3.9075 | 9386.58 | 0.68085 | 0 | 0.82728 | 0 | 0 | 0 | 3.4419 | 0 | 22112.3 | 3.8528 | 39669.4 | 24291.9 | 0
5509 | 1.0268 | 1373.24 | 3.9713 | 6734.06 | 3.8193 | 3209.45 | 1.0222 | 0 | 2.9367 | 0 | 0 | 0 | 2.348 | 0 | 31389.5 | 3.9322 | 38167.5 | 30178.5 | 0
5510 | 0.87592 | 0 | 3.7318 | 6766.93 | 3.5636 | 512.228 | 1.0017 | 0 | 0.3826 | 0 | 0 | 0 | 2.7324 | 0 | 33071.4 | 3.7406 | 38126.4 | 36869.2 | 0
5511 | 3.4454 | 0 | 3.2788 | 9336.67 | 1.7331 | 0 | 0.83217 | 0 | 2.5878 | 0 | 0 | 0 | 2.9902 | 9052.57 | 31243.1 | 3.3168 | 38268.8 | 38956.5 | 0
5512 | 1.4767 | 736.547 | 2.5626 | 8741.27 | 1.6485 | 0 | 1.1613 | 645.972 | 2.435 | 0 | 645.972 | 0 | 1.7912 | 9869.61 | 34982.3 | 1.8947 | 38340.5 | 38842.6 | 43.1483
5513 | 1.7074 | 273.003 | 1.622 | 12438.6 | 1.2181 | 0 | 1.1444 | 0 | 1.6337 | 0 | 0 | 0 | 0.028782 | 11992.2 | 36171.5 | 1.8382 | 38397.1 | 38579.9 | 4794.22
5514 | 0.65503 | 2816.93 | 0.59419 | 4591.34 | 0.32884 | 0 | 0.72508 | 2041.99 | 0.26227 | 1837.99 | 2041.99 | 0 | 0.012549 | 13943.4 | 29204.3 | 0.87511 | 38508.6 | 38386.4 | 16067.9
5515 | 0.063753 | 7326.78 | 0.046304 | 758.616 | 0 | 1438.7 | 0.11334 | 2007.09 | 0.080239 | 1508.39 | 2007.09 | 0 | 0 | 13707.5 | 13895.7 | 0.16758 | 39097.5 | 39371.3 | 37915
5516 | 0 | 15074.1 | 0 | 2216.12 | 0 | 1443.83 | 0 | 7805.25 | 0 | 5049.46 | 7805.25 | 0 | 0 | 6900.76 | 35521.4 | 0 | 39805.6 | 39897.6 | 39361.3
5517 | 0 | 26996.3 | 0 | 4580.85 | 0 | 6467.37 | 0 | 3524.82 | 0 | 6743.38 | 3524.82 | 0 | 0 | 3060.49 | 37649.3 | 0 | 40053.4 | 40053.4 | 39785.3
5518 | 0 | 26840.4 | 0 | 9510.97 | 0 | 36952.9 | 0 | 4077.82 | 0 | 4488.02 | 4077.82 | 0 | 0 | 2706.41 | 33275 | 0 | 40053.4 | 40053.4 | 39476.7
5519 | 0 | 21680.5 | 0 | 26634.2 | 0 | 14810.8 | 0 | 5457.06 | 0 | 2036.01 | 5457.06 | 0 | 0 | 1926.36 | 32457.2 | 0 | 40053.4 | 40033.2 | 39481.3
5520 | 0 | 16758.5 | 0 | 17097.3 | 0 | 6599.57 | 0 | 6277.27 | 0 | 3293.34 | 6277.27 | 0 | 0 | 0 | 13479 | 0 | 40053.4 | 40053.4 | 37837.1
5521 | 0 | 14328.1 | 0 | 6329.91 | 0 | 7912.98 | 0 | 7245.59 | 0 | 1028.72 | 7245.59 | 0 | 0 | 0 | 39215.2 | 0 | 40053.4 | 40053.4 | 37468.1
5522 | 0 | 15102.6 | 0 | 9012.83 | 0 | 2398.05 | 0 | 6197.13 | 0 | 0 | 6197.13 | 0 | 0 | 0 | 33630.8 | 0 | 40053.4 | 39874.5 | 38924.3
5523 | 0 | 22370.8 | 0 | 9518.7 | 0 | 796.381 | 0 | 4974.87 | 0 | 0 | 4974.87 | 0 | 0 | 44.6976 | 17635 | 0 | 40053.4 | 39709.8 | 37163.1
5524 | 0 | 16506.3 | 0 | 4934.05 | 0 | 0 | 0 | 919.447 | 0 | 0 | 919.447 | 0 | 0 | 876.002 | 15789.2 | 0 | 40053.4 | 39033.4 | 33090.2
5525 | 0 | 20516.4 | 0 | 5607.43 | 0 | 0 | 0 | 209.575 | 0 | 0 | 209.575 | 0 | 0 | 818.496 | 22498.6 | 0 | 40053.4 | 37560.5 | 32738.2
5526 | 0.038174 | 9938.05 | 0 | 7802.24 | 0.10066 | 0 | 0 | 0 | 0 | 0 | 0 | 0 | 0 | 5803.31 | 18898.7 | 0 | 39511.1 | 34979.5 | 32690.8
5527 | 0.45428 | 3808.88 | 0.36486 | 10906 | 0.80182 | 0 | 0.36097 | 0 | 0.10102 | 0 | 0 | 0 | 0.26839 | 5302.85 | 20217.3 | 0.31089 | 39475.1 | 33744.9 | 35101.6
5528 | 1.5684 | 1874.9 | 1.3543 | 4761.63 | 1.8048 | 0 | 1.3095 | 0 | 0.68197 | 0 | 0 | 0 | 1.122 | 1317.54 | 7858.18 | 1.2344 | 39538.1 | 32812 | 17921.3
5529 | 2.5919 | 775.769 | 2.3321 | 1672.27 | 2.679 | 0 | 2.2777 | 0 | 0.59087 | 0 | 0 | 0 | 2.0476 | 0 | 788.466 | 2.2167 | 40053.4 | 29838.9 | 17929.5
5530 | 3.3787 | 0 | 3.1059 | 151.475 | 3.3315 | 0 | 3.0103 | 0 | 1.7161 | 0 | 0 | 0 | 2.7653 | 0 | 595.315 | 3.045 | 40053.4 | 29133.8 | 13225.8
5531 | 3.9093 | 0 | 3.6387 | 3689.8 | 3.8491 | 0 | 3.5017 | 0 | 0.93428 | 0 | 0 | 0 | 3.2528 | 0 | 1182.46 | 3.6332 | 40053.4 | 16695 | 8778.06
5532 | 4.1669 | 0 | 3.9433 | 2990.18 | 4.0433 | 3263.07 | 3.7626 | 0 | 2.3452 | 0 | 0 | 0 | 3.5134 | 0 | 687.324 | 3.3568 | 39675.6 | 19209.4 | 5634.82
5533 | 4.1884 | 0 | 3.969 | 3353.86 | 3.9865 | 4457.4 | 3.794 | 0 | 2.4442 | 0 | 0 | 0 | 3.5479 | 0 | 1223.86 | 4.0083 | 39369.6 | 30313 | 7522.15
5534 | 3.9492 | 0 | 3.7414 | 1276.77 | 3.541 | 5641.53 | 3.1856 | 0 | 3.3724 | 0 | 0 | 2921.56 | 3.3836 | 0 | 2165.67 | 3.807 | 39354.6 | 34019.4 | 4420.17
5535 | 3.4295 | 0 | 2.6667 | 1409.04 | 2.966 | 7570.12 | 3.21 | 0 | 3.0163 | 0 | 0 | 0 | 3.0106 | 1178.15 | 2714.74 | 1.5099 | 38860 | 36885.9 | 2156.15
5536 | 2.6562 | 0 | 0.47845 | 623.985 | 1.9506 | 4967.44 | 1.7865 | 0 | 2.4272 | 0 | 0 | 3954.12 | 2.4329 | 1817.96 | 2242.66 | 1.4106 | 38946.7 | 36872.8 | 7806.89
5537 | 1.656 | 2032.3 | 0.060548 | 2053.91 | 1.1101 | 2861.74 | 1.7239 | 0 | 1.4689 | 0 | 0 | 0 | 1.6396 | 4360.1 | 3039.11 | 0.36167 | 39349.8 | 37255.6 | 15300.3
5538 | 0.62828 | 1862.91 | 0.02649 | 4408.41 | 0.31799 | 2081.54 | 0.75482 | 0 | 0.49075 | 0 | 0 | 0 | 0.72519 | 7229.99 | 6363.74 | 0.47623 | 39606.6 | 37665.3 | 25771.5
5539 | 0.049939 | 1637.15 | 0 | 8053.48 | 0 | 4227.25 | 0.096047 | 0 | 0.045678 | 0 | 0 | 0 | 0.083426 | 8500.61 | 17432.7 | 0.09889 | 39226.1 | 37112.7 | 39505.5
5540 | 0 | 2446.72 | 0 | 19932.5 | 0 | 5650.39 | 0 | 0 | 0 | 0 | 0 | 767.356 | 0 | 12816.2 | 20428.8 | 0 | 39574.6 | 35264.8 | 40053.4
5541 | 0 | 17169.6 | 0 | 30190.8 | 0 | 6205.05 | 0 | 0 | 0 | 0 | 0 | 2009.85 | 0 | 18286.2 | 18573.7 | 0 | 39750 | 38052.3 | 39697
5542 | 0 | 12028.5 | 0 | 18707.3 | 0 | 16819.3 | 0 | 0 | 0 | 0 | 0 | 0 | 0 | 22998.5 | 17526.7 | 0 | 40053.4 | 37858.4 | 38939.7
5543 | 0 | 22135.3 | 0 | 23862.9 | 0 | 2983.91 | 0 | 1465.63 | 0 | 0 | 1465.63 | 0 | 0 | 14750.6 | 27291.8 | 0 | 40053.4 | 37156 | 36976
5544 | 0 | 28406.7 | 0 | 23464.1 | 0 | 0 | 0 | 2196 | 0 | 0 | 2196 | 0 | 0 | 13451.2 | 28733.3 | 0 | 40053.4 | 37587.6 | 31278.5
5545 | 0 | 18137.2 | 0 | 33165.4 | 0 | 0 | 0 | 80.7301 | 0 | 0 | 80.7301 | 0 | 0 | 5143.25 | 25614.3 | 0 | 40053.4 | 38518.5 | 34681.2
5546 | 0 | 8504.83 | 0 | 34702.3 | 0 | 0 | 0 | 0 | 0 | 0 | 0 | 0 | 0 | 1859.58 | 24235 | 0 | 40053.4 | 37739.6 | 35122.5
5547 | 0 | 6958.91 | 0 | 32286.9 | 0 | 270.638 | 0 | 0 | 0 | 0 | 0 | 0 | 0 | 3482.62 | 24201.1 | 0 | 40053.4 | 36854.9 | 37753.9
5548 | 0 | 10552.2 | 0 | 27849.3 | 0 | 363.306 | 0 | 0 | 0 | 0 | 0 | 0 | 0 | 44.2779 | 18853.3 | 0 | 40053.4 | 29346.1 | 35501.4
5549 | 0 | 29223.9 | 0 | 30097.4 | 0 | 0 | 0 | 0 | 0 | 0 | 0 | 0 | 0 | 0 | 22128.3 | 0 | 39203.9 | 28721.6 | 36118.7
5550 | 0 | 20132.5 | 0 | 3931.67 | 0.082276 | 0 | 0 | 0 | 0 | 0 | 0 | 0 | 0 | 3406.31 | 23087 | 0 | 33530.7 | 28144.7 | 36623.8
5551 | 0.48561 | 12337 | 0.34727 | 0 | 0.83148 | 0 | 0.35657 | 0 | 0.061068 | 0 | 0 | 583.158 | 0.268 | 4244.87 | 17139.1 | 0.26876 | 32511.5 | 31579 | 23229.3
5552 | 1.5546 | 12201.3 | 1.3649 | 0 | 1.913 | 0 | 1.334 | 0 | 0.41718 | 0 | 0 | 0 | 1.1089 | 4103.58 | 4499.4 | 0.63208 | 35138.5 | 16488.7 | 5471.53
5553 | 2.5796 | 21068.6 | 2.35 | 0 | 2.8595 | 1155.1 | 2.3257 | 0 | 0.44537 | 0 | 0 | 0 | 2.0237 | 3993.61 | 2210.86 | 1.126 | 35770 | 10149.4 | 2934.39
5554 | 3.3554 | 12691.7 | 2.1885 | 0 | 3.5537 | 6145.6 | 3.0771 | 0 | 0.80468 | 0 | 0 | 0 | 2.7445 | 3191.89 | 2843.96 | 1.4613 | 31950.7 | 13131.5 | 1791.37
5555 | 3.8369 | 23321.8 | 2.5036 | 0 | 3.9676 | 3770.71 | 3.5943 | 0 | 2.6236 | 0 | 0 | 0 | 3.2341 | 12071.2 | 3541.51 | 1.8891 | 27109.8 | 14620 | 1993.39
5556 | 3.489 | 35661.5 | 3.8411 | 0 | 4.1552 | 3271.78 | 3.863 | 0 | 0.67559 | 0 | 0 | 0 | 3.4865 | 8992.1 | 5139.63 | 2.8504 | 25904.1 | 14916.7 | 2833.39
5557 | 3.9705 | 33172.6 | 3.9047 | 299.037 | 4.0735 | 3225.43 | 3.9074 | 475.159 | 3.5958 | 0 | 475.159 | 0 | 3.5377 | 7889.14 | 7739.37 | 3.5117 | 22036 | 24198.8 | 3732.76
5558 | 0.32095 | 33218 | 3.0275 | 833.222 | 3.741 | 5687.98 | 3.7206 | 12.7188 | 3.4353 | 0 | 12.7188 | 0 | 3.383 | 11428.6 | 9295.33 | 3.8136 | 16951.1 | 29847.6 | 3259.1
5559 | 1.2747 | 33109.9 | 2.484 | 2449.01 | 3.1547 | 4630.25 | 3.3245 | 0 | 3.0644 | 0 | 0 | 0 | 3.0137 | 6718.05 | 9566.46 | 3.209 | 12063 | 34338.9 | 1279.81
5560 | 1.6227 | 20409.8 | 0.82699 | 2492.84 | 1.5767 | 4683.59 | 2.6858 | 0 | 2.3219 | 0 | 0 | 0 | 2.4107 | 6018.98 | 8564.38 | 2.1936 | 10946.6 | 31788.5 | 2246.13
5561 | 0.026754 | 15794.9 | 1.1785 | 4210.81 | 1.0908 | 16015.8 | 1.8131 | 0 | 1.4381 | 0 | 0 | 0 | 1.6009 | 8502.97 | 10608.2 | 1.5072 | 5727.43 | 31370.7 | 19791
5562 | 0.41623 | 5815.71 | 0.42143 | 10787.8 | 0.29233 | 24519.7 | 0.78203 | 0 | 0.62615 | 1192.66 | 0 | 1484.88 | 0.70327 | 6439.13 | 12056.7 | 0.013236 | 2608 | 31468.6 | 38991.5
5563 | 0 | 943.323 | 0.020814 | 21763.2 | 0 | 6534.19 | 0.075017 | 0 | 0.083677 | 855.234 | 0 | 303.421 | 0.086624 | 1170.27 | 18424.8 | 0.1482 | 2522.98 | 33290.2 | 39443.5
5564 | 0 | 4197.43 | 0 | 18126.7 | 0 | 13886.7 | 0 | 0 | 0 | 0 | 0 | 2872.38 | 0 | 0 | 22793.6 | 0 | 267.878 | 30443.7 | 37629.7
5565 | 0 | 12034.3 | 0 | 24396.5 | 0 | 17885.3 | 0 | 0 | 0 | 0 | 0 | 2408.75 | 0 | 0 | 11985.7 | 0 | 0 | 36733.9 | 37859.7
5566 | 0 | 13426.4 | 0 | 35101 | 0 | 8197.06 | 0 | 0 | 0 | 0 | 0 | 1777.27 | 0 | 1968.67 | 29661.5 | 0 | 0 | 38242.1 | 37650.4
5567 | 0 | 14146.8 | 0 | 31392.6 | 0 | 0 | 0 | 0 | 0 | 0 | 0 | 0 | 0 | 6421.13 | 37243.3 | 0 | 0 | 37729.2 | 34373.7
5568 | 0 | 18605.7 | 0 | 25463.8 | 0 | 0 | 0 | 0 | 0 | 0 | 0 | 0 | 0 | 2125.19 | 33785.7 | 0 | 0 | 37562.6 | 31640.5
5569 | 0 | 32469.9 | 0 | 27160.7 | 0 | 0 | 0 | 0 | 0 | 0 | 0 | 0 | 0 | 2981.22 | 19539.1 | 0 | 0 | 38262.6 | 35992.8
5570 | 0 | 27648.1 | 0 | 28120.7 | 0 | 0 | 0 | 0 | 0 | 0 | 0 | 0 | 0 | 10711 | 19549.7 | 0 | 0 | 37752 | 25388.8
5571 | 0 | 9762.82 | 0 | 22138.9 | 0 | 0 | 0 | 0 | 0 | 0 | 0 | 0 | 0 | 12538.1 | 19315.1 | 0 | 0 | 35827 | 17202.7
5572 | 0 | 244.078 | 0 | 10743.2 | 0 | 0 | 0 | 0 | 0 | 0 | 0 | 0 | 0 | 12756.2 | 26106.3 | 0 | 0 | 32431.1 | 22644.6
5573 | 0 | 2562.12 | 0 | 6709 | 0 | 0 | 0 | 0 | 0 | 0 | 0 | 0 | 0 | 14389.9 | 4568.27 | 0 | 0 | 30619.4 | 21390.8
5574 | 0 | 3867.37 | 0 | 251.334 | 0.085107 | 0 | 0 | 0 | 0 | 0 | 0 | 0 | 0 | 16015.7 | 1629.73 | 0 | 0 | 28424.8 | 20037.3
5575 | 0.47355 | 5245.21 | 0.3843 | 0 | 0.80996 | 0 | 0.356 | 0 | 0.14358 | 0 | 0 | 0 | 0.27489 | 23988.4 | 0 | 0.32937 | 0 | 26616.1 | 6472.29
5576 | 1.557 | 792.831 | 1.3223 | 0 | 1.8312 | 0 | 1.3394 | 0 | 1.0326 | 0 | 0 | 0 | 1.0625 | 20559.1 | 0 | 1.2295 | 0 | 7255.81 | 1461.23
5577 | 2.5767 | 5236.24 | 2.2991 | 0 | 2.6724 | 0 | 2.3263 | 0 | 1.3282 | 0 | 0 | 0 | 1.9388 | 17355.6 | 5539.46 | 2.2008 | 77.2539 | 0 | 0
5578 | 3.355 | 626.668 | 3.0872 | 191.572 | 3.3307 | 0 | 3.0665 | 0 | 2.7048 | 0 | 0 | 0 | 2.6396 | 16773 | 7343.8 | 2.9958 | 2291.88 | 0 | 0
5579 | 3.8666 | 4933.61 | 3.6457 | 0 | 3.7447 | 0 | 3.5476 | 0 | 1.419 | 0 | 0 | 0 | 3.1711 | 24223.5 | 4814.66 | 3.5646 | 3287.26 | 2012.41 | 0
5580 | 4.1416 | 14376.1 | 3.9963 | 0 | 3.169 | 0 | 3.8191 | 0 | 2.3745 | 0 | 0 | 0 | 3.4474 | 26059.2 | 4132.34 | 3.8798 | 4500.05 | 4660.4 | 0
5581 | 4.1577 | 5868.95 | 4.031 | 0 | 0.18681 | 0 | 3.8587 | 0 | 2.2716 | 0 | 0 | 0 | 1.6764 | 33930.9 | 2865.4 | 2.72 | 3889.6 | 9656.99 | 0
5582 | 3.9187 | 1280.28 | 3.8102 | 0 | 2.932 | 0 | 3.6661 | 0 | 3.3861 | 0 | 0 | 0 | 3.3543 | 35591.5 | 14153.2 | 3.7736 | 4712.53 | 15773.5 | 0
5583 | 3.4293 | 0 | 3.322 | 0 | 0.10762 | 0 | 3.2553 | 0 | 3.0209 | 0 | 0 | 6299.35 | 2.3202 | 35409.8 | 5283.96 | 2.5549 | 6163.39 | 26279.9 | 0
5584 | 2.6834 | 0 | 2.5872 | 0 | 0.091435 | 1984.59 | 2.6267 | 0 | 2.4283 | 0 | 0 | 0 | 0.055504 | 28124.7 | 10929.2 | 1.4422 | 10038.3 | 27721.4 | 0
5585 | 1.6931 | 0 | 1.6075 | 0 | 0.41331 | 0 | 1.7584 | 0 | 1.6183 | 1628.65 | 0 | 0 | 1.3156 | 22912.8 | 5140.76 | 1.286 | 5970.15 | 28735.1 | 1684.42
5586 | 0.61422 | 3606.92 | 0.50069 | 1090.32 | 0.14877 | 14665.8 | 0.7481 | 0 | 0.50566 | 1817.44 | 0 | 0 | 0.60161 | 12293.7 | 2907.8 | 0.86469 | 3092.36 | 30514.8 | 20620.1
5587 | 0.043755 | 22999.6 | 0.034052 | 4723.33 | 0 | 9084.4 | 0.077519 | 0 | 0.078692 | 0 | 0 | 0 | 0.078065 | 7252.02 | 1512.7 | 0.12868 | 1613.2 | 37184.6 | 32919.9
5588 | 0 | 39069.6 | 0 | 7045.28 | 0 | 2514.27 | 0 | 0 | 0 | 1364.18 | 0 | 0 | 0 | 6417.17 | 5802.32 | 0 | 3732.91 | 37969.9 | 34607.4
5589 | 0 | 38356.1 | 0 | 21625.6 | 0 | 16018.6 | 0 | 16199.8 | 0 | 405.494 | 16199.8 | 0 | 0 | 5489.68 | 7356.09 | 0 | 6875.27 | 39439.7 | 37847.9
5590 | 0 | 38906.3 | 0 | 12602.5 | 0 | 10836.5 | 0 | 17314.9 | 0 | 6530.82 | 17314.9 | 0 | 0 | 5829.41 | 10855.1 | 0 | 11678.8 | 39905.1 | 40030.3
5591 | 0 | 36922.3 | 0 | 16781.1 | 0 | 39440.2 | 0 | 9302.56 | 0 | 4075.33 | 9302.56 | 0 | 0 | 6860.94 | 27684 | 0 | 10443.9 | 39939.5 | 39810.8
5592 | 0 | 37302.1 | 0 | 7247.81 | 0 | 4713.99 | 0 | 7715.38 | 0 | 1204.01 | 7715.38 | 0 | 0 | 7960.97 | 16019.3 | 0 | 12367 | 39609 | 37957.7
5593 | 0 | 39353.7 | 0 | 1092.62 | 0 | 335.024 | 0 | 4515.16 | 0 | 0 | 4515.16 | 0 | 0 | 5606.16 | 22650.3 | 0 | 15267.5 | 39311.9 | 33634.8
5594 | 0 | 39201.1 | 0 | 0 | 0 | 40053.4 | 0 | 1641.69 | 0 | 0 | 1641.69 | 0 | 0 | 5335.45 | 22655.4 | 0 | 14879.7 | 37941 | 31185.1
5595 | 0 | 36637.8 | 0 | 634.189 | 0 | 21479 | 0 | 9.3997 | 0 | 1726.58 | 9.3997 | 0 | 0 | 7465.17 | 29185.1 | 0 | 15664.1 | 33799.6 | 37076.8
5596 | 0 | 34846.2 | 0 | 4160.76 | 0 | 18559.9 | 0 | 0 | 0 | 1000.44 | 0 | 0 | 0 | 1990.92 | 34117.5 | 0 | 15277.4 | 24352.5 | 34515.9
5597 | 0 | 32320.1 | 0 | 4136.21 | 0 | 8072.8 | 0 | 432.225 | 0 | 917.13 | 432.225 | 0 | 0 | 1379.68 | 16258 | 0 | 23968.3 | 14068.7 | 23839.1
5598 | 0 | 27857.4 | 0 | 1914.26 | 0.061003 | 2378.12 | 0 | 0 | 0 | 1197.68 | 0 | 0 | 0 | 2095.01 | 2015.82 | 0 | 31152.6 | 6871.74 | 12055.5
5599 | 0.46299 | 23998.1 | 0.37404 | 673.161 | 0.324 | 21625.6 | 0.28752 | 1968.35 | 0.23373 | 1872.52 | 1968.35 | 0 | 0.25715 | 3211.43 | 2155.77 | 0.30971 | 29169.2 | 5901.57 | 4353.71
5600 | 1.5357 | 21986.3 | 1.3725 | 0 | 1.3846 | 32768 | 0.929 | 0 | 1.075 | 260.047 | 0 | 0 | 0.89045 | 0 | 541.553 | 1.2139 | 35087.6 | 1052.18 | 6975.71
5601 | 2.4989 | 19823.8 | 2.3392 | 699.94 | 2.712 | 2472.33 | 1.7312 | 0 | 2.0353 | 0 | 0 | 0 | 1.9868 | 0 | 0 | 2.1885 | 38158.8 | 0 | 6604.72
5602 | 3.2352 | 7945.34 | 3.098 | 1908.54 | 1.6143 | 4826.29 | 2.8576 | 1732.81 | 2.8078 | 481.92 | 1732.81 | 0 | 2.6898 | 0 | 0 | 2.9977 | 39320.2 | 1799.83 | 9411.02
5603 | 3.7648 | 1229.65 | 3.6561 | 277.313 | 3.7906 | 482.291 | 3.2691 | 1403.08 | 3.3088 | 1350.08 | 1403.08 | 0 | 3.1718 | 2226.48 | 0 | 3.5698 | 39613.5 | 7904.57 | 8042.77
5604 | 4.0643 | 0 | 3.9367 | 2306.53 | 3.7286 | 5803.09 | 3.5338 | 2123.84 | 3.5881 | 1586.36 | 2123.84 | 3557.22 | 3.4459 | 30.7523 | 0 | 3.5184 | 39788.1 | 6361.52 | 5628.91
5605 | 4.0899 | 3090.54 | 3.9643 | 500.598 | 0.10418 | 27049.7 | 3.5543 | 2390.39 | 3.2037 | 1088.69 | 2390.39 | 4476.26 | 3.4986 | 0 | 0 | 3.9563 | 39469.6 | 10227.2 | 8775.52
5606 | 3.8638 | 4698.39 | 3.7445 | 0 | 0.44419 | 17642.6 | 3.3553 | 5192.17 | 2.7154 | 1087.39 | 5192.17 | 1020.78 | 3.3358 | 1489.54 | 0 | 3.7514 | 39620.9 | 14161.3 | 17029.6
5607 | 3.3757 | 6527.44 | 3.2817 | 0 | 0.59888 | 18764.2 | 2.9481 | 7240.07 | 3.1184 | 0 | 7240.07 | 567.112 | 2.9813 | 3196.99 | 0 | 3.3088 | 39423.2 | 18197 | 31754.6
5608 | 2.2781 | 15009.2 | 2.5668 | 0 | 0.24702 | 34257.5 | 2.3328 | 6928.67 | 1.9856 | 965.312 | 6928.67 | 1019.42 | 2.3948 | 3402.23 | 0 | 2.641 | 39577.2 | 28955.2 | 38265.3
5609 | 1.4602 | 11634.6 | 1.6093 | 0 | 0.29722 | 33816.2 | 1.507 | 6894.61 | 1.3374 | 691.134 | 6894.61 | 2961.22 | 1.5965 | 4693.09 | 0 | 1.7773 | 39390.4 | 31206.9 | 38749.2
5610 | 0.57846 | 12139.3 | 0.56847 | 1126.7 | 0.1028 | 18177.4 | 0.4845 | 14039 | 0.72253 | 2144.4 | 14039 | 2867.81 | 0.68862 | 5133.54 | 0 | 0.80966 | 39149.3 | 32938.7 | 39227.9
5611 | 0.069657 | 12713.7 | 0.040899 | 6021.7 | 0 | 8959.23 | 0.074662 | 16710.5 | 0.070752 | 3927.57 | 16710.5 | 0 | 0.065782 | 4732.29 | 192.342 | 0.12896 | 37666.5 | 34552.8 | 39685.6
5612 | 0 | 18963.3 | 0 | 28726.6 | 0 | 7476.87 | 0 | 0 | 0 | 2231.62 | 0 | 5836.47 | 0 | 8154.39 | 730.058 | 0 | 36888.2 | 36112.6 | 39623.7
5613 | 0 | 24171.4 | 0 | 26677.9 | 0 | 3496.28 | 0 | 2763.52 | 0 | 6317.7 | 2763.52 | 6152.49 | 0 | 12505.6 | 1789.39 | 0 | 34814.3 | 38112.1 | 40053.4
5614 | 0 | 36914.2 | 0 | 31718.2 | 0 | 1949.65 | 0 | 906.31 | 0 | 0 | 906.31 | 0 | 0 | 24506.3 | 2246.69 | 0 | 36155.8 | 38371.7 | 39903
5615 | 0 | 10477.7 | 0 | 33592 | 0 | 17732.5 | 0 | 1746.59 | 0 | 7758.1 | 1746.59 | 5569.88 | 0 | 17038.8 | 0 | 0 | 29769.9 | 33612 | 38177.6
5616 | 0 | 632.694 | 0 | 35691.5 | 0 | 31570.4 | 0 | 835.846 | 0 | 5820.41 | 835.846 | 0 | 0 | 24887.6 | 0 | 0 | 33309.2 | 27454.3 | 37316.4
5617 | 0 | 0 | 0 | 33374.1 | 0 | 39944.9 | 0 | 0 | 0 | 6083.36 | 0 | 0 | 0 | 31706.9 | 0 | 0 | 32887.8 | 30301.3 | 36650.5
5618 | 0 | 12535.3 | 0 | 37169.8 | 0 | 39319.8 | 0 | 1062.66 | 0 | 2447.85 | 1062.66 | 0 | 0 | 27913 | 796.128 | 0 | 24048.4 | 32542.5 | 33074.3
5619 | 0 | 11794.6 | 0 | 37126.4 | 0 | 26397.8 | 0 | 3571.99 | 0 | 6022.57 | 3571.99 | 0 | 0 | 29597 | 0 | 0 | 19118.1 | 30207.4 | 30717.2
5620 | 0 | 27238 | 0 | 28467.9 | 0 | 6112.42 | 0 | 4653.35 | 0 | 6610.62 | 4653.35 | 0 | 0 | 29290.2 | 1156.16 | 0 | 18081.5 | 19212.3 | 35148.9
5621 | 0 | 27740 | 0 | 8613.55 | 0 | 1092.63 | 0 | 8890.15 | 0 | 5355.7 | 8890.15 | 0 | 0 | 29897.5 | 859.928 | 0 | 17981.9 | 7262.39 | 35917.7
5622 | 0 | 27135.4 | 0 | 7087.88 | 0.095501 | 7467.01 | 0 | 13568.8 | 0 | 4371.22 | 13568.8 | 0 | 0 | 29565.5 | 1858.8 | 0 | 17529.8 | 1509.98 | 36751.2
5623 | 0.44898 | 27400.2 | 0.37569 | 5697.54 | 0.79095 | 3378.73 | 0.027307 | 0 | 0.22406 | 4363.24 | 0 | 0 | 0.097406 | 23506.3 | 1420.3 | 0.016311 | 18643.2 | 0 | 26356.7
5624 | 1.4837 | 21348.6 | 1.3669 | 6270.86 | 0.71969 | 0 | 0.30171 | 557.643 | 1.0578 | 878.004 | 557.643 | 0 | 0.29571 | 17703.6 | 1049.14 | 1.1065 | 18678 | 82.9442 | 7747.25
5625 | 2.4927 | 18480.7 | 2.3599 | 1705.03 | 2.3755 | 3739.55 | 0.3468 | 0 | 1.2638 | 0 | 0 | 0 | 1.6246 | 12538.6 | 0 | 0.81857 | 15888.7 | 0 | 6335.54
5626 | 3.2691 | 14833.9 | 3.1398 | 278.061 | 3.4307 | 8238.23 | 0.51471 | 0 | 1.2275 | 0 | 0 | 0 | 1.8362 | 12822 | 0 | 2.0532 | 13164.5 | 0 | 4553.65
5627 | 3.8023 | 11642.1 | 3.665 | 2576.66 | 3.8876 | 16937.6 | 0.79521 | 0 | 3.2022 | 0 | 0 | 1959.2 | 0.51336 | 16209.2 | 970.484 | 3.3836 | 11451 | 0 | 4893.46
5628 | 4.0723 | 15274.4 | 3.9535 | 807.515 | 4.0837 | 15504.7 | 1.5682 | 548.019 | 2.9953 | 0 | 548.019 | 0 | 0.44368 | 8510.15 | 3607.84 | 3.7003 | 8511.24 | 0 | 6961.25
5629 | 2.0509 | 23340 | 3.9875 | 819.903 | 4.0031 | 11814.1 | 1.7101 | 232.252 | 2.8386 | 0 | 232.252 | 17626.4 | 1.3338 | 3733.27 | 3980.9 | 3.8145 | 7536.81 | 0 | 5652.18
5630 | 0.091321 | 29331 | 1.834 | 1759 | 3.0074 | 14172.7 | 1.7051 | 2972.25 | 3.3451 | 79.7141 | 2972.25 | 298.466 | 2.0747 | 2298.07 | 5668.7 | 3.625 | 2156.04 | 6452.67 | 3249.52
5631 | 0.088548 | 9397.24 | 0.084274 | 3012.63 | 2.6932 | 15805.1 | 0.54894 | 1624.8 | 1.6006 | 2034.42 | 1624.8 | 4589.86 | 2.6595 | 5202.22 | 7848.7 | 3.2091 | 0 | 11938.7 | 4184.12
5632 | 0.10048 | 933.783 | 0.10686 | 3060.48 | 2.0212 | 18220.9 | 1.0376 | 1905.51 | 2.3899 | 2564.02 | 1905.51 | 4411.21 | 2.3875 | 3337.25 | 9075.78 | 2.5766 | 0 | 9542.75 | 5134.52
5633 | 1.2566 | 855.236 | 0.43401 | 6168.52 | 1.1284 | 21128.4 | 1.4325 | 2009.91 | 1.4135 | 4239.06 | 2009.91 | 1803.68 | 0.80441 | 3223.98 | 11567.4 | 1.7245 | 206.73 | 10515 | 13951.2
5634 | 0.56053 | 2427.77 | 0.30347 | 14321.6 | 0.27007 | 29588 | 0.64003 | 7255.88 | 0.67462 | 11352.9 | 7255.88 | 0 | 0.67714 | 7087.67 | 12704.9 | 0.78036 | 2482.54 | 11555.4 | 27571.5
5635 | 0.057873 | 5107.22 | 0.018301 | 26138.1 | 0 | 36642.7 | 0.06791 | 9781.48 | 0.064084 | 1757.59 | 9781.48 | 1380.17 | 0.059784 | 9756.35 | 19609.3 | 0.12642 | 738.648 | 11417.7 | 35741.5
5636 | 0 | 15408.7 | 0 | 21847.3 | 0 | 35245.5 | 0 | 21064.5 | 0 | 2854.79 | 21064.5 | 3573.59 | 0 | 15128.6 | 28062.7 | 0 | 0 | 17991.3 | 31165.1
5637 | 0 | 18056 | 0 | 32855.8 | 0 | 31357.6 | 0 | 11973.3 | 0 | 4318.88 | 11973.3 | 1835.39 | 0 | 21079.4 | 34979 | 0 | 0 | 12989.6 | 35367.9
5638 | 0 | 15561.3 | 0 | 28763.3 | 0 | 34815.1 | 0 | 10821.3 | 0 | 4779.96 | 10821.3 | 0 | 0 | 28183.9 | 37166 | 0 | 0 | 14124.2 | 38638.2
5639 | 0 | 12439.9 | 0 | 27388.2 | 0 | 29961.5 | 0 | 5974.72 | 0 | 5064.55 | 5974.72 | 0 | 0 | 25002.8 | 37560.6 | 0 | 0 | 24897.8 | 37738
5640 | 0 | 9441.74 | 0 | 31540.2 | 0 | 26080.8 | 0 | 3036.14 | 0 | 9574.1 | 3036.14 | 0 | 0 | 26100.2 | 37033.6 | 0 | 0 | 28027.4 | 32926.2
5641 | 0 | 7184.5 | 0 | 33187.5 | 0 | 19553.6 | 0 | 1154.49 | 0 | 7913.55 | 1154.49 | 0 | 0 | 19074.6 | 37479.1 | 0 | 0 | 27917.1 | 18228.5
5642 | 0 | 11791.7 | 0 | 33050 | 0 | 8455.36 | 0 | 1868.59 | 0 | 6115.91 | 1868.59 | 0 | 0 | 11581.7 | 37314.1 | 0 | 0 | 33757 | 15738.4
5643 | 0 | 17459.6 | 0 | 23000.5 | 0 | 8736.49 | 0 | 1799.1 | 0 | 11919.8 | 1799.1 | 0 | 0 | 8998.54 | 33507.4 | 0 | 610.66 | 38309.6 | 12243.8
5644 | 0 | 18734.7 | 0 | 10306.6 | 0 | 13472.8 | 0 | 590.417 | 0 | 8986.89 | 590.417 | 0 | 0 | 12649.4 | 33000.4 | 0 | 0 | 39055.5 | 17523.2
5645 | 0 | 13135.6 | 0 | 13691.5 | 0 | 13635.1 | 0 | 677.815 | 0 | 8874.1 | 677.815 | 0 | 0 | 15497.9 | 36841 | 0 | 380.541 | 37186.6 | 14524.1
5646 | 0 | 16888.3 | 0 | 10002.5 | 0.080844 | 10905 | 0 | 0 | 0 | 13323.6 | 0 | 0 | 0 | 14541.4 | 38167 | 0 | 1034.3 | 33177.8 | 11708.6
5647 | 0.45256 | 20271.7 | 0.0979 | 7166.25 | 0.815 | 11533.6 | 0.20467 | 0 | 0.22592 | 16809.5 | 0 | 0 | 0.091532 | 24635.5 | 38055.9 | 0.3033 | 0 | 27103.6 | 5231.41
5648 | 1.5288 | 25426.9 | 1.3795 | 10631.9 | 1.9134 | 2198.56 | 1.067 | 0 | 1.0047 | 6575.04 | 0 | 0 | 0.28214 | 13816 | 35270 | 1.2396 | 0 | 18737.9 | 0.52914
5649 | 2.5461 | 12622.1 | 1.8237 | 9211.38 | 2.8763 | 7197.02 | 1.7648 | 0 | 1.9095 | 7315.95 | 0 | 0 | 1.4531 | 6428.76 | 32742.9 | 2.2523 | 0 | 13591.9 | 0
5650 | 3.3396 | 16844.4 | 3.2147 | 5382.26 | 3.6059 | 22055.9 | 1.7233 | 0 | 2.6454 | 4640.62 | 0 | 0 | 0.85539 | 4772.66 | 35079 | 3.0933 | 141.823 | 10302.7 | 0
5651 | 3.8616 | 8234.86 | 2.2873 | 4141.84 | 4.0754 | 26300.7 | 2.821 | 0 | 2.2245 | 4191.8 | 0 | 0 | 1.98 | 995.757 | 34727.6 | 3.6894 | 1679.82 | 32130.4 | 0
5652 | 3.4625 | 1496.86 | 2.5261 | 4230.18 | 4.2658 | 33097 | 3.2565 | 0 | 2.118 | 6313.64 | 0 | 0 | 1.2431 | 0 | 37707.6 | 4.0262 | 2746.43 | 35332.4 | 0
5653 | 1.4454 | 0 | 1.0122 | 5013.24 | 4.176 | 36873.3 | 3.4055 | 0 | 0.81463 | 8654.92 | 0 | 0 | 3.5819 | 0 | 38860 | 4.1038 | 6048.55 | 7475.67 | 0
5654 | 3.158 | 584.18 | 1.0604 | 7192.06 | 3.82 | 36192.5 | 3.4501 | 0 | 2.2403 | 5660.52 | 0 | 1450.5 | 2.9526 | 1283.48 | 39254.8 | 3.8989 | 5814.85 | 2633.92 | 0
5655 | 0.63431 | 2610.09 | 1.4103 | 6484.82 | 3.2107 | 29163.4 | 2.6585 | 0 | 1.5058 | 6253.94 | 0 | 1798.34 | 3.029 | 7415.1 | 39473.4 | 3.4413 | 5967.35 | 3229.36 | 0
5656 | 1.1962 | 5980.94 | 1.349 | 7037.67 | 2.3431 | 40053.4 | 2.462 | 0 | 1.6354 | 6197.71 | 0 | 925.594 | 2.4234 | 10926.5 | 40004.5 | 2.7321 | 6365.49 | 4468.39 | 0
5657 | 0.77558 | 6863.96 | 0.56533 | 6671.28 | 1.2639 | 34861.8 | 1.62 | 0 | 1.414 | 6827.91 | 0 | 1131.19 | 1.5985 | 16167.6 | 39510.2 | 1.8308 | 7473.75 | 0 | 4489.94
5658 | 0.38391 | 10100.8 | 0.18445 | 6696.22 | 0.26087 | 11858.5 | 0.68227 | 0 | 0.66651 | 8404.8 | 0 | 5084.24 | 0.67641 | 35470.9 | 38737.6 | 0.81657 | 8663.65 | 0 | 24661.1
5659 | 0.029821 | 13683.3 | 0.038108 | 6760.11 | 0 | 25543.1 | 0.056459 | 0 | 0.059048 | 8611.37 | 0 | 0 | 0.052153 | 38784.4 | 36982.8 | 0.11183 | 13323.1 | 5560.25 | 33803.4
5660 | 0 | 34670.5 | 0 | 15203.7 | 0 | 16644.8 | 0 | 0 | 0 | 8537.66 | 0 | 6332.59 | 0 | 35192.3 | 38160.6 | 0 | 15712.8 | 16790.2 | 30028.2
5661 | 0 | 29851.2 | 0 | 14656.7 | 0 | 12639.7 | 0 | 0 | 0 | 18164.4 | 0 | 5322.85 | 0 | 25761.3 | 39584.4 | 0 | 16014.3 | 4438.82 | 35864.7
5662 | 0 | 24254.9 | 0 | 19315 | 0 | 26642.1 | 0 | 0 | 0 | 14816.3 | 0 | 4218.12 | 0 | 8460.32 | 39794.4 | 0 | 13812.6 | 0 | 36381.3
5663 | 0 | 24704 | 0 | 37570.2 | 0 | 31512.8 | 0 | 0 | 0 | 10043.7 | 0 | 0 | 0 | 7808.98 | 39579.7 | 0 | 10902.4 | 1097.27 | 37492
5664 | 0 | 8861.97 | 0 | 36528 | 0 | 27214.7 | 0 | 0 | 0 | 7280.17 | 0 | 0 | 0 | 13140.7 | 39482.8 | 0 | 14939 | 3435.22 | 39318.9
5665 | 0 | 10321.1 | 0 | 36569.6 | 0 | 18943.1 | 0 | 0 | 0 | 7993.9 | 0 | 0 | 0 | 5859.19 | 38349.5 | 0 | 20906.4 | 7227.83 | 38439.6
5666 | 0 | 23868 | 0 | 29928 | 0 | 18445 | 0 | 0 | 0 | 6017.76 | 0 | 0 | 0 | 2212.07 | 38434.9 | 0 | 17244.1 | 17201.4 | 31954.7
5667 | 0 | 24398 | 0 | 31888.4 | 0 | 16999.1 | 0 | 0 | 0 | 5775.9 | 0 | 0 | 0 | 903.781 | 38247.2 | 0 | 20948.6 | 19074.4 | 35179.8
5668 | 0 | 14873.1 | 0 | 27079.1 | 0 | 15692.8 | 0 | 0 | 0 | 4388.56 | 0 | 0 | 0 | 0 | 36347.4 | 0 | 21220.9 | 17822.2 | 24206.9
5669 | 0 | 5610.72 | 0 | 27678.7 | 0 | 10311.5 | 0 | 0 | 0 | 1688.28 | 0 | 0 | 0 | 1455.82 | 35553.8 | 0 | 14400.6 | 16324.7 | 19180
5670 | 0 | 3596.95 | 0 | 13974.3 | 0.078141 | 10686.9 | 0 | 0 | 0 | 1309.42 | 0 | 0 | 0 | 0 | 33670.4 | 0 | 9394.74 | 14732.9 | 13890.2
5671 | 0.45465 | 1947.55 | 0.35974 | 5451.54 | 0.71426 | 8975.5 | 0.33285 | 0 | 0.20113 | 3930.5 | 0 | 0 | 0.26184 | 0 | 35150.9 | 0.29333 | 10249 | 9506.39 | 9589.34
5672 | 1.5228 | 4786.51 | 1.3512 | 9826.93 | 1.8717 | 235.684 | 1.2346 | 0 | 1.0328 | 1931.79 | 0 | 0 | 1.1257 | 859.362 | 28905.9 | 1.1848 | 6552.59 | 4961.55 | 225.412
5673 | 2.5394 | 4258.8 | 2.3738 | 13152.9 | 2.4001 | 0 | 2.1811 | 0 | 1.9606 | 0 | 0 | 0 | 2.0659 | 1713.18 | 15303.3 | 2.1429 | 6020.22 | 2880.34 | 0
5674 | 3.3177 | 2010.36 | 3.1672 | 7965.15 | 3.4988 | 19031.2 | 2.9149 | 0 | 2.7095 | 1932.02 | 0 | 0 | 2.8137 | 3611.68 | 11319.5 | 2.9316 | 4722.29 | 909.284 | 0
5675 | 3.8279 | 1039.75 | 2.8434 | 7197.23 | 3.9532 | 20193.7 | 3.3903 | 930.886 | 2.5458 | 2676.51 | 930.886 | 0 | 3.3159 | 5796 | 11035.4 | 3.4984 | 7608.42 | 2328.5 | 0
5676 | 4.0644 | 0 | 2.7973 | 5452.19 | 4.0725 | 23342.6 | 3.6551 | 1018.33 | 3.5043 | 3505.23 | 1018.33 | 0 | 3.5949 | 4087.85 | 9813.64 | 3.8168 | 9827.79 | 2115.68 | 0
5677 | 2.5812 | 0 | 3.9729 | 4743.6 | 0.73885 | 24378.9 | 3.699 | 1555.94 | 3.5597 | 3172.19 | 1555.94 | 0 | 3.6414 | 2600.84 | 9992.5 | 3.8748 | 13266.5 | 1696.97 | 0
5678 | 3.1479 | 0 | 2.0595 | 4907.89 | 1.1082 | 35938 | 3.5209 | 398.554 | 3.3723 | 4142.57 | 398.554 | 0 | 2.1025 | 1783.33 | 5996.49 | 3.711 | 12471.3 | 1020.17 | 0
5679 | 2.05 | 0 | 1.4537 | 3261.55 | 0.056817 | 26102.9 | 3.1247 | 1922.54 | 3.0139 | 5386.57 | 1922.54 | 0 | 1.9291 | 2129.49 | 4990.85 | 3.2925 | 10039 | 0 | 0
5680 | 1.101 | 0 | 0.27192 | 1681.28 | 0.40357 | 14538.5 | 2.5122 | 956.148 | 2.4102 | 3511.06 | 956.148 | 0 | 1.9849 | 1673.08 | 11201.3 | 2.638 | 9733.99 | 22731.2 | 0
5681 | 1.4274 | 1550.47 | 0.72103 | 1372.79 | 1.068 | 23554 | 1.6357 | 3842.52 | 1.5796 | 3417.55 | 3842.52 | 0 | 1.2923 | 2468.53 | 12438.1 | 1.7749 | 12578.6 | 38465.6 | 2514.14
5682 | 0.38644 | 6050.81 | 0.33807 | 4368.51 | 0.26225 | 7613.84 | 0.66824 | 5239.65 | 0.66099 | 2843.42 | 5239.65 | 0 | 0.57405 | 2451.22 | 9607.14 | 0.78953 | 16119.3 | 40053.4 | 16157
5683 | 0.047474 | 14249.8 | 0.018213 | 8607.01 | 0 | 18961.1 | 0.04603 | 989.905 | 0.048144 | 2796.51 | 989.905 | 0 | 0.049263 | 2961.25 | 13694.6 | 0.10761 | 26708 | 36516.1 | 32555.3
5684 | 0 | 17333.2 | 0 | 27101.7 | 0 | 22151.8 | 0 | 4779.48 | 0 | 3133.44 | 4779.48 | 63.9705 | 0 | 1683.76 | 26237.9 | 0 | 25412.5 | 12141.6 | 28584.6
5685 | 0 | 9895.59 | 0 | 25198.2 | 0 | 39723.4 | 0 | 2984.34 | 0 | 3141.5 | 2984.34 | 2687.83 | 0 | 734.3 | 4483.36 | 0 | 17932.9 | 9274.49 | 32029
5686 | 0 | 9744.26 | 0 | 26047.1 | 0 | 25561 | 0 | 7285.85 | 0 | 724.394 | 7285.85 | 0 | 0 | 3811.52 | 3822.89 | 0 | 17089.4 | 63.4788 | 30758.1
5687 | 0 | 7779.04 | 0 | 26188.1 | 0 | 3583.72 | 0 | 6098.42 | 0 | 502.557 | 6098.42 | 0 | 0 | 1758.43 | 7115.69 | 0 | 18208.9 | 879.304 | 35565.8
5688 | 0 | 7198.46 | 0 | 20452.5 | 0 | 5914.08 | 0 | 10274.6 | 0 | 0 | 10274.6 | 0 | 0 | 4913.72 | 13733.6 | 0 | 16813.1 | 5817.07 | 37703
5689 | 0 | 19321.9 | 0 | 16827.1 | 0 | 19109.4 | 0 | 14448 | 0 | 0 | 14448 | 0 | 0 | 6447.95 | 20243.5 | 0 | 20626.3 | 12817.3 | 39083
5690 | 0 | 26910 | 0 | 9150.18 | 0 | 16801.3 | 0 | 17648.7 | 0 | 0 | 17648.7 | 0 | 0 | 5461.17 | 14465.6 | 0 | 19629.2 | 22506.2 | 36349.1
5691 | 0 | 33398.2 | 0 | 6837.15 | 0 | 34050.6 | 0 | 17509.2 | 0 | 0 | 17509.2 | 0 | 0 | 1772.97 | 10680.9 | 0 | 16848.3 | 19082.6 | 34462.3
5692 | 0 | 30416.4 | 0 | 6335.58 | 0 | 30481.4 | 0 | 20231.5 | 0 | 0 | 20231.5 | 0 | 0 | 2550.84 | 7220.76 | 0 | 16792.7 | 14248.7 | 17968.8
5693 | 0 | 34758.3 | 0 | 7654.13 | 0 | 3724.63 | 0 | 24025.4 | 0 | 0 | 24025.4 | 0 | 0 | 3804.4 | 4382.98 | 0 | 9669.03 | 11839.4 | 11618.9
5694 | 0 | 23238.8 | 0 | 7448.49 | 0.072778 | 212.308 | 0 | 26869.8 | 0 | 0 | 26869.8 | 0 | 0 | 3306.39 | 1090.85 | 0 | 4966.63 | 9627.64 | 6517.97
5695 | 0.4442 | 10884.2 | 0.36407 | 7183.84 | 0.80747 | 0 | 0.13023 | 23923.5 | 0.22808 | 0 | 23923.5 | 0 | 0.26509 | 5267.3 | 937.92 | 0.24907 | 7508.1 | 1479.29 | 11154.8
5696 | 1.5202 | 8982.56 | 1.3422 | 4763.3 | 1.8945 | 0 | 1.2155 | 14037.5 | 1.0366 | 0 | 14037.5 | 0 | 1.0672 | 4373.94 | 0 | 0.97855 | 6659.62 | 3101.95 | 1466.54
5697 | 2.5453 | 3412.85 | 2.3363 | 7701.14 | 2.8362 | 1228.96 | 2.1425 | 8738.95 | 1.1891 | 0 | 8738.95 | 0 | 1.5393 | 3403.99 | 0 | 1.9609 | 3335.59 | 611.987 | 0
5698 | 3.3436 | 924.831 | 3.1253 | 5036.11 | 3.548 | 2505.47 | 2.8584 | 7708.46 | 1.3246 | 0 | 7708.46 | 0 | 2.703 | 3714.28 | 0 | 2.8697 | 3612.14 | 0 | 0
5699 | 3.8557 | 1107.04 | 3.6647 | 8062.38 | 4.0202 | 1549.35 | 3.3229 | 6042.09 | 1.7711 | 0 | 6042.09 | 0 | 3.1725 | 7820.4 | 313.686 | 3.4594 | 4105.57 | 0 | 735.269
5700 | 4.0879 | 0 | 3.9071 | 5890.37 | 4.1821 | 1566.92 | 3.5829 | 8331.61 | 3.5572 | 0 | 8331.61 | 0 | 2.4922 | 6294.13 | 0 | 3.8405 | 6781.75 | 0 | 1069.4
5701 | 0.58822 | 0 | 1.8347 | 8069.94 | 3.2547 | 4289.39 | 3.6188 | 8533.67 | 3.606 | 0 | 8533.67 | 0 | 2.3541 | 1476.27 | 1188.76 | 3.9623 | 11849.8 | 0 | 0
5702 | 3.7863 | 751.483 | 2.5995 | 5454.06 | 3.6513 | 10023.8 | 3.4233 | 10583.3 | 1.1795 | 0 | 10583.3 | 0 | 1.5714 | 1076.12 | 654.057 | 3.8272 | 12350.5 | 0 | 826.698
5703 | 2.6403 | 950.472 | 2.4472 | 3285.36 | 1.6279 | 9098.92 | 3.0244 | 10681.8 | 2.2672 | 0 | 10681.8 | 0 | 2.2079 | 612.335 | 1657.6 | 3.4195 | 13430.5 | 0 | 3183.7
5704 | 1.7754 | 5484.02 | 2.4615 | 4915.9 | 1.9947 | 2076.21 | 2.3845 | 16248.2 | 2.3923 | 0 | 16248.2 | 0 | 2.3288 | 298.888 | 2081.67 | 2.7446 | 15508.2 | 0 | 2772.23
5705 | 1.1241 | 15655.9 | 1.5143 | 2091.46 | 0.93341 | 17846.1 | 1.5135 | 17565.1 | 1.5476 | 0 | 17565.1 | 0 | 1.2524 | 2382.01 | 2216.75 | 1.8439 | 12909.5 | 0 | 843.449
5706 | 0.39032 | 25211.2 | 0.52346 | 6221.65 | 0.2387 | 12384.8 | 0.62435 | 14746.2 | 0.65106 | 0 | 14746.2 | 0 | 0.54736 | 9752.88 | 6747.72 | 0.81633 | 11053.6 | 629.051 | 0
5707 | 0.026262 | 32643.6 | 0 | 12467.5 | 0 | 10383.7 | 0.045315 | 19719.6 | 0.041207 | 0 | 19719.6 | 2806.19 | 0.040578 | 7667.84 | 7390 | 0.089634 | 13708.8 | 10570.9 | 3747.44
5708 | 0 | 35902 | 0 | 32088.4 | 0 | 5467.03 | 0 | 14644.6 | 0 | 624.012 | 14644.6 | 10792.3 | 0 | 6294.56 | 4452.34 | 0 | 9810.21 | 17693.5 | 34863.9
5709 | 0 | 5366.78 | 0 | 35502.4 | 0 | 1372.24 | 0 | 21584.8 | 0 | 0 | 21584.8 | 15023.6 | 0 | 5154.92 | 756.232 | 0 | 8213.07 | 31974 | 37070.1
5710 | 0 | 0 | 0 | 36238.7 | 0 | 407.883 | 0 | 3817.07 | 0 | 1044.84 | 3817.07 | 0 | 0 | 5656.14 | 1795.22 | 0 | 9172.95 | 37575.4 | 38547.1
5711 | 0 | 0 | 0 | 33638.5 | 0 | 1096.21 | 0 | 1050.77 | 0 | 5461.53 | 1050.77 | 0 | 0 | 5818.7 | 25609.9 | 0 | 12271.7 | 39285.2 | 39593.1
5712 | 0 | 787.901 | 0 | 27712.8 | 0 | 9199.86 | 0 | 3524.92 | 0 | 6364.51 | 3524.92 | 0 | 0 | 9135.78 | 20092.5 | 0 | 10397.1 | 39481.8 | 38275.8
5713 | 0 | 1684.7 | 0 | 17768.2 | 0 | 4958.45 | 0 | 2276.55 | 0 | 8161.73 | 2276.55 | 0 | 0 | 8279.34 | 22388.5 | 0 | 11443.5 | 39335.6 | 39296.4
5714 | 0 | 8200.79 | 0 | 20239.4 | 0 | 334.295 | 0 | 1829.16 | 0 | 10686.7 | 1829.16 | 0 | 0 | 5776.2 | 17317.3 | 0 | 13015.3 | 39112.4 | 37004.8
5715 | 0 | 19595.1 | 0 | 15305.5 | 0 | 0 | 0 | 3199.8 | 0 | 16695 | 3199.8 | 0 | 0 | 7427.62 | 8359.26 | 0 | 12803 | 38325 | 31592.6
5716 | 0 | 25822.4 | 0 | 14762.6 | 0 | 0 | 0 | 2887.48 | 0 | 19945.8 | 2887.48 | 0 | 0 | 8899.5 | 1594.32 | 0 | 15888.5 | 34488.8 | 24137.3
5717 | 0 | 25891.6 | 0 | 14051.4 | 0 | 1329.79 | 0 | 683.587 | 0 | 15068.9 | 683.587 | 0 | 0 | 16789.2 | 14168.6 | 0 | 17576.5 | 36188.5 | 15455.2
5718 | 0 | 20931.5 | 0 | 6734.91 | 0.076008 | 6497.07 | 0 | 4392.19 | 0 | 22885.7 | 4392.19 | 0 | 0 | 7686.43 | 7458.45 | 0 | 18920.7 | 37207 | 8142.7
5719 | 0.43927 | 16558.3 | 0.3565 | 2411.41 | 0.79712 | 3679.79 | 0.19244 | 2228.58 | 0.19645 | 24720.2 | 2228.58 | 0 | 0.25955 | 10874 | 4727.69 | 0.27287 | 28613.3 | 35303.3 | 11857
5720 | 1.515 | 25098.9 | 1.3804 | 0 | 1.8829 | 1238.57 | 0.58351 | 3749.24 | 0.97467 | 15910.1 | 3749.24 | 0 | 1.0419 | 5369.15 | 411.138 | 1.1231 | 17421.8 | 38532.5 | 1751.12
5721 | 2.5434 | 19668.6 | 1.1697 | 274.26 | 2.8086 | 3353.92 | 0.92186 | 2185.18 | 1.9247 | 1454.26 | 2185.18 | 0 | 1.8295 | 2146.56 | 821.918 | 2.1813 | 15775.8 | 26263.7 | 0
5722 | 3.3238 | 23864.8 | 3.1773 | 1319.29 | 3.4989 | 21439.6 | 1.5609 | 4011.12 | 2.706 | 0 | 4011.12 | 0 | 2.3486 | 4738.13 | 868.771 | 2.19 | 25272.6 | 19900 | 0
5723 | 3.8644 | 12410.4 | 3.7135 | 0 | 3.9138 | 17009.8 | 2.1284 | 3164.27 | 2.8581 | 136.97 | 3164.27 | 921.012 | 2.5703 | 6373.07 | 1040.1 | 2.6816 | 27762.7 | 12825 | 0
5724 | 4.1464 | 9339.27 | 3.1294 | 622.706 | 4.0829 | 17292.1 | 0.67512 | 589.913 | 3.6087 | 0 | 589.913 | 9654.28 | 2.9666 | 16535.5 | 299.112 | 3.2476 | 30222.4 | 13925.8 | 0
5725 | 4.1495 | 4897.15 | 3.3417 | 545.268 | 4.0131 | 26509.6 | 1.5417 | 0 | 2.898 | 0 | 0 | 13710.7 | 3.0125 | 8402.52 | 0 | 2.6998 | 29240.2 | 24679.9 | 0
5726 | 3.8811 | 753.501 | 3.0791 | 480.108 | 3.6794 | 25021.6 | 1.1274 | 0 | 1.8391 | 0 | 0 | 7606.24 | 3.089 | 7238.57 | 0 | 1.1894 | 29199 | 34922.6 | 0
5727 | 3.3698 | 603.713 | 2.8574 | 0 | 3.0789 | 21067 | 1.5142 | 0 | 1.6994 | 0 | 0 | 9170.05 | 0.61929 | 11136.8 | 346.625 | 3.0354 | 29519.6 | 37913.8 | 0
5728 | 2.5991 | 1518.77 | 2.5662 | 0 | 2.2382 | 18230.3 | 0.41369 | 0 | 2.2542 | 0 | 0 | 5700.78 | 2.3395 | 18023.4 | 694.59 | 1.0997 | 29923.5 | 36480.2 | 0
5729 | 1.6035 | 1638.92 | 1.3272 | 0 | 1.1849 | 17650.3 | 0.69902 | 0 | 1.5527 | 0 | 0 | 4006.99 | 1.5215 | 36541.2 | 785.717 | 0.56158 | 25176.9 | 36982.5 | 5143.74
5730 | 0.53239 | 11816.3 | 0.33557 | 1449.2 | 0.22705 | 21451.7 | 0.30194 | 0 | 0.64577 | 868.002 | 0 | 11735.4 | 0.63865 | 37770.2 | 1025.69 | 0.52277 | 19765.8 | 37343.3 | 24172.1
5731 | 0 | 31706.1 | 0 | 9986.44 | 0 | 7360.38 | 0.016439 | 2361.26 | 0.039116 | 216.499 | 2361.26 | 0 | 0.038851 | 34824.4 | 1092.79 | 0.094178 | 20433.3 | 37512.4 | 39343.1
5732 | 0 | 30491.1 | 0 | 29132 | 0 | 7545.76 | 0 | 0 | 0 | 3383.76 | 0 | 0 | 0 | 39933.7 | 1845.12 | 0 | 11478.9 | 37823.7 | 39279.4
5733 | 0 | 30446.6 | 0 | 31731.4 | 0 | 5913.64 | 0 | 9994.32 | 0 | 0 | 9994.32 | 0 | 0 | 40053.4 | 975.792 | 0 | 15955.1 | 38928.7 | 39198.3
5734 | 0 | 19200.3 | 0 | 37007.9 | 0 | 14815.1 | 0 | 19643.4 | 0 | 0 | 19643.4 | 39489.6 | 0 | 17554.6 | 457.238 | 0 | 18212.8 | 39823.9 | 40053.4
5735 | 0 | 12347.9 | 0 | 34452.6 | 0 | 11983.9 | 0 | 0 | 0 | 0 | 0 | 0 | 0 | 35943.6 | 0 | 0 | 21350.5 | 40053.4 | 40024.9
5736 | 0 | 6360.82 | 0 | 28499.9 | 0 | 1800.12 | 0 | 0 | 0 | 5465.57 | 0 | 0 | 0 | 39687.2 | 727.107 | 0 | 20685 | 40049.4 | 40053.4
5737 | 0 | 3472.01 | 0 | 32824.6 | 0 | 1979.84 | 0 | 5509.94 | 0 | 580.317 | 5509.94 | 0 | 0 | 40053.4 | 0 | 0 | 25749.5 | 40053.4 | 40053.4
5738 | 0 | 0 | 0 | 30345.3 | 0 | 4164.78 | 0 | 1852.67 | 0 | 2615.25 | 1852.67 | 0 | 0 | 40053.4 | 0 | 0 | 33193.1 | 39365.8 | 38350.8
5739 | 0 | 0 | 0 | 27844.9 | 0 | 1932.6 | 0 | 2276.88 | 0 | 0 | 2276.88 | 13773.6 | 0 | 40053.4 | 2648.74 | 0 | 35868.2 | 38604.8 | 37966.5
5740 | 0 | 0 | 0 | 26465 | 0 | 0 | 0 | 763.075 | 0 | 0 | 763.075 | 847.975 | 0 | 40053.4 | 0 | 0 | 37348.1 | 35897 | 36138.3
5741 | 0 | 5208.98 | 0 | 19023.6 | 0 | 911.768 | 0 | 0 | 0 | 0 | 0 | 0 | 0 | 39829.5 | 0 | 0 | 33768.5 | 38250.8 | 25842.7
5742 | 0 | 8942.57 | 0 | 16495.1 | 0.064077 | 808.466 | 0 | 465.472 | 0 | 0 | 465.472 | 0 | 0 | 35528.1 | 0 | 0 | 27579.6 | 39401.2 | 13665.7
5743 | 0.4456 | 14229.7 | 0.24212 | 13315.3 | 0.79769 | 979.436 | 0.12993 | 890.68 | 0.2244 | 0 | 890.68 | 0 | 0.24385 | 29736.4 | 0 | 0.15264 | 30717.1 | 38747.6 | 3028.68
5744 | 1.5388 | 9641.26 | 1.2273 | 8170.48 | 1.8826 | 0 | 0.30377 | 1033.3 | 1.0703 | 0 | 1033.3 | 0 | 0.97007 | 21790 | 0 | 0.28305 | 30156 | 35459.4 | 0
5745 | 2.5254 | 5629.34 | 2.0551 | 7585.53 | 2.7962 | 1908.58 | 0.27874 | 0 | 1.8927 | 0 | 0 | 0 | 1.808 | 13878.2 | 0 | 0.80639 | 34850.7 | 31453.8 | 0
5746 | 3.2852 | 2241.45 | 2.6435 | 1797.17 | 3.4664 | 9885.55 | 0.47379 | 0 | 2.4796 | 0 | 0 | 0 | 2.395 | 20702.3 | 0 | 1.7244 | 38085.5 | 34275.1 | 0
5747 | 3.8695 | 2061.21 | 3.6955 | 1927.56 | 3.872 | 15244.3 | 0.40743 | 864.424 | 2.8742 | 0 | 864.424 | 5110.67 | 2.4847 | 18794.8 | 0 | 2.51 | 38071.2 | 34844.6 | 0
5748 | 4.17 | 12837.5 | 2.7474 | 2168.24 | 4.0321 | 16345 | 1.0154 | 0 | 3.6445 | 0 | 0 | 2605.11 | 2.6346 | 5928.68 | 0 | 2.1831 | 36805.8 | 31652 | 67.8064
5749 | 4.1878 | 28635.2 | 3.1107 | 1018.99 | 3.9525 | 13196.3 | 1.8829 | 0 | 3.0933 | 0 | 0 | 0 | 3.122 | 0 | 692.635 | 3.6509 | 36616.2 | 35052.7 | 0
5750 | 3.9238 | 36497.5 | 2.6389 | 331.785 | 3.6094 | 14146.6 | 0.92097 | 0 | 2.7905 | 1467.26 | 0 | 2182.77 | 2.3335 | 2123.25 | 1096.72 | 3.5094 | 35625.5 | 32751.5 | 0
5751 | 3.3965 | 37426 | 2.0461 | 0 | 3.0197 | 13624.9 | 2.8516 | 0 | 2.725 | 4329.15 | 0 | 784.592 | 2.4129 | 15257.1 | 1765.78 | 1.4153 | 36442.8 | 36169.9 | 0
5752 | 2.598 | 35863.1 | 1.6047 | 0 | 2.1908 | 11487.2 | 1.8998 | 0 | 1.6889 | 9225.77 | 0 | 0 | 1.6796 | 26696.2 | 1218.22 | 2.5085 | 34998.7 | 37346.3 | 0
5753 | 1.4598 | 32645.6 | 0.32365 | 0 | 1.1471 | 6333.61 | 1.4288 | 0 | 1.6236 | 19313.6 | 0 | 6735.96 | 0.84958 | 33713.3 | 2891.51 | 1.6684 | 34056.3 | 38572.7 | 0
5754 | 0.51874 | 31747.2 | 0.35439 | 1117.08 | 0.21541 | 5385.71 | 0.5751 | 0 | 0.48208 | 8175.92 | 0 | 0 | 0.38508 | 32070.7 | 2591.23 | 0.72689 | 32839 | 39409.7 | 1742.56
5755 | 0 | 32500.5 | 0 | 4320.91 | 0 | 6713.4 | 0.034353 | 0 | 0.03938 | 184.534 | 0 | 4636.81 | 0.027053 | 33033.9 | 3380.15 | 0.085487 | 37171.5 | 39195.7 | 26621.6
5756 | 0 | 30235.8 | 0 | 19966.4 | 0 | 9320.14 | 0 | 0 | 0 | 0 | 0 | 5696.25 | 0 | 29628.2 | 10539.6 | 0 | 39363.9 | 38804.8 | 39280.6
5757 | 0 | 25516.7 | 0 | 34040.9 | 0 | 14403.3 | 0 | 0 | 0 | 2703.71 | 0 | 1123.45 | 0 | 25916.7 | 10583.1 | 0 | 39677.5 | 39509.5 | 37287.3
5758 | 0 | 22006.9 | 0 | 38294.6 | 0 | 11477.4 | 0 | 0 | 0 | 4737.63 | 0 | 771.77 | 0 | 20697.9 | 20801.1 | 0 | 39732.7 | 39565.6 | 25243.1
5759 | 0 | 23620.4 | 0 | 38101.6 | 0 | 5114.19 | 0 | 788.385 | 0 | 0 | 788.385 | 2261.71 | 0 | 25737.2 | 24092.6 | 0 | 39501.2 | 39657.1 | 37052
5760 | 0 | 24260 | 0 | 33698.4 | 0 | 31883.8 | 0 | 4970.33 | 0 | 4807.94 | 4970.33 | 5258.11 | 0 | 13381.7 | 1635.68 | 0 | 39280.2 | 39288.1 | 38907.1
5761 | 0 | 17639.6 | 0 | 30695 | 0 | 34199.6 | 0 | 4880.06 | 0 | 12820.7 | 4880.06 | 2636.78 | 0 | 3980.01 | 1782.69 | 0 | 39573.3 | 38230.6 | 39421.6
5762 | 0 | 14854.8 | 0 | 25775.2 | 0 | 18785.5 | 0 | 7866.9 | 0 | 15006.4 | 7866.9 | 0 | 0 | 4025.54 | 0 | 0 | 39755.4 | 34796.4 | 39894.2
5763 | 0 | 11924.8 | 0 | 26025.5 | 0 | 8662.66 | 0 | 7325.84 | 0 | 11024.4 | 7325.84 | 1460.65 | 0 | 14826.9 | 0 | 0 | 39902.8 | 27548.4 | 39810.9
5764 | 0 | 8018.66 | 0 | 22288.9 | 0 | 1574.91 | 0 | 6813.91 | 0 | 13458.6 | 6813.91 | 0 | 0 | 24390.2 | 0 | 0 | 39789.8 | 30025.6 | 39920.4
5765 | 0 | 6762.12 | 0 | 27902.3 | 0 | 2326.74 | 0 | 1777.75 | 0 | 11065.7 | 1777.75 | 9210.01 | 0 | 22350.3 | 306.844 | 0 | 38668.5 | 37200.4 | 35515.8
5766 | 0 | 5872.57 | 0 | 15879.9 | 0.059384 | 547.894 | 0 | 229.979 | 0 | 15781.3 | 229.979 | 2350.32 | 0 | 20189.8 | 6945.17 | 0 | 35163 | 39453 | 15883.9
5767 | 0.43179 | 5115.24 | 0.26633 | 6770.07 | 0.78554 | 1894.1 | 0.051685 | 0 | 0.1731 | 23089.4 | 0 | 0 | 0.037699 | 24873.1 | 16530.5 | 0.26867 | 37000.2 | 37673 | 1835.93
5768 | 1.5075 | 2841.48 | 1.3472 | 3916.78 | 1.8758 | 0 | 0.1677 | 0 | 0.90684 | 10119.1 | 0 | 0 | 0.12497 | 19341.4 | 14547.1 | 1.1478 | 29782.1 | 34761.4 | 741.339
5769 | 2.5362 | 1930.98 | 2.3673 | 4719.09 | 2.8172 | 3089.9 | 1.2269 | 0 | 1.699 | 1945.5 | 0 | 0 | 0.24092 | 14183.2 | 8574.72 | 2.1252 | 35183.3 | 32718.4 | 0
5770 | 3.2912 | 1979.52 | 2.3919 | 5249.6 | 3.5012 | 6270.63 | 1.5085 | 0 | 2.4288 | 3690.57 | 0 | 0 | 0.3513 | 20523.1 | 1701.63 | 2.9108 | 37614.3 | 38506.9 | 544.188
5771 | 3.7742 | 4600.19 | 2.9838 | 2446.64 | 3.892 | 9338.15 | 0.45252 | 0 | 2.8256 | 3073.56 | 0 | 298.834 | 1.0295 | 15213.5 | 4113.45 | 3.4688 | 33993.4 | 38944.6 | 0
5772 | 4.0315 | 7837.7 | 2.9361 | 2288.57 | 4.0437 | 9243.04 | 0.81522 | 0 | 2.8667 | 2048.07 | 0 | 2734.81 | 1.008 | 17190.2 | 5893.78 | 3.7791 | 27610.5 | 37769.5 | 0
5773 | 4.0644 | 15563.5 | 2.7929 | 982.02 | 3.9294 | 10086.8 | 1.6332 | 0 | 2.4337 | 5829.24 | 0 | 2512.41 | 0.6217 | 14173.7 | 10167.7 | 3.847 | 20883 | 36280.2 | 0
5774 | 3.8467 | 24398.3 | 2.8033 | 213.281 | 3.5709 | 8750.77 | 1.5289 | 0 | 3.4131 | 6605.76 | 0 | 4659.36 | 0.75169 | 6406.99 | 19655.9 | 3.6529 | 18362.8 | 35417.2 | 1256.96
5775 | 2.8772 | 32013.8 | 2.0147 | 0 | 2.9679 | 8945.13 | 1.1902 | 0 | 2.5631 | 4697.6 | 0 | 6505.48 | 1.0846 | 7777.36 | 13651.2 | 3.2274 | 24281.6 | 35769.8 | 7641.92
5776 | 2.136 | 36040 | 0.82303 | 0 | 1.9602 | 5196.52 | 0.86948 | 0 | 1.9731 | 5355.95 | 0 | 6384.45 | 0.31883 | 5605.17 | 18277.6 | 2.499 | 26592.6 | 35075.2 | 18902.3
5777 | 1.3831 | 37607.6 | 0.89747 | 0 | 0.84989 | 3150.22 | 0.45292 | 0 | 1.1324 | 5208.16 | 0 | 5813.57 | 0.77138 | 11565.4 | 23699.1 | 1.4387 | 19759.3 | 37049.2 | 32137.3
5778 | 0.47473 | 35668.6 | 0.17599 | 4242.62 | 0.19494 | 3084.08 | 0.27573 | 0 | 0.59976 | 3476.52 | 0 | 4452.87 | 0.61269 | 20190.4 | 23514.7 | 0.37965 | 13764.6 | 38286 | 38409.4
5779 | 0 | 32460.1 | 0 | 15796.4 | 0 | 3830.98 | 0.042654 | 0 | 0.044465 | 12478.3 | 0 | 8046.98 | 0.034848 | 26140.3 | 15802.4 | 0.065485 | 21411.5 | 39318.6 | 38700.9
5780 | 0 | 31053 | 0 | 28057 | 0 | 15809 | 0 | 0 | 0 | 18411.8 | 0 | 4097.39 | 0 | 11479 | 5804.12 | 0 | 22329.8 | 38404.3 | 39651.2
5781 | 0 | 28493.6 | 0 | 31067.6 | 0 | 12057 | 0 | 0 | 0 | 13015.2 | 0 | 1695.6 | 0 | 3141.17 | 10633.7 | 0 | 22383.9 | 39838.7 | 39315.4
5782 | 0 | 28170.1 | 0 | 36963.6 | 0 | 6671.99 | 0 | 629.982 | 0 | 5687.01 | 629.982 | 930.511 | 0 | 0 | 8627.15 | 0 | 23651.4 | 40053.4 | 39006.1
5783 | 0 | 31164.5 | 0 | 33317.6 | 0 | 5558.21 | 0 | 0 | 0 | 18618.7 | 0 | 0 | 0 | 0 | 11774.5 | 0 | 22278.8 | 40053.4 | 39258.5
5784 | 0 | 31646.1 | 0 | 27395.2 | 0 | 8904.23 | 0 | 0 | 0 | 17233.1 | 0 | 0 | 0 | 0 | 5884.34 | 0 | 20305.1 | 39755.8 | 38292.3
5785 | 0 | 34529.1 | 0 | 27165.1 | 0 | 3859.38 | 0 | 0 | 0 | 8357.01 | 0 | 0 | 0 | 0 | 4314.22 | 0 | 21931.2 | 39963.7 | 37848.9
5786 | 0 | 30297.3 | 0 | 26468.6 | 0 | 0 | 0 | 0 | 0 | 12394 | 0 | 0 | 0 | 0 | 943.77 | 0 | 19188.3 | 40053.4 | 38263.9
5787 | 0 | 30202.7 | 0 | 27327.9 | 0 | 880.292 | 0 | 0 | 0 | 4078.62 | 0 | 0 | 0 | 0 | 2005.16 | 0 | 15603.3 | 39811.4 | 38006.1
5788 | 0 | 28005.5 | 0 | 23263.4 | 0 | 0 | 0 | 0 | 0 | 5553.21 | 0 | 0 | 0 | 0 | 14304.5 | 0 | 17865.2 | 39306 | 37757.3
5789 | 0 | 30618 | 0 | 25630.2 | 0 | 0 | 0 | 0 | 0 | 3192.14 | 0 | 0 | 0 | 1377.35 | 13992.9 | 0 | 9644.89 | 39366 | 36721.4
5790 | 0 | 21937.6 | 0 | 15845.7 | 0.059138 | 0 | 0 | 0 | 0 | 625.045 | 0 | 0 | 0 | 3760.34 | 11853.7 | 0 | 4407.66 | 39434.9 | 34835.2
5791 | 0.42634 | 13283.5 | 0.33816 | 8614.43 | 0.77174 | 0 | 0.28601 | 0 | 0.15526 | 0 | 0 | 0 | 0.13981 | 9662.12 | 10382.9 | 0.23119 | 1918.58 | 35320.6 | 14489.1
5792 | 1.4985 | 12165.1 | 1.3732 | 5432.94 | 1.8472 | 0 | 0.62883 | 0 | 0.60985 | 0 | 0 | 0 | 0.46564 | 9573.12 | 7662.07 | 0.56725 | 718.201 | 17349.3 | 7965.21
5793 | 2.5078 | 8349.37 | 2.3934 | 7725.86 | 2.7715 | 0 | 2.0432 | 0 | 1.2726 | 0 | 0 | 0 | 1.1295 | 8859.65 | 16701.8 | 1.5721 | 2092.19 | 6389.55 | 11488
5794 | 3.2667 | 7394.64 | 3.1804 | 3142.89 | 3.445 | 0 | 0.86287 | 0 | 1.7416 | 0 | 0 | 0 | 2.0419 | 6969.6 | 13181.4 | 2.1733 | 1390.31 | 3446.46 | 4713.04
5795 | 3.7575 | 18577.6 | 3.7149 | 2423.59 | 3.857 | 44.9756 | 0.81997 | 581.715 | 2.567 | 0 | 581.715 | 0 | 2.5358 | 19058.4 | 3248.34 | 1.3751 | 1187.56 | 1184.42 | 3675
5796 | 3.4056 | 15909.2 | 3.9738 | 1243.4 | 4.0209 | 923.064 | 0.98636 | 224.999 | 2.2216 | 0 | 224.999 | 0 | 3.0001 | 23601 | 1562.28 | 1.7138 | 1197.92 | 0 | 3529.71
5797 | 3.9968 | 9376.13 | 3.9898 | 3106.78 | 3.332 | 1082 | 2.0763 | 1287.89 | 2.0708 | 0 | 1287.89 | 0 | 3.087 | 8817.7 | 2147.67 | 0.45136 | 1196.8 | 0 | 5162.28
5798 | 3.7458 | 12330.3 | 3.7534 | 2563.57 | 2.9047 | 6001.38 | 1.3019 | 1784.54 | 1.5576 | 0 | 1784.54 | 0 | 2.8829 | 8198.74 | 1703.93 | 0.58644 | 697.138 | 0 | 7671.24
5799 | 3.2427 | 10915.6 | 3.2579 | 4018.37 | 2.7077 | 25613.4 | 1.7465 | 2431.38 | 1.1144 | 0 | 2431.38 | 0 | 3.0129 | 6649.18 | 236.788 | 0.70627 | 996.215 | 1079.78 | 11888.7
5800 | 2.4939 | 14683.2 | 2.5104 | 5356.49 | 1.9407 | 0 | 1.6449 | 2022.62 | 0.81196 | 0 | 2022.62 | 555.302 | 2.1702 | 3609.46 | 837.903 | 0.62321 | 37.2939 | 3176.47 | 15709.4
5801 | 1.526 | 29843.3 | 1.525 | 6740.35 | 0.97589 | 0 | 0.71675 | 3433.48 | 0.59593 | 0 | 3433.48 | 1194.15 | 1.3096 | 2368.68 | 1230.44 | 0.066699 | 1442.92 | 8614.56 | 23832.8
5802 | 0.47923 | 30805.4 | 0.47143 | 14528.1 | 0.19817 | 0 | 0.29176 | 4478.95 | 0.23343 | 0 | 4478.95 | 4602.61 | 0.52625 | 3743.11 | 149.171 | 0.027185 | 3282.1 | 17885.6 | 31450.5
5803 | 0 | 32741.8 | 0 | 25663.8 | 0 | 1496.75 | 0.036853 | 4088.5 | 0.012592 | 1156.57 | 4088.5 | 6566.76 | 0.031679 | 7020.04 | 3743.48 | 0 | 1489.56 | 13854.9 | 32996.5
5804 | 0 | 36570.5 | 0 | 22947.1 | 0 | 2190.9 | 0 | 4479.38 | 0 | 5401.52 | 4479.38 | 7558.04 | 0 | 9822.26 | 10278.7 | 0 | 1985.62 | 23756.6 | 19380.5
5805 | 0 | 33496.8 | 0 | 32482.4 | 0 | 11762.1 | 0 | 5820.61 | 0 | 6677.3 | 5820.61 | 3999.2 | 0 | 13309.6 | 12814.6 | 0 | 1220.18 | 19553.6 | 30316
5806 | 0 | 34766.6 | 0 | 35980.5 | 0 | 16962.4 | 0 | 7381.95 | 0 | 13574.1 | 7381.95 | 912.773 | 0 | 12552.6 | 14562.6 | 0 | 0 | 16767.6 | 32045.2
5807 | 0 | 35145.8 | 0 | 28903.3 | 0 | 2528.13 | 0 | 7219.51 | 0 | 6410.74 | 7219.51 | 0 | 0 | 7680.69 | 27716.2 | 0 | 0 | 11978.4 | 36653.1
5808 | 0 | 33217.3 | 0 | 26252.2 | 0 | 19018 | 0 | 8390.44 | 0 | 32711.6 | 8390.44 | 0 | 0 | 5156.03 | 23197.8 | 0 | 1266.22 | 6384.31 | 37452.6
5809 | 0 | 34163.1 | 0 | 23756.7 | 0 | 14933.4 | 0 | 8326.45 | 0 | 27198.1 | 8326.45 | 0 | 0 | 2844.19 | 24500.4 | 0 | 2288.68 | 1012.99 | 37656.8
5810 | 0 | 37763.2 | 0 | 9793.69 | 0 | 5363.72 | 0 | 9443.58 | 0 | 12727 | 9443.58 | 0 | 0 | 4825.05 | 17130.1 | 0 | 6729.08 | 0 | 31181.3
5811 | 0 | 31489.2 | 0 | 3298.72 | 0 | 1377.61 | 0 | 10043.4 | 0 | 9910.66 | 10043.4 | 0 | 0 | 5366.2 | 13304 | 0 | 5424.44 | 456.77 | 30303
5812 | 0 | 24884.1 | 0 | 0 | 0 | 0 | 0 | 11874.4 | 0 | 8986.88 | 11874.4 | 0 | 0 | 5433.97 | 18511.2 | 0 | 4668.08 | 2329.33 | 26364.9
5813 | 0 | 28160.6 | 0 | 0 | 0 | 0 | 0 | 14235.9 | 0 | 7865.59 | 14235.9 | 0 | 0 | 8496.03 | 13438.7 | 0 | 4142.42 | 3137.72 | 22997.3
5814 | 0 | 17543.5 | 0 | 289.935 | 0.055837 | 0 | 0 | 13850.5 | 0 | 7338.54 | 13850.5 | 0 | 0 | 11104.9 | 11418.9 | 0 | 3617.82 | 4454.82 | 18503.5
5815 | 0.4162 | 8754.27 | 0.34336 | 3158.87 | 0.76092 | 0 | 0.27906 | 9499.57 | 0.12177 | 7196.26 | 9499.57 | 0 | 0.23297 | 12893.8 | 9407.27 | 0.17402 | 10624.9 | 2790.26 | 7202.05
5816 | 1.4881 | 7182.79 | 1.3805 | 0 | 1.8413 | 0 | 0.53669 | 5353.82 | 0.60604 | 1188.8 | 5353.82 | 0 | 1.0094 | 15494.2 | 6350.2 | 0.68305 | 9546.43 | 4466.79 | 1681.04
5817 | 2.5174 | 5716.08 | 2.3763 | 6142.41 | 2.7867 | 0 | 0.4993 | 2150.2 | 1.4291 | 0 | 2150.2 | 0 | 2.011 | 17989.6 | 767.769 | 0.465 | 4334.85 | 2087.11 | 2018.37
5818 | 3.325 | 10592.6 | 3.1204 | 3865 | 3.4894 | 0 | 2.0608 | 2985.84 | 1.2616 | 349.924 | 2985.84 | 0 | 2.7485 | 17646 | 3289.36 | 0.63296 | 4730.66 | 0 | 2032.01
5819 | 3.125 | 19086.8 | 3.636 | 0 | 3.8864 | 0 | 0.60041 | 6419.14 | 1.5684 | 628.44 | 6419.14 | 0 | 3.255 | 12916 | 3042.96 | 0.63241 | 9222.75 | 0 | 0
5820 | 4.1531 | 21996.2 | 3.912 | 0 | 4.0369 | 6435 | 0.80323 | 4546.51 | 1.3595 | 590.554 | 4546.51 | 0 | 2.2578 | 10034.3 | 6644.46 | 0.57035 | 12849.3 | 0 | 0
5821 | 3.2466 | 20335.3 | 3.9296 | 487.313 | 1.8103 | 0 | 1.201 | 2411.71 | 1.2215 | 965.614 | 2411.71 | 0 | 3.1108 | 7663.17 | 6802.64 | 0.56022 | 15641 | 0 | 0
5822 | 1.7596 | 24828.9 | 3.6884 | 2935.06 | 1.9479 | 0 | 0.81439 | 3760.8 | 1.5576 | 1441.82 | 3760.8 | 0 | 2.8932 | 4317.98 | 8136.19 | 0.76789 | 15729.1 | 0 | 0
5823 | 1.4636 | 27109.6 | 3.2052 | 3259.45 | 2.9775 | 24564.7 | 2.0956 | 4363.66 | 1.1896 | 1890.11 | 4363.66 | 0 | 2.5972 | 6197.6 | 9659 | 0.66978 | 16186.7 | 0 | 0
5824 | 1.3375 | 32724.8 | 2.4574 | 2972.01 | 1.1439 | 0 | 0.68482 | 31351.8 | 1.1604 | 1973.45 | 31351.8 | 0 | 2.3778 | 16891.6 | 4662.62 | 0.48251 | 20120.1 | 17523.5 | 0
5825 | 0.053179 | 22308.8 | 1.2361 | 0 | 1.1789 | 3792.02 | 1.008 | 10959.4 | 1.5761 | 2997.08 | 10959.4 | 1423.42 | 1.4236 | 26283.7 | 12597.1 | 0.35 | 18346.8 | 23699.6 | 2884.65
5826 | 0.020756 | 15439.4 | 0.26046 | 2816.84 | 0.19397 | 7624.29 | 0.14244 | 0 | 0.60694 | 2276.96 | 0 | 15554.4 | 0.55366 | 30601.2 | 22987.5 | 0.6399 | 17939.1 | 29152.2 | 10994.5
5827 | 0 | 9578.38 | 0 | 9493.96 | 0 | 2715.28 | 0.034139 | 0 | 0.026683 | 463.744 | 0 | 0 | 0.036881 | 30583.1 | 1158.6 | 0.051916 | 9099.2 | 20424 | 2875.12
5828 | 0 | 27196.3 | 0 | 6318.98 | 0 | 12315.5 | 0 | 0 | 0 | 743.965 | 0 | 0 | 0 | 12578.3 | 0 | 0 | 8142.4 | 26767.2 | 5479.91
5829 | 0 | 30459.8 | 0 | 5002.7 | 0 | 20752 | 0 | 1530.65 | 0 | 10463 | 1530.65 | 0 | 0 | 2636.56 | 8419.33 | 0 | 2599.97 | 34524.9 | 3181.57
5830 | 0 | 21674.4 | 0 | 5038.16 | 0 | 29108.2 | 0 | 4349.06 | 0 | 11852.8 | 4349.06 | 0 | 0 | 3879.87 | 17821.7 | 0 | 141.125 | 37148.1 | 13314
5831 | 0 | 3180.87 | 0 | 10188.9 | 0 | 2560.29 | 0 | 1770.8 | 0 | 3691.93 | 1770.8 | 0 | 0 | 6395.78 | 17786.3 | 0 | 0 | 39095.3 | 26912.6
5832 | 0 | 7267.13 | 0 | 9025.61 | 0 | 585.846 | 0 | 3328.81 | 0 | 1365.24 | 3328.81 | 0 | 0 | 9744.42 | 3709.48 | 0 | 0 | 39654 | 32715.2
5833 | 0 | 2205.69 | 0 | 6762.26 | 0 | 1003.67 | 0 | 4033.51 | 0 | 0 | 4033.51 | 0 | 0 | 9162.87 | 8916.51 | 0 | 0 | 39642.8 | 26738.7
5834 | 0 | 5946.24 | 0 | 5145.09 | 0 | 0 | 0 | 3465.17 | 0 | 3383.05 | 3465.17 | 0 | 0 | 11733.3 | 24498 | 0 | 0 | 39066.5 | 5348.71
5835 | 0 | 21125.4 | 0 | 410.321 | 0 | 1329.11 | 0 | 4688.18 | 0 | 3116.44 | 4688.18 | 0 | 0 | 14895.6 | 27723.7 | 0 | 0 | 39718.1 | 3652.68
5836 | 0 | 37609.2 | 0 | 0 | 0 | 63.2736 | 0 | 4696.08 | 0 | 5282.4 | 4696.08 | 0 | 0 | 11132.5 | 26105.7 | 0 | 728.056 | 39860.8 | 182.844
5837 | 0 | 40053.4 | 0 | 0 | 0 | 0 | 0 | 726.655 | 0 | 5227.9 | 726.655 | 0 | 0 | 9296.7 | 20271.5 | 0 | 0 | 39899.3 | 103.723
5838 | 0 | 40001 | 0 | 0 | 0.058208 | 0 | 0 | 0 | 0 | 4567.53 | 0 | 0 | 0 | 14241.1 | 25664.5 | 0 | 0 | 39949.7 | 6.1484
5839 | 0.39284 | 39811.1 | 0.34519 | 1422.98 | 0.8169 | 0 | 0.29365 | 1621.45 | 0.13373 | 5634.08 | 1621.45 | 0 | 0.1209 | 6978.52 | 21037.5 | 0.17667 | 0 | 36838.4 | 4873.15
5840 | 0.78914 | 36375.2 | 1.3469 | 0 | 1.9676 | 0 | 1.2523 | 4351.91 | 0.11287 | 1974.08 | 4351.91 | 0 | 0.42135 | 7309.07 | 14889.7 | 0.78031 | 0 | 35395.1 | 5057
5841 | 2.3157 | 33778.2 | 2.3841 | 1303.76 | 2.9699 | 0 | 2.2309 | 0 | 0.75649 | 0 | 0 | 0 | 0.47095 | 7416.64 | 12770.9 | 1.2412 | 514.162 | 28973.3 | 2191.77
5842 | 2.8453 | 24557.1 | 3.1505 | 1081.74 | 3.7114 | 0 | 2.9597 | 0 | 0.47595 | 1001.84 | 0 | 0 | 0.58653 | 12051.3 | 17391.7 | 2.2157 | 0 | 26670.1 | 1305.29
5843 | 3.1032 | 7765.9 | 3.6526 | 5643.07 | 4.1765 | 0 | 3.4663 | 0 | 0.65891 | 1469.03 | 0 | 0 | 1.4168 | 6498.17 | 16264.8 | 1.2824 | 624.427 | 24458.4 | 0
5844 | 2.6891 | 5330.43 | 3.9109 | 2842.08 | 2.5379 | 0 | 3.7149 | 0 | 0.64445 | 1843.41 | 0 | 0 | 1.1921 | 3732.87 | 19114 | 0.65708 | 6543.7 | 25047.3 | 0
5845 | 3.33 | 5836.39 | 3.9032 | 0 | 3.6244 | 0 | 3.7402 | 0 | 0.49444 | 3031.06 | 0 | 0 | 0.89764 | 1714.13 | 25741.7 | 0.99802 | 8786.54 | 26890.8 | 0
5846 | 2.8051 | 3280.86 | 3.6565 | 106.033 | 3.2102 | 0 | 3.5316 | 0 | 0.89484 | 2957.04 | 0 | 0 | 1.0218 | 2359.69 | 17799.3 | 1.1931 | 2923.7 | 29684.3 | 0
5847 | 2.0209 | 1205.99 | 3.1987 | 0 | 3.2098 | 6139.08 | 3.1044 | 163.638 | 0.86316 | 2400.73 | 163.638 | 0 | 0.70408 | 6406.67 | 16630.1 | 2.8444 | 717.766 | 32041.9 | 0
5848 | 1.8356 | 2542.85 | 0.4709 | 0 | 2.2716 | 660.062 | 2.4545 | 5173.42 | 2.5289 | 1878.62 | 5173.42 | 0 | 1.5238 | 8938.96 | 26119 | 2.411 | 0 | 35057.7 | 1672.83
5849 | 0.5852 | 5629.05 | 0.019398 | 0 | 1.1434 | 11122.3 | 1.5743 | 0 | 0.5881 | 7347.01 | 0 | 0 | 0.35492 | 6603.12 | 23146.2 | 1.5434 | 0 | 36608.5 | 11455.6
5850 | 0.27733 | 8812.62 | 0.0095294 | 734.058 | 0.19628 | 6477.08 | 0.58041 | 0 | 0.34224 | 8149.28 | 0 | 6516.1 | 0.53766 | 5935.67 | 9521.92 | 0.62043 | 0 | 37320.9 | 30718.1
5851 | 0 | 12831.1 | 0 | 5124.9 | 0 | 1594.87 | 0.029329 | 0 | 0.032021 | 37168.6 | 0 | 878.422 | 0.03165 | 3614.48 | 7703.68 | 0.046928 | 0 | 33171 | 35293
5852 | 0 | 20850.6 | 0 | 8486.17 | 0 | 3600.5 | 0 | 2901.51 | 0 | 1748.74 | 2901.51 | 0 | 0 | 656.401 | 18867 | 0 | 0 | 34631.6 | 38427.3
5853 | 0 | 31555.7 | 0 | 12302.2 | 0 | 0 | 0 | 0 | 0 | 710.767 | 0 | 1097.91 | 0 | 0 | 14104.2 | 0 | 0 | 36689.4 | 38984.3
5854 | 0 | 25527.2 | 0 | 20813.1 | 0 | 148.246 | 0 | 0 | 0 | 1225.38 | 0 | 0 | 0 | 0 | 9701.34 | 0 | 0 | 39358 | 39454.6
5855 | 0 | 15714.8 | 0 | 31981.1 | 0 | 0 | 0 | 0 | 0 | 7074.43 | 0 | 0 | 0 | 0 | 20715 | 0 | 542.058 | 39217.1 | 38708.7
5856 | 0 | 27657.4 | 0 | 31325.1 | 0 | 0 | 0 | 2450.95 | 0 | 6194.89 | 2450.95 | 0 | 0 | 0 | 18714.4 | 0 | 574.344 | 39853.9 | 38751.7
5857 | 0 | 12342.9 | 0 | 24881.2 | 0 | 0 | 0 | 9050.43 | 0 | 3189.7 | 9050.43 | 0 | 0 | 0 | 9011.29 | 0 | 0 | 40037.6 | 33966.9
5858 | 0 | 37215.3 | 0 | 19297.5 | 0 | 0 | 0 | 8815.62 | 0 | 10648.8 | 8815.62 | 0 | 0 | 0 | 20258.4 | 0 | 0 | 39910.1 | 18350.8
5859 | 0 | 39538.6 | 0 | 16490 | 0 | 0 | 0 | 6005.25 | 0 | 13917.2 | 6005.25 | 0 | 0 | 0 | 7123.46 | 0 | 0 | 39545 | 15500.7
5860 | 0 | 40053.4 | 0 | 10156 | 0 | 0 | 0 | 7529.39 | 0 | 13491.9 | 7529.39 | 0 | 0 | 74.5236 | 9955.39 | 0 | 0 | 38589.1 | 6037.95
5861 | 0 | 40053.4 | 0 | 4730.71 | 0 | 0 | 0 | 2887.37 | 0 | 17219.8 | 2887.37 | 0 | 0 | 1932.21 | 9711.94 | 0 | 0 | 38657.4 | 1275.39
5862 | 0 | 40053.4 | 0 | 3361.18 | 0.05797 | 0 | 0 | 965.904 | 0 | 9449.16 | 965.904 | 0 | 0 | 882.778 | 9893.15 | 0 | 0 | 38703.4 | 0
5863 | 0.43534 | 39883.1 | 0.17589 | 2359.02 | 0.78649 | 0 | 0.2787 | 2746.51 | 0.19069 | 7909.43 | 2746.51 | 0 | 0.057305 | 0 | 7776.17 | 0.24312 | 945.746 | 36814.9 | 601.24
5864 | 1.5765 | 39450.5 | 0.64354 | 1250.9 | 1.3729 | 2661.56 | 1.2014 | 4121.76 | 1.0979 | 8195.52 | 4121.76 | 0 | 0.26034 | 1594.08 | 4227.12 | 1.0581 | 3733.87 | 13941.4 | 0
5865 | 2.6704 | 30695.6 | 1.4045 | 2410.34 | 1.9159 | 10661.4 | 2.1567 | 1058.97 | 2.104 | 1610.5 | 1058.97 | 0 | 1.211 | 4539.41 | 0 | 1.8508 | 3421.77 | 9586.29 | 0
5866 | 3.5044 | 18314.8 | 3.1042 | 1917.3 | 2.984 | 9753.54 | 2.8729 | 0 | 2.8888 | 687.785 | 0 | 0 | 2.6435 | 2727.48 | 0 | 2.4277 | 7393.85 | 10375.1 | 0
5867 | 4.0673 | 11153 | 3.6165 | 2771.47 | 0.68946 | 9704.14 | 3.3563 | 294.849 | 3.4083 | 0 | 294.849 | 0 | 1.6238 | 1840.65 | 0 | 2.9964 | 15176.4 | 7184.2 | 0
5868 | 4.3413 | 2249.49 | 3.8656 | 1525.63 | 0.25768 | 10953.1 | 3.6113 | 495.092 | 3.6902 | 0 | 495.092 | 3001.29 | 1.4766 | 4924.1 | 0 | 3.3398 | 18567.7 | 12967.3 | 0
5869 | 4.3234 | 626.642 | 3.8332 | 1433 | 2.9505 | 12999.9 | 3.6401 | 674.588 | 3.7328 | 0 | 674.588 | 2475.37 | 1.8829 | 1022.53 | 0 | 3.2565 | 15031.1 | 15821.3 | 0
5870 | 4.0255 | 3070.54 | 3.5572 | 51.4848 | 0.17276 | 25941.4 | 3.4371 | 2665.1 | 3.5343 | 0 | 2665.1 | 3062.71 | 3.2755 | 0 | 0 | 3.0752 | 5438.51 | 19525.4 | 1908.26
5871 | 2.7871 | 4192.64 | 2.6531 | 848.137 | 0.15608 | 26732 | 3.0282 | 1816.25 | 3.0994 | 671.648 | 1816.25 | 5316.53 | 2.1205 | 1577.04 | 0 | 2.7389 | 1885.43 | 22414.8 | 4360.22
5872 | 2.2015 | 11084.9 | 1.6628 | 1920.47 | 0.35292 | 19328.7 | 2.3891 | 1024.65 | 2.4573 | 1011.87 | 1024.65 | 4343.09 | 0.078045 | 3100.8 | 0 | 2.3887 | 658.3 | 22559.3 | 3040.36
5873 | 0.020092 | 17615.4 | 0.71733 | 7906.05 | 0.48975 | 14053.9 | 1.5323 | 7551.86 | 1.0192 | 0 | 7551.86 | 5843.66 | 0.19282 | 2430.78 | 0 | 1.3877 | 0 | 23530.9 | 11663
5874 | 0.42185 | 20146.3 | 0.016131 | 17477.3 | 0.16548 | 7989.05 | 0.55115 | 4099.84 | 0.58941 | 5705 | 4099.84 | 2792.98 | 0.52268 | 991.639 | 0 | 0.094412 | 0 | 24305.9 | 26479.9
5875 | 0 | 23424.6 | 0 | 29897.6 | 0 | 6496.32 | 0.02654 | 19827.5 | 0.026778 | 0 | 19827.5 | 5924.49 | 0.017933 | 0 | 0 | 0.0065997 | 0 | 31641 | 39021.5
5876 | 0 | 29255.2 | 0 | 40053.4 | 0 | 3921.21 | 0 | 15067.2 | 0 | 0 | 15067.2 | 9618.35 | 0 | 494.67 | 0 | 0 | 0 | 32563.4 | 39821
5877 | 0 | 36150.6 | 0 | 40053.4 | 0 | 13504.5 | 0 | 12150.6 | 0 | 2233.44 | 12150.6 | 11222.3 | 0 | 948.925 | 0 | 0 | 0 | 27503.2 | 38512.5
5878 | 0 | 32945.7 | 0 | 40053.4 | 0 | 5788.62 | 0 | 3650.43 | 0 | 32269.6 | 3650.43 | 8008.54 | 0 | 861.149 | 0 | 0 | 0 | 22192.4 | 39768.7
5879 | 0 | 25077.7 | 0 | 40053.4 | 0 | 6790.61 | 0 | 2236.88 | 0 | 6664.93 | 2236.88 | 1512.63 | 0 | 0 | 0 | 0 | 0 | 13657.5 | 39341.4
5880 | 0 | 23653.2 | 0 | 40053.4 | 0 | 0 | 0 | 9463.28 | 0 | 12732.8 | 9463.28 | 1125.65 | 0 | 0 | 0 | 0 | 0 | 7472.38 | 39475
5881 | 0 | 24284.6 | 0 | 40053.4 | 0 | 1623.05 | 0 | 5603.16 | 0 | 0 | 5603.16 | 0 | 0 | 0 | 0 | 0 | 703.637 | 9649.72 | 33880.1
5882 | 0 | 33192.9 | 0 | 40053.4 | 0 | 8278.17 | 0 | 10189.8 | 0 | 2752.54 | 10189.8 | 0 | 0 | 0 | 0 | 0 | 1801.74 | 16542.2 | 18479.5
5883 | 0 | 32470.4 | 0 | 38138.8 | 0 | 2116.18 | 0 | 4181.01 | 0 | 0 | 4181.01 | 0 | 0 | 0 | 561.43 | 0 | 2364.49 | 28878.6 | 21634.3
5884 | 0 | 27834.6 | 0 | 35638.1 | 0 | 4589.3 | 0 | 4912.56 | 0 | 3349.96 | 4912.56 | 0 | 0 | 0 | 1476.2 | 0 | 4229.48 | 38360.1 | 31049
5885 | 0 | 30119.8 | 0 | 29373.1 | 0 | 2556.81 | 0 | 10945.3 | 0 | 6561.4 | 10945.3 | 0 | 0 | 0 | 2181.81 | 0 | 1017.11 | 38419.7 | 29089.3
5886 | 0 | 28290.4 | 0 | 24823 | 0.05314 | 602.834 | 0 | 4806.05 | 0 | 2807.1 | 4806.05 | 4491.27 | 0 | 0 | 2943.25 | 0 | 0 | 38515.9 | 27319.8
5887 | 0.42314 | 26825.7 | 0.34126 | 19686.7 | 0.57334 | 0 | 0.27446 | 3567.34 | 0.19485 | 1640.03 | 3567.34 | 2470.21 | 0.13255 | 0 | 7990.58 | 0.24462 | 0 | 36920.3 | 15494.6
5888 | 1.0554 | 23263.9 | 1.3618 | 9402.79 | 0.80264 | 811.263 | 1.1793 | 2192.78 | 1.0162 | 1551.3 | 2192.78 | 3459.25 | 0.33582 | 0 | 5104.12 | 1.1725 | 0 | 26267.6 | 2696.67
5889 | 1.5808 | 28157.7 | 2.403 | 7889.69 | 2.6457 | 1932.34 | 2.1103 | 609.029 | 1.9548 | 0 | 609.029 | 1840.15 | 0.77116 | 0 | 1002.5 | 2.2024 | 0 | 16154.2 | 568.493
5890 | 1.6662 | 24789.5 | 2.668 | 5484.56 | 1.6736 | 0 | 2.8168 | 1667.02 | 2.7132 | 0 | 1667.02 | 3056.21 | 1.2123 | 0 | 966.892 | 3.0469 | 4544.78 | 10877.4 | 0
5891 | 3.4039 | 16456.5 | 3.7571 | 1255.28 | 3.5338 | 5799.29 | 3.3072 | 2408.07 | 3.12 | 0 | 2408.07 | 6922.44 | 0.89887 | 0 | 942.514 | 3.648 | 1895.11 | 10158.1 | 0
5892 | 2.2809 | 32324.5 | 4.0266 | 0 | 3.7257 | 11986 | 3.5595 | 3315.39 | 2.6088 | 0 | 3315.39 | 8419.42 | 1.2248 | 0 | 2125.98 | 3.979 | 810.173 | 13185.8 | 0
5893 | 3.2689 | 35601.5 | 4.0352 | 0 | 4.2811 | 11571.3 | 3.5903 | 9788.66 | 2.2804 | 0 | 9788.66 | 5284.41 | 1.7846 | 0 | 1546.21 | 4.036 | 0 | 15012.3 | 0
5894 | 0.94287 | 38346.1 | 3.7643 | 0 | 3.8959 | 13206.8 | 3.3869 | 11135.3 | 3.2837 | 0 | 11135.3 | 7396.51 | 1.5594 | 0 | 1665.06 | 3.8396 | 0 | 22402.1 | 0
5895 | 0.15132 | 39398.7 | 3.2384 | 0 | 3.2311 | 4903.12 | 1.2515 | 10682.7 | 1.9832 | 0 | 10682.7 | 6581.34 | 0.90619 | 4092.17 | 935.141 | 3.3756 | 0 | 27296.1 | 0
5896 | 1.6099 | 39525 | 1.871 | 0 | 2.2963 | 8372.96 | 1.0153 | 14275 | 2.2479 | 837.941 | 14275 | 10453.4 | 1.5899 | 9717.88 | 1651.97 | 2.6678 | 0 | 33918.9 | 0
5897 | 0.96942 | 39709.2 | 0.49804 | 0 | 1.1602 | 15566.6 | 1.4863 | 6011.38 | 1.4218 | 0 | 6011.38 | 11801.2 | 0.53015 | 14009.6 | 1753.82 | 1.7256 | 0 | 34635 | 9149.17
5898 | 0.25644 | 39150.3 | 0.19202 | 1215.49 | 0.17347 | 10493.4 | 0.52809 | 10460 | 0.48577 | 10143.8 | 10460 | 9179.62 | 0.51943 | 13419.5 | 1694.71 | 0.67773 | 0 | 35326.4 | 34852.3
5899 | 0 | 37515 | 0 | 2999.53 | 0 | 0 | 0 | 7686.96 | 0.012834 | 8211.85 | 7686.96 | 19899.8 | 0.017933 | 15117.2 | 5249.3 | 0.035722 | 0 | 38288.6 | 39342.9
5900 | 0 | 39116.2 | 0 | 11600.6 | 0 | 4352.89 | 0 | 105.953 | 0 | 3923.68 | 105.953 | 31772.1 | 0 | 13186 | 9826.13 | 0 | 0 | 38407 | 39360.8
5901 | 0 | 39253.8 | 0 | 20408.8 | 0 | 0 | 0 | 526.991 | 0 | 2085.1 | 526.991 | 13551.6 | 0 | 11517.8 | 12360 | 0 | 0 | 38833.3 | 36873.5
5902 | 0 | 39649.3 | 0 | 29620.3 | 0 | 0 | 0 | 0 | 0 | 5616.37 | 0 | 6286.93 | 0 | 22744.3 | 11145.8 | 0 | 834.963 | 38350.3 | 37204.7
5903 | 0 | 36632.2 | 0 | 23890.2 | 0 | 0 | 0 | 1894.49 | 0 | 2829.73 | 1894.49 | 9724.8 | 0 | 7395.58 | 9078.87 | 0 | 1929.21 | 35246.9 | 38443.5
5904 | 0 | 15510.1 | 0 | 27337.6 | 0 | 0 | 0 | 11685.6 | 0 | 0 | 11685.6 | 9688.08 | 0 | 5446.35 | 9995.78 | 0 | 1884.58 | 37181.4 | 39803.1
5905 | 0 | 15559.9 | 0 | 32051.3 | 0 | 616.039 | 0 | 23042.6 | 0 | 2393.07 | 23042.6 | 2183.88 | 0 | 15489.7 | 12038.8 | 0 | 2915.74 | 38237.4 | 39577.6
5906 | 0 | 28874 | 0 | 35971.2 | 0 | 1960.07 | 0 | 26369.4 | 0 | 2796.93 | 26369.4 | 10285 | 0 | 14556.3 | 11853.6 | 0 | 2645.17 | 39006.9 | 38324.9
5907 | 0 | 28469.1 | 0 | 32137.8 | 0 | 2731.05 | 0 | 19974.5 | 0 | 6995.85 | 19974.5 | 11513.5 | 0 | 13513.1 | 10649.2 | 0 | 2399.22 | 37932.8 | 33817.7
5908 | 0 | 22491.7 | 0 | 30092.2 | 0 | 3171.56 | 0 | 6677.58 | 0 | 10684.3 | 6677.58 | 3505.81 | 0 | 18988.3 | 10139.6 | 0 | 4472.79 | 31750.7 | 17682.3
5909 | 0 | 27392 | 0 | 27752.5 | 0 | 689.995 | 0 | 14641.6 | 0 | 23792.1 | 14641.6 | 0 | 0 | 23943.5 | 10139.7 | 0 | 2044.97 | 23989.5 | 15113.4
5910 | 0 | 17340.3 | 0 | 18373.8 | 0.049567 | 2976.09 | 0 | 19398.4 | 0 | 23597.3 | 19398.4 | 6863.66 | 0 | 24369.7 | 6706.58 | 0 | 680.544 | 15535.6 | 13856
5911 | 0.40993 | 9236.27 | 0.34209 | 11350.5 | 0.85069 | 1676.05 | 0.26424 | 1481.39 | 0.1885 | 25107.1 | 1481.39 | 3813.1 | 0.2086 | 21536.5 | 12107.3 | 0.23336 | 0 | 19857.9 | 18738.2
5912 | 1.5116 | 516.625 | 1.3469 | 8363.38 | 2.0523 | 647.162 | 1.1308 | 0 | 0.61993 | 11668.9 | 0 | 3519.19 | 0.1478 | 20181.7 | 9370.47 | 1.1109 | 0 | 14808.5 | 4533.03
5913 | 1.8678 | 0 | 2.3854 | 15320.7 | 3.0512 | 2065.9 | 2.0432 | 0 | 1.8961 | 2286.29 | 0 | 0 | 0.36955 | 18832 | 695.38 | 2.0936 | 0 | 5728.6 | 1451.64
5914 | 2.7326 | 0 | 3.2031 | 18308.5 | 3.7621 | 1154.95 | 2.5644 | 2909.8 | 2.6658 | 702.497 | 2909.8 | 0 | 1.2166 | 14370.8 | 1766.02 | 2.9036 | 0 | 6564.53 | 1682.85
5915 | 3.9195 | 0 | 3.7091 | 18513.5 | 4.1668 | 1290.72 | 3.2181 | 4907.02 | 1.4953 | 757.587 | 4907.02 | 0 | 1.0708 | 13029.9 | 1149.61 | 3.4499 | 814.996 | 3653.29 | 0
5916 | 4.1736 | 0 | 3.9727 | 13017.9 | 4.2873 | 9165.53 | 3.0879 | 2885.12 | 2.3026 | 0 | 2885.12 | 0 | 1.7655 | 9467.89 | 1188.63 | 3.7642 | 1472.06 | 2754.16 | 0
5917 | 4.1429 | 0 | 3.9533 | 11233.1 | 4.1509 | 10783 | 3.1304 | 5039.31 | 2.4543 | 0 | 5039.31 | 0 | 1.4334 | 4180.05 | 0 | 3.8213 | 2344.83 | 4738.65 | 0
5918 | 3.146 | 1994.76 | 3.6993 | 10077.1 | 3.7544 | 10257.5 | 2.8406 | 7875.63 | 3.3066 | 0 | 7875.63 | 0 | 1.7202 | 1812.17 | 0 | 3.6196 | 2152.35 | 5912.26 | 0
5919 | 0.11035 | 8022.03 | 3.1764 | 8402.04 | 3.1175 | 11227.9 | 2.3915 | 9336.54 | 0.54171 | 0 | 9336.54 | 0 | 1.1577 | 1223.75 | 0 | 3.1717 | 3637 | 14615.5 | 0
5920 | 0.097337 | 5430.42 | 2.4268 | 11260.9 | 2.2282 | 16955.9 | 2.1844 | 8037.42 | 2.2443 | 0 | 8037.42 | 0 | 1.1613 | 1771.52 | 0 | 2.4959 | 6771.25 | 20151.4 | 0
5921 | 0.29235 | 2091.64 | 1.4422 | 14822.3 | 1.1318 | 17277.1 | 1.3447 | 10281.5 | 1.4111 | 0 | 10281.5 | 0 | 0.61781 | 5593.76 | 285.072 | 1.5908 | 10218.5 | 25548.2 | 2373.48
5922 | 0.063888 | 1183.09 | 0.42251 | 19900.7 | 0.15767 | 30818.1 | 0.48493 | 10673.8 | 0.52988 | 0 | 10673.8 | 0 | 0.28387 | 10463.9 | 0 | 0.61175 | 14716.4 | 30282 | 14411
5923 | 0 | 474.339 | 0 | 25291.6 | 0 | 7958.11 | 0 | 14257.6 | 0.015158 | 0 | 14257.6 | 0 | 0 | 6717.53 | 516.256 | 0.032279 | 17281.5 | 29828.2 | 32248.3
5924 | 0 | 4733.84 | 0 | 36636.7 | 0 | 6258.95 | 0 | 23273.4 | 0 | 0 | 23273.4 | 13144 | 0 | 546.766 | 1587.78 | 0 | 14373.4 | 37666.4 | 33310.4
5925 | 0 | 3079.98 | 0 | 37705 | 0 | 0 | 0 | 14939.1 | 0 | 0 | 14939.1 | 3930.08 | 0 | 0 | 10664.3 | 0 | 8374.01 | 39452.3 | 32425.7
5926 | 0 | 1720.23 | 0 | 39465.9 | 0 | 2267.15 | 0 | 5340.91 | 0 | 0 | 5340.91 | 0 | 0 | 0 | 12377.6 | 0 | 10670.9 | 39049.9 | 38097.9
5927 | 0 | 4039.83 | 0 | 39287.5 | 0 | 6807.98 | 0 | 5343.98 | 0 | 0 | 5343.98 | 0 | 0 | 0 | 20410.4 | 0 | 14107.4 | 39323.2 | 38574.5
5928 | 0 | 12523.9 | 0 | 39288.5 | 0 | 8371.87 | 0 | 630.162 | 0 | 0 | 630.162 | 0 | 0 | 0 | 24222.9 | 0 | 15002.9 | 39555.4 | 39148.1
5929 | 0 | 10653 | 0 | 39619.1 | 0 | 646.663 | 0 | 876.927 | 0 | 0 | 876.927 | 0 | 0 | 6825.04 | 5443.82 | 0 | 16396.6 | 39205.8 | 37295.3
5930 | 0 | 4812.72 | 0 | 38914.9 | 0 | 0 | 0 | 6499.06 | 0 | 0 | 6499.06 | 0 | 0 | 23872.1 | 4019.48 | 0 | 16387.6 | 38766.9 | 24452.9
5931 | 0 | 12083.7 | 0 | 37729 | 0 | 5401.91 | 0 | 10130.3 | 0 | 0 | 10130.3 | 0 | 0 | 30103.4 | 2762.12 | 0 | 16145.9 | 37744 | 25513.5
5932 | 0 | 21377 | 0 | 31195.6 | 0 | 4147.37 | 0 | 17028.1 | 0 | 0 | 17028.1 | 0 | 0 | 34973.8 | 4578.57 | 0 | 15947.3 | 37703.6 | 17051.9
5933 | 0 | 31385.7 | 0 | 29989.5 | 0 | 1749.34 | 0 | 13146.1 | 0 | 825.03 | 13146.1 | 0 | 0 | 34119.8 | 6073.59 | 0 | 13545.6 | 33133.8 | 12166.8
5934 | 0 | 18747.6 | 0 | 28893.6 | 0.049078 | 1871.89 | 0 | 5183.4 | 0 | 745.124 | 5183.4 | 0 | 0 | 28922.8 | 10403.3 | 0 | 11441.1 | 24941.3 | 8866.77
5935 | 0.38212 | 7927.85 | 0.33845 | 27856.6 | 0.82617 | 7074.99 | 0.26687 | 0 | 0.18073 | 1208.65 | 0 | 0 | 0.067229 | 22685.2 | 15083.8 | 0.22173 | 9157.4 | 22957.7 | 2862.15
5936 | 1.3411 | 3095.08 | 1.3574 | 8360.08 | 1.9859 | 4373.21 | 1.1711 | 0 | 0.58974 | 0 | 0 | 0 | 0.083935 | 17741.5 | 6913.03 | 1.0172 | 7907.96 | 9757.76 | 0
5937 | 2.5147 | 793.918 | 2.402 | 5864.82 | 2.9538 | 0 | 2.1247 | 4832.87 | 0.74254 | 0 | 4832.87 | 0 | 0.39874 | 14848.9 | 523.595 | 1.9583 | 3136.06 | 6168.25 | 0
5938 | 3.3296 | 0 | 3.1857 | 7909.62 | 3.6522 | 15549.8 | 2.8573 | 13914.4 | 0.78856 | 0 | 13914.4 | 0 | 1.8057 | 37893.7 | 1517.42 | 2.758 | 3200.13 | 4793.59 | 0
5939 | 3.8784 | 0 | 3.699 | 9785.04 | 4.0881 | 12643.5 | 2.9765 | 26804.7 | 0.16262 | 0 | 26804.7 | 0 | 1.0075 | 36689 | 571.285 | 3.3189 | 7951.35 | 4299.95 | 0
5940 | 4.1713 | 0 | 3.9321 | 13191.8 | 4.2525 | 26942.9 | 2.9933 | 26465.4 | 2.6809 | 0 | 26465.4 | 164.114 | 2.6122 | 19437.9 | 2627.73 | 3.6259 | 9159.58 | 6758.41 | 0
5941 | 3.5486 | 1140.06 | 3.9091 | 15594.5 | 4.1297 | 32036.2 | 3.3313 | 18984 | 0.78306 | 0 | 18984 | 0 | 2.4482 | 16409.9 | 1802.21 | 3.7253 | 11171 | 13868.8 | 0
5942 | 2.8609 | 3509.66 | 3.6473 | 24343.2 | 3.7548 | 36789.2 | 3.4151 | 12985.8 | 1.6595 | 0 | 12985.8 | 2048.28 | 2.1667 | 9489.09 | 2227.34 | 3.5015 | 15657.6 | 16479 | 0
5943 | 2.2751 | 6870.85 | 3.1474 | 24417.6 | 3.1085 | 33041.3 | 1.032 | 9401.78 | 2.2597 | 90.4139 | 9401.78 | 5204.82 | 1.4155 | 8673.76 | 1448.09 | 3.032 | 22521.4 | 19776.6 | 0
5944 | 1.8009 | 14032.4 | 2.4106 | 19973.5 | 2.2133 | 32824.5 | 2.1781 | 6050.09 | 0.32366 | 511.374 | 6050.09 | 5330.32 | 1.6297 | 8803.55 | 2300.13 | 2.3536 | 25115.3 | 20433.4 | 0
5945 | 1.0012 | 12994 | 1.4314 | 25096 | 1.1034 | 38858.8 | 0.72744 | 5451.42 | 0.67185 | 649.737 | 5451.42 | 7626.04 | 1.2482 | 8334.18 | 3922.36 | 1.4781 | 22039.5 | 22223.7 | 3982.47
5946 | 0.020344 | 17143.7 | 0.40494 | 32667 | 0.14769 | 23095.4 | 0.42425 | 4071.51 | 0.079877 | 1461.02 | 4071.51 | 12037.3 | 0.49025 | 7252.08 | 4239.22 | 0.56033 | 19912.5 | 24024.4 | 22426
5947 | 0 | 22972.2 | 0 | 37092.6 | 0 | 20088.3 | 0 | 13384.8 | 0 | 1168.41 | 13384.8 | 15509.7 | 0 | 5657.3 | 6805.22 | 0.033926 | 23993 | 26640.5 | 33659.6
5948 | 0 | 36763.8 | 0 | 39422.7 | 0 | 18929.5 | 0 | 24542.2 | 0 | 0 | 24542.2 | 12270.4 | 0 | 3512.39 | 15695.5 | 0 | 28951 | 23764.5 | 32972.2
5949 | 0 | 37615.2 | 0 | 40053.4 | 0 | 36868.6 | 0 | 26148.8 | 0 | 0 | 26148.8 | 15985.2 | 0 | 1961.16 | 26933.4 | 0 | 29749.7 | 32473.5 | 29253
5950 | 0 | 34140.8 | 0 | 40053.4 | 0 | 32290.7 | 0 | 3364.03 | 0 | 0 | 3364.03 | 19042.9 | 0 | 88.2203 | 32912.8 | 0 | 26416.9 | 26625.8 | 37429.7
5951 | 0 | 32778.2 | 0 | 40053.4 | 0 | 5293.71 | 0 | 32898.3 | 0 | 0 | 32898.3 | 3335.37 | 0 | 3446.09 | 33862.8 | 0 | 27867.4 | 31921.7 | 39259.2
5952 | 0 | 35430 | 0 | 39479.7 | 0 | 1921.38 | 0 | 2010.48 | 0 | 3376.38 | 2010.48 | 2107.06 | 0 | 1063.61 | 34781.8 | 0 | 31252.8 | 33093.3 | 39630.7
5953 | 0 | 24689.3 | 0 | 39570.3 | 0 | 5675.17 | 0 | 738.096 | 0 | 12191.2 | 738.096 | 11748.8 | 0 | 0 | 34800.6 | 0 | 33891.3 | 29025.6 | 39641.7
5954 | 0 | 31941.6 | 0 | 39404.6 | 0 | 4510.74 | 0 | 3482.1 | 0 | 20472.8 | 3482.1 | 0 | 0 | 0 | 29981 | 0 | 35961.5 | 28708.7 | 27550.6
5955 | 0 | 25846.1 | 0 | 39359.5 | 0 | 1167.89 | 0 | 0 | 0 | 30329.2 | 0 | 0 | 0 | 0 | 23855.7 | 0 | 37218.6 | 31162.3 | 7319.69
5956 | 0 | 11856.7 | 0 | 39147.2 | 0 | 5082.01 | 0 | 0 | 0 | 29610.5 | 0 | 0 | 0 | 0 | 23654.1 | 0 | 38237.4 | 27746.4 | 4736.53
5957 | 0 | 6726.16 | 0 | 38271.3 | 0 | 3982.95 | 0 | 0 | 0 | 33882.1 | 0 | 0 | 0 | 4000.5 | 19333.1 | 0 | 36847.5 | 23555.5 | 10425.7
5958 | 0 | 4213.98 | 0 | 34678.2 | 0.048227 | 2597.45 | 0 | 0 | 0 | 19545.1 | 0 | 0 | 0 | 8863.7 | 28315.7 | 0 | 34150.6 | 18118.4 | 19299.6
5959 | 0.39339 | 2083.88 | 0.23677 | 26498.1 | 0.79641 | 1658.02 | 0.075911 | 0 | 0.10721 | 13715.4 | 0 | 0 | 0.071168 | 15254.6 | 25805 | 0.19601 | 30584.3 | 14933.4 | 25136.6
5960 | 1.4292 | 0 | 1.1237 | 17769.3 | 1.9304 | 1566.93 | 0.24405 | 0 | 0.35877 | 17677.1 | 0 | 0 | 0.35052 | 11083.7 | 17515.4 | 0.68572 | 31985.3 | 12098.1 | 1825.89
5961 | 2.508 | 0 | 2.3358 | 18954.8 | 2.8923 | 7380.71 | 0.83321 | 0 | 0.18512 | 3243.54 | 0 | 0 | 0.54676 | 7653.31 | 12091.9 | 1.5491 | 30697.4 | 0 | 0
5962 | 2.9106 | 0 | 3.1084 | 11603.8 | 3.6113 | 19943.8 | 0.40011 | 0 | 0.85035 | 3204.07 | 0 | 0 | 1.117 | 11864.8 | 14125.8 | 2.0623 | 32610.2 | 0 | 0
5963 | 3.4877 | 0 | 3.6207 | 8778.62 | 4.0561 | 27313.3 | 0.58423 | 0 | 2.6042 | 3600.69 | 0 | 0 | 0.8296 | 10404.8 | 9974.25 | 2.4017 | 36669.5 | 0 | 0
5964 | 4.1577 | 6746.63 | 3.8791 | 3042.41 | 4.2189 | 31924.4 | 0.35117 | 0 | 2.8874 | 3864.45 | 0 | 0 | 0.95715 | 22261.1 | 8708.17 | 2.7789 | 34901.6 | 0 | 0
5965 | 3.3865 | 15780.7 | 3.2094 | 1030.61 | 4.1038 | 37254.7 | 0.73285 | 0 | 3.6846 | 2860.81 | 0 | 0 | 1.5902 | 14277.9 | 16246 | 3.1395 | 30749.6 | 1971.33 | 0
5966 | 2.9671 | 17819.7 | 3.614 | 2054.17 | 3.7268 | 23608.7 | 0.8215 | 0 | 2.9253 | 2313.78 | 0 | 0 | 1.2439 | 6282.9 | 15712.2 | 2.1489 | 27440.5 | 15794.4 | 0
5967 | 2.5888 | 16728.6 | 3.1347 | 3376.06 | 3.0843 | 36791.9 | 0.50837 | 0 | 2.1145 | 1549.17 | 0 | 0 | 1.5631 | 3782.27 | 10871.9 | 2.5951 | 29339.2 | 15491 | 0
5968 | 1.055 | 26971.5 | 2.3904 | 3160.83 | 2.1711 | 34392.5 | 1.7333 | 0 | 2.4007 | 1426.25 | 0 | 0 | 2.1771 | 6629.67 | 10170 | 1.9063 | 31706.2 | 6324.28 | 0
5969 | 0.46486 | 35334.8 | 1.3925 | 2771.78 | 1.0651 | 40053.4 | 0.96967 | 0 | 1.503 | 1160.5 | 0 | 0 | 1.3534 | 6294.87 | 11612 | 1.0942 | 32491 | 3314.6 | 5197.54
5970 | 0.14144 | 37831.3 | 0.39041 | 9828.98 | 0.14025 | 6596.66 | 0.29533 | 0 | 0.53775 | 279.736 | 0 | 0 | 0.47996 | 7229.38 | 1459.19 | 0.48174 | 33301.5 | 1149.18 | 17774.1
5971 | 0 | 39149.7 | 0 | 22623.5 | 0 | 16480.5 | 0 | 0 | 0 | 5146.69 | 0 | 6151.84 | 0 | 8335.64 | 1543 | 0.024389 | 37442.6 | 1159.59 | 26762.9
5972 | 0 | 39163.3 | 0 | 27945.6 | 0 | 13950.4 | 0 | 0 | 0 | 10259.8 | 0 | 780.568 | 0 | 10814.8 | 0 | 0 | 39392.4 | 2751.37 | 34469.1
5973 | 0 | 39581.9 | 0 | 37371.4 | 0 | 7490.05 | 0 | 0 | 0 | 16108.6 | 0 | 252.58 | 0 | 13544.2 | 0 | 0 | 39530.3 | 3526.36 | 31385.4
5974 | 0 | 39313.7 | 0 | 35409 | 0 | 265.105 | 0 | 0 | 0 | 6219.82 | 0 | 114.516 | 0 | 17736 | 0 | 0 | 39741.7 | 410.814 | 37183.5
5975 | 0 | 33743.1 | 0 | 30207.1 | 0 | 0 | 0 | 0 | 0 | 8052.3 | 0 | 0 | 0 | 12000.1 | 844.626 | 0 | 39859.9 | 7518.24 | 37642.1
5976 | 0 | 29098.3 | 0 | 24118.3 | 0 | 6714.05 | 0 | 0 | 0 | 7909.01 | 0 | 0 | 0 | 3757.38 | 531.065 | 0 | 39974.1 | 7118.73 | 38759.1
5977 | 0 | 37058.5 | 0 | 23087.1 | 0 | 8731.76 | 0 | 1826.97 | 0 | 5693.36 | 1826.97 | 0 | 0 | 3926.29 | 1364.59 | 0 | 40053.4 | 5170.25 | 36318.5
5978 | 0 | 38988.8 | 0 | 28274.6 | 0 | 5242.65 | 0 | 3534.98 | 0 | 4082.66 | 3534.98 | 0 | 0 | 3405.2 | 7203.56 | 0 | 40053.4 | 2244.49 | 23211.4
5979 | 0 | 38554.3 | 0 | 24068.3 | 0 | 6557.84 | 0 | 3946.4 | 0 | 2971.7 | 3946.4 | 0 | 0 | 5410.27 | 10196.2 | 0 | 40053.4 | 1185.68 | 8798.43
5980 | 0 | 38392.4 | 0 | 5300.84 | 0 | 1369.54 | 0 | 5446.74 | 0 | 1310.76 | 5446.74 | 0 | 0 | 5024.96 | 17451 | 0 | 40053.4 | 2563.31 | 3040.14
5981 | 0 | 37361.1 | 0 | 676.194 | 0 | 7673.39 | 0 | 4266.15 | 0 | 661.397 | 4266.15 | 0 | 0 | 4885.18 | 17885 | 0 | 40053.4 | 2016.09 | 2015.86
5982 | 0 | 26218.7 | 0 | 5789.01 | 0.044929 | 9834.28 | 0 | 3959.41 | 0 | 0 | 3959.41 | 0 | 0 | 8353.33 | 19885.3 | 0 | 39524.8 | 1510.97 | 1116.83
5983 | 0.34961 | 11485.7 | 0.32292 | 16972 | 0.77535 | 12823.9 | 0.25763 | 2655.79 | 0.078335 | 0 | 2655.79 | 0 | 0.20064 | 15770.2 | 24420.9 | 0.054013 | 39043.1 | 355.266 | 8282.28
5984 | 1.4959 | 6632.49 | 1.2878 | 12811.7 | 1.8916 | 12570.9 | 1.1983 | 2875.19 | 0.56788 | 0 | 2875.19 | 0 | 1.0364 | 8847.55 | 9841.92 | 0.22234 | 38321.1 | 1792.76 | 0
5985 | 2.5561 | 1585.99 | 2.3519 | 3393.06 | 2.8123 | 6673.29 | 2.18 | 0 | 1.9749 | 0 | 0 | 0 | 1.9829 | 4213.43 | 898.279 | 0.42601 | 38125.1 | 0 | 0
5986 | 3.3834 | 0 | 3.1907 | 1898.14 | 3.4949 | 865.634 | 2.9077 | 0 | 2.7479 | 0 | 0 | 0 | 2.7234 | 2024.72 | 809.721 | 0.82093 | 39425.2 | 0 | 0
5987 | 3.9279 | 0 | 3.7317 | 0 | 3.9429 | 14104.9 | 3.3991 | 0 | 3.2445 | 0 | 0 | 0 | 3.2426 | 6443.11 | 0 | 0.92878 | 37807.3 | 0 | 0
5988 | 4.1967 | 463.473 | 3.9996 | 554.365 | 4.1198 | 16574.4 | 3.6382 | 364.782 | 2.6333 | 0 | 364.782 | 0 | 3.5015 | 5187.86 | 0 | 0.57258 | 29686.6 | 0 | 1638.75
5989 | 3.226 | 11655.2 | 4.0002 | 182.438 | 4.0133 | 12577.1 | 3.6508 | 322.193 | 2.4397 | 0 | 322.193 | 0 | 3.5417 | 2537.36 | 916.675 | 1.3801 | 31760.8 | 0 | 0
5990 | 3.8845 | 30127.4 | 3.7185 | 2163.38 | 3.6335 | 13669.4 | 2.3706 | 942.254 | 3.2616 | 0 | 942.254 | 0 | 3.3505 | 3345.88 | 2894.69 | 1.4361 | 30462.3 | 1791.7 | 0
5991 | 1.9879 | 37040.6 | 0.10582 | 2980.92 | 3.0096 | 5362.04 | 2.2563 | 1178.32 | 2.4056 | 0 | 1178.32 | 0 | 2.9485 | 2894.86 | 2650.86 | 0.77299 | 32902.7 | 6286.04 | 0
5992 | 1.3733 | 39104.1 | 0.078573 | 5098.54 | 2.1159 | 7380.51 | 1.7902 | 2359.72 | 1.3576 | 0 | 2359.72 | 0 | 2.3045 | 5236.5 | 3530.66 | 1.1668 | 35056.8 | 16678.2 | 0
5993 | 1.1257 | 39839.9 | 1.3719 | 4094.66 | 1.0273 | 17435.5 | 1.4169 | 3698.41 | 0.70757 | 0 | 3698.41 | 343.972 | 1.4256 | 12259.5 | 13974.2 | 0.70973 | 32722.2 | 11990.8 | 0
5994 | 0.25682 | 39873 | 0.14744 | 7690.19 | 0.13162 | 18755 | 0.46317 | 5915.48 | 0.31954 | 0 | 5915.48 | 0 | 0.48806 | 14760 | 15270.2 | 0.27677 | 30816.7 | 8686.49 | 0
5995 | 0 | 39974.5 | 0 | 12237.6 | 0 | 0 | 0 | 15688.2 | 0 | 0 | 15688.2 | 3008.24 | 0 | 9316.23 | 14684.8 | 0.014683 | 30746.3 | 11782.1 | 1549.89
5996 | 0 | 40053.4 | 0 | 40040.9 | 0 | 1495.99 | 0 | 11808.2 | 0 | 0 | 11808.2 | 11915.3 | 0 | 14420.6 | 33350 | 0 | 32488.6 | 9866.66 | 16055.5
5997 | 0 | 40053.4 | 0 | 38335 | 0 | 0 | 0 | 0 | 0 | 49.7488 | 0 | 6223.98 | 0 | 21092.4 | 33124.3 | 0 | 35234.1 | 8815.88 | 34953.3
5998 | 0 | 40053.4 | 0 | 28774.4 | 0 | 4130.19 | 0 | 1774.27 | 0 | 1162.02 | 1774.27 | 0 | 0 | 21003.3 | 27848.2 | 0 | 36598.6 | 7393.99 | 39459.3
5999 | 0 | 40053.4 | 0 | 12247.7 | 0 | 6227.6 | 0 | 1851.58 | 0 | 493.563 | 1851.58 | 0 | 0 | 24752.5 | 25735 | 0 | 38346.5 | 6747.66 | 38054.4
6000 | 0 | 39581.2 | 0 | 2892.51 | 0 | 4431.3 | 0 | 12572.5 | 0 | 210.202 | 12572.5 | 0 | 0 | 26493.2 | 21081.8 | 0 | 38659.2 | 2716.12 | 39547.6
6001 | 0 | 39565.5 | 0 | 0 | 0 | 1665.06 | 0 | 7865.92 | 0 | 0 | 7865.92 | 0 | 0 | 28777.6 | 21647 | 0 | 38319.6 | 0 | 39876.4
6002 | 0 | 39062.8 | 0 | 6137.09 | 0 | 0 | 0 | 7307.72 | 0 | 0 | 7307.72 | 0 | 0 | 31955.8 | 23727.6 | 0 | 38931.5 | 1761.5 | 38507.5
6003 | 0 | 22060.2 | 0 | 4736.61 | 0 | 0 | 0 | 13362.4 | 0 | 1326.63 | 13362.4 | 0 | 0 | 31935.8 | 16034.3 | 0 | 39118.8 | 14166.8 | 37308.5
6004 | 0 | 0 | 0 | 3594.47 | 0 | 0 | 0 | 4229.37 | 0 | 3207.73 | 4229.37 | 0 | 0 | 34405.4 | 17554.8 | 0 | 38498.5 | 26857 | 37308.5
6005 | 0 | 4781.46 | 0 | 1857.19 | 0 | 0 | 0 | 8941.39 | 0 | 6911.86 | 8941.39 | 0 | 0 | 31677.7 | 11669.1 | 0 | 34383.8 | 30506.9 | 33649.3
6006 | 0 | 5482.61 | 0 | 3190.57 | 0.046745 | 0 | 0 | 522.59 | 0 | 4070.06 | 522.59 | 0 | 0 | 28023.5 | 20030.2 | 0 | 24738.8 | 33744.1 | 28262
6007 | 0.34637 | 5995.16 | 0.32187 | 5166.63 | 0.77753 | 0 | 0.24978 | 0 | 0.10209 | 4476.46 | 0 | 0 | 0.19656 | 30748.8 | 17356.8 | 0.099791 | 16800.5 | 26433.4 | 12894
6008 | 1.2292 | 0 | 1.2613 | 609.994 | 1.8989 | 0 | 1.1402 | 0 | 0.1453 | 1016.13 | 0 | 0 | 0.67544 | 29460.4 | 18591.5 | 0.31983 | 10667.2 | 13672.1 | 1594.94
6009 | 2.5605 | 0 | 2.2522 | 0 | 2.8267 | 0 | 2.0909 | 0 | 0.63979 | 0 | 0 | 0 | 1.939 | 28206.1 | 6022.3 | 0.53548 | 9035.38 | 1507.3 | 0
6010 | 3.3762 | 0 | 3.0403 | 0 | 3.4895 | 0 | 2.8277 | 0 | 2.1428 | 0 | 0 | 0 | 2.6786 | 26083.9 | 5149.48 | 0.9097 | 9261.22 | 4033.3 | 0
6011 | 2.2009 | 0 | 3.5481 | 0 | 3.9086 | 0 | 2.3231 | 0 | 2.7297 | 0 | 0 | 0 | 3.1948 | 20913.9 | 3679.34 | 1.081 | 6281.69 | 9804.67 | 0
6012 | 2.7792 | 0 | 3.9018 | 0 | 4.0547 | 0 | 1.1458 | 7544.62 | 3.3803 | 0 | 7544.62 | 0 | 2.9 | 16544.8 | 2186.29 | 1.4225 | 6028.06 | 24196.3 | 0
6013 | 0.93891 | 0 | 3.3453 | 0 | 3.944 | 0 | 1.7582 | 3899.86 | 3.4538 | 0 | 3899.86 | 0 | 2.9042 | 14246.9 | 4396.21 | 0.85418 | 4046.69 | 35815.7 | 0
6014 | 1.9517 | 3460.27 | 3.6247 | 0 | 3.5806 | 1341.54 | 3.3468 | 11559.3 | 2.3223 | 0 | 11559.3 | 0 | 1.9196 | 12492.8 | 2264.56 | 2.7513 | 2264.28 | 35736.9 | 0
6015 | 2.5476 | 1998.41 | 0.46942 | 0 | 2.9568 | 13323.3 | 2.9031 | 10728.9 | 2.7688 | 0 | 10728.9 | 3758.07 | 2.1516 | 12270.3 | 3001.38 | 1.2936 | 2223.35 | 34658.1 | 0
6016 | 2.4714 | 3285.29 | 0.07886 | 0 | 2.0746 | 30994.8 | 2.2294 | 5736.81 | 2.1299 | 0 | 5736.81 | 1404.67 | 0.46759 | 12350.3 | 4612.53 | 0.45065 | 2265.28 | 36153.3 | 0
6017 | 0.43668 | 3817.92 | 0.023179 | 0 | 0.99918 | 2453.44 | 1.3352 | 8528.49 | 1.3086 | 0 | 8528.49 | 4112.63 | 0.051245 | 10599 | 3895.98 | 0.70069 | 2074.35 | 35342.9 | 13562
6018 | 0.18263 | 11846.7 | 0.012944 | 0 | 0.12092 | 577.346 | 0.43312 | 2700.81 | 0.46585 | 0 | 2700.81 | 660.412 | 0.12425 | 14599 | 3827.25 | 0.33463 | 1886.01 | 34468 | 38180.2
6019 | 0 | 24090.2 | 0 | 2226.62 | 0 | 0 | 0 | 25383.5 | 0 | 0 | 25383.5 | 0 | 0 | 18277 | 1486.14 | 0.017325 | 2650.49 | 33786 | 32048.1
6020 | 0 | 2569.36 | 0 | 13781.1 | 0 | 3054.83 | 0 | 29596.7 | 0 | 0 | 29596.7 | 0 | 0 | 17632 | 11706 | 0 | 0 | 33604.3 | 38495.4
6021 | 0 | 1199.67 | 0 | 26584.3 | 0 | 0 | 0 | 19854.1 | 0 | 0 | 19854.1 | 0 | 0 | 17091.2 | 2288.13 | 0 | 0 | 37146.5 | 39830.6
6022 | 0 | 0 | 0 | 27776.8 | 0 | 951.391 | 0 | 18006.4 | 0 | 0 | 18006.4 | 0 | 0 | 19344.9 | 3572.4 | 0 | 2718.39 | 39509.9 | 40053.4
6023 | 0 | 0 | 0 | 22158.8 | 0 | 0 | 0 | 7130.13 | 0 | 0 | 7130.13 | 0 | 0 | 18184.4 | 8502.96 | 0 | 7607.95 | 39733.8 | 39918.2
6024 | 0 | 4999.68 | 0 | 23837 | 0 | 0 | 0 | 9094.89 | 0 | 0 | 9094.89 | 0 | 0 | 18932 | 2780.7 | 0 | 4792.93 | 39543.3 | 39331.5
6025 | 0 | 20203.5 | 0 | 29754.9 | 0 | 0 | 0 | 3385.98 | 0 | 0 | 3385.98 | 0 | 0 | 14683 | 11546.2 | 0 | 4733.46 | 39143 | 37841.4
6026 | 0 | 21954.9 | 0 | 30013.1 | 0 | 0 | 0 | 3208.68 | 0 | 0 | 3208.68 | 0 | 0 | 16935.4 | 34460.6 | 0 | 6499.31 | 38096.5 | 28118.4
6027 | 0 | 5090.07 | 0 | 28930.1 | 0 | 0 | 0 | 0 | 0 | 0 | 0 | 0 | 0 | 22322.3 | 12365.6 | 0 | 7260.41 | 38582 | 32579.4
6028 | 0 | 763.858 | 0 | 24992.4 | 0 | 878.225 | 0 | 0 | 0 | 0 | 0 | 0 | 0 | 12083.9 | 17829.8 | 0 | 7362.64 | 37803.2 | 29669.4
6029 | 0 | 2377.42 | 0 | 19450.7 | 0 | 0 | 0 | 0 | 0 | 0 | 0 | 0 | 0 | 25550.9 | 8747.07 | 0 | 11357.6 | 37717.8 | 17623.6
6030 | 0 | 2391.29 | 0 | 17371.4 | 0.046097 | 0 | 0 | 0 | 0 | 0 | 0 | 0 | 0 | 35444 | 11275.7 | 0 | 16445.5 | 37599 | 8154.42
6031 | 0.34181 | 2312.26 | 0.25943 | 16468.9 | 0.75286 | 0 | 0.033529 | 0 | 0.17006 | 0 | 0 | 0 | 0.20511 | 38570.2 | 4536.25 | 0.17476 | 12011.1 | 25895.2 | 16411.6
6032 | 1.5385 | 0 | 0.82271 | 6380.98 | 1.8551 | 0 | 0.067983 | 0 | 0.95941 | 84.5733 | 0 | 0 | 1.1495 | 34616.3 | 8485.95 | 0.91561 | 8917.92 | 22226.4 | 8431.1
6033 | 2.6375 | 0 | 1.3871 | 15973.1 | 2.8039 | 0 | 0.56649 | 0 | 1.8777 | 0 | 0 | 0 | 2.1668 | 25247 | 11258.4 | 1.9741 | 6209.68 | 20034.3 | 1494.99
6034 | 3.4833 | 1298.09 | 2.0429 | 8614.7 | 2.776 | 463.858 | 0.55881 | 0 | 2.4065 | 0 | 0 | 0 | 2.9253 | 27353.3 | 7607.6 | 2.5894 | 8616.3 | 24098.2 | 2271.64
6035 | 4.0354 | 605.294 | 3.6091 | 4964.69 | 3.9126 | 724.967 | 0.95514 | 515.816 | 3.1669 | 0 | 515.816 | 0 | 3.4381 | 28515.7 | 3439.19 | 2.8611 | 12989 | 25976.4 | 0
6036 | 4.319 | 1041.68 | 2.1116 | 2527.92 | 3.651 | 1016.71 | 2.1461 | 3962.86 | 2.9672 | 0 | 3962.86 | 0 | 3.6952 | 38155 | 0 | 3.2209 | 11954.1 | 25256.7 | 0
6037 | 4.2927 | 2009.56 | 1.0012 | 4880.12 | 3.9673 | 898.194 | 0.52379 | 5123.63 | 2.9512 | 0 | 5123.63 | 0 | 3.726 | 33324.6 | 0 | 3.8416 | 18381.8 | 25399.8 | 0
6038 | 3.9709 | 7848.78 | 3.6632 | 4492.09 | 3.5952 | 0 | 1.1424 | 5030.66 | 2.8452 | 0 | 5030.66 | 0 | 3.1086 | 30973.5 | 0 | 1.0953 | 22379.5 | 30471.5 | 0
6039 | 3.3857 | 19532.5 | 3.1446 | 5903.25 | 2.9528 | 656.497 | 0.82909 | 6120.98 | 0.70501 | 0 | 6120.98 | 711.149 | 1.8534 | 35388 | 0 | 1.8581 | 22243.4 | 34263.9 | 0
6040 | 2.5215 | 34385 | 2.3508 | 3394.66 | 2.0487 | 1240.2 | 0.55412 | 9036.82 | 2.0058 | 65.2756 | 9036.82 | 3422.92 | 1.208 | 26897 | 0 | 1.4739 | 14492.7 | 35886.3 | 0
6041 | 1.1856 | 38059.5 | 0.58159 | 2735.54 | 0.96274 | 2679.41 | 0.28136 | 10343.7 | 1.2599 | 682.616 | 10343.7 | 3545.59 | 0.32989 | 35509.1 | 601.767 | 1.0119 | 8488.13 | 35846.6 | 5549.36
6042 | 0.23708 | 38386.6 | 0.30462 | 8739.17 | 0.1195 | 3880.15 | 0.038095 | 12123 | 0.12709 | 87.3317 | 12123 | 2003.32 | 0.019912 | 36396.3 | 741.631 | 0.52865 | 4334.1 | 36142.6 | 24527.1
6043 | 0 | 38538.1 | 0 | 18879.4 | 0 | 2796.78 | 0 | 26268.4 | 0 | 357.053 | 26268.4 | 1499.1 | 0 | 35600.1 | 457.401 | 0 | 7933.1 | 38039.4 | 36546.2
6044 | 0 | 37713 | 0 | 24000.4 | 0 | 753.56 | 0 | 23953.7 | 0 | 1050.78 | 23953.7 | 1137.99 | 0 | 38889.6 | 1937.19 | 0 | 8185.5 | 39367.4 | 31142.3
6045 | 0 | 21211.3 | 0 | 27445 | 0 | 1295.47 | 0 | 22262.5 | 0 | 2016.07 | 22262.5 | 978.204 | 0 | 39951.6 | 0 | 0 | 5383.3 | 39664.1 | 27991.4
6046 | 0 | 23646.1 | 0 | 23323.8 | 0 | 0 | 0 | 20675.3 | 0 | 8031.76 | 20675.3 | 1775.87 | 0 | 40053.4 | 0 | 0 | 3096.03 | 39750.5 | 38170.8
6047 | 0 | 20156.3 | 0 | 25377.6 | 0 | 14722 | 0 | 19118.7 | 0 | 10116.9 | 19118.7 | 1771.57 | 0 | 40053.4 | 6019.41 | 0 | 2237.03 | 39655.4 | 37961.1
6048 | 0 | 13474.3 | 0 | 32423 | 0 | 7620.66 | 0 | 17435.5 | 0 | 3965.38 | 17435.5 | 0 | 0 | 40053.4 | 10183 | 0 | 4318.41 | 39542 | 37549.4
6049 | 0 | 12543.5 | 0 | 35371.3 | 0 | 3019.89 | 0 | 11647.6 | 0 | 1984.1 | 11647.6 | 0 | 0 | 40053.4 | 12986.2 | 0 | 8485.58 | 39559.8 | 27973
6050 | 0 | 11554.3 | 0 | 35971.8 | 0 | 614.462 | 0 | 18833.2 | 0 | 2341.5 | 18833.2 | 0 | 0 | 40053.4 | 6023.05 | 0 | 8612.7 | 39413.6 | 37308.6
6051 | 0 | 9239.99 | 0 | 31248 | 0 | 0 | 0 | 20429.2 | 0 | 1788.5 | 20429.2 | 0 | 0 | 40053.4 | 2089.37 | 0 | 4858.11 | 39884.3 | 33834.2
6052 | 0 | 7466.57 | 0 | 25545.7 | 0 | 0 | 0 | 20599.4 | 0 | 896.103 | 20599.4 | 0 | 0 | 39608.5 | 12789.4 | 0 | 4947.55 | 39667.5 | 25987.6
6053 | 0 | 8229.36 | 0 | 31967.9 | 0 | 0 | 0 | 18274.5 | 0 | 0 | 18274.5 | 0 | 0 | 38262.3 | 948.699 | 0 | 6190.27 | 38523.6 | 24682.6
6054 | 0 | 5102.67 | 0 | 26900.1 | 0.046193 | 0 | 0 | 21950.7 | 0 | 0 | 21950.7 | 0 | 0 | 37933.6 | 475.271 | 0 | 8129.98 | 35678.3 | 23127.6
6055 | 0.38932 | 2776.18 | 0.0064406 | 21136.8 | 0.7293 | 0 | 0.24805 | 18710.9 | 0.16537 | 0 | 18710.9 | 0 | 0.1984 | 38567 | 2280.07 | 0.20671 | 7507.19 | 33465.2 | 11033.8
6056 | 1.5004 | 0 | 0.83985 | 8263.11 | 1.8127 | 0 | 1.2016 | 14708.6 | 0.96765 | 0 | 14708.6 | 0 | 1.1366 | 39096.1 | 419.44 | 1.1122 | 6449.78 | 30204 | 10037.6
6057 | 2.5874 | 2214.76 | 0.076992 | 9590.98 | 2.7619 | 0 | 2.2085 | 8926.15 | 1.8923 | 0 | 8926.15 | 0 | 2.1703 | 39327.7 | 0 | 2.1747 | 5972.61 | 15863.8 | 4545.54
6058 | 3.415 | 0 | 0.11945 | 10736.5 | 1.7278 | 1999.09 | 2.9676 | 7178.83 | 2.6743 | 0 | 7178.83 | 0 | 2.9515 | 39723.3 | 0 | 3.0288 | 7610.45 | 7941.81 | 728.096
6059 | 3.9388 | 1211.76 | 0.67213 | 7802.45 | 3.3795 | 3003.81 | 3.485 | 4431.93 | 3.2029 | 0 | 4431.93 | 0 | 3.4907 | 39506.3 | 0 | 1.7277 | 7363.37 | 6323.92 | 0
6060 | 4.2083 | 1375.76 | 0.23978 | 13054.5 | 0.2331 | 2093.74 | 3.7447 | 6881.02 | 2.9923 | 0 | 6881.02 | 0 | 3.7641 | 39482 | 0 | 2.4197 | 8227.77 | 6833.72 | 0
6061 | 4.186 | 0 | 0.79417 | 22710.7 | 0.31198 | 2818.27 | 3.7673 | 10211.5 | 2.8225 | 0 | 10211.5 | 0 | 3.8113 | 39124.1 | 2942.65 | 3.9929 | 12215.5 | 11876.1 | 0
6062 | 3.9068 | 5697.29 | 0.61181 | 25816.6 | 0.082594 | 5786.95 | 2.5268 | 12971.4 | 3.2251 | 0 | 12971.4 | 0 | 3.6043 | 38909.4 | 4035.45 | 3.7603 | 13879.2 | 19795.2 | 0
6063 | 3.3409 | 7979.69 | 0.59226 | 30583.3 | 0.051143 | 6875.87 | 1.8215 | 9090.2 | 2.8013 | 0 | 9090.2 | 1953.7 | 3.1739 | 37943.6 | 3676.05 | 3.2556 | 15902.7 | 25991.2 | 2433.5
6064 | 1.677 | 8993.65 | 0.59687 | 35954.1 | 0.18228 | 8221.32 | 2.4048 | 9673.87 | 2.1439 | 0 | 9673.87 | 882.751 | 2.4921 | 38246.9 | 8812.7 | 2.5087 | 14962.3 | 29571.6 | 7665
6065 | 1.2779 | 7577.19 | 0.74876 | 31249.4 | 0.15867 | 8397.72 | 1.0333 | 10856.1 | 1.2822 | 0 | 10856.1 | 0 | 1.5517 | 39387.9 | 13602.6 | 1.544 | 19138.8 | 26362.4 | 23884.6
6066 | 0.34897 | 7769.02 | 0.2466 | 22385.9 | 0.079926 | 8642.37 | 0.28921 | 6901.23 | 0.43482 | 0 | 6901.23 | 778.058 | 0.49528 | 38923.2 | 13135.6 | 0.52167 | 24426.8 | 22708.3 | 37523.8
6067 | 0 | 8140.58 | 0 | 14913.2 | 0 | 18249.1 | 0 | 7339.95 | 0 | 309.164 | 7339.95 | 3475.51 | 0 | 39092.9 | 9497.34 | 0 | 28195.5 | 19394.6 | 39284.2
6068 | 0 | 12649.2 | 0 | 17923.6 | 0 | 1201.28 | 0 | 9316.74 | 0 | 1841.13 | 9316.74 | 0 | 0 | 38880.2 | 14744.6 | 0 | 20119.9 | 30492.9 | 39615.2
6069 | 0 | 22443.7 | 0 | 15637.1 | 0 | 6086.59 | 0 | 21583.9 | 0 | 0 | 21583.9 | 0 | 0 | 38849.4 | 15585.4 | 0 | 14945.2 | 36473.9 | 38875
6070 | 0 | 21935 | 0 | 28967.3 | 0 | 0 | 0 | 12011.5 | 0 | 1749.88 | 12011.5 | 0 | 0 | 33537.4 | 7642.27 | 0 | 16007.9 | 36015.8 | 39183
6071 | 0 | 20457.2 | 0 | 37617 | 0 | 0 | 0 | 12023.2 | 0 | 1764.89 | 12023.2 | 0 | 0 | 38277.2 | 7019.84 | 0 | 12417.4 | 37092.1 | 35904.4
6072 | 0 | 24449.2 | 0 | 38536.7 | 0 | 0 | 0 | 11850.4 | 0 | 7094.3 | 11850.4 | 0 | 0 | 37881.5 | 10943.2 | 0 | 9946.02 | 38502.4 | 38385.9
6073 | 0 | 24941.9 | 0 | 37993.6 | 0 | 24017.8 | 0 | 8413.01 | 0 | 22371.3 | 8413.01 | 0 | 0 | 38530.8 | 11009.6 | 0 | 14647.9 | 37764.3 | 34993.5
6074 | 0 | 19243 | 0 | 33905.8 | 0 | 2002.3 | 0 | 9241.83 | 0 | 22727.9 | 9241.83 | 0 | 0 | 34840.7 | 13603.1 | 0 | 16083.2 | 36508.8 | 33003.1
6075 | 0 | 22358.8 | 0 | 31009.2 | 0 | 88.1735 | 0 | 8812.29 | 0 | 19748.7 | 8812.29 | 0 | 0 | 29119.3 | 15921.7 | 0 | 15218.8 | 33198.9 | 33706.4
6076 | 0 | 24880.2 | 0 | 25694.2 | 0 | 0 | 0 | 9357.16 | 0 | 12041.3 | 9357.16 | 0 | 0 | 29348.2 | 16672.6 | 0 | 18051.3 | 26448.2 | 38193.1
6077 | 0 | 17813.2 | 0 | 24113.6 | 0 | 0 | 0 | 7962.32 | 0 | 8731.06 | 7962.32 | 0 | 0 | 21687.5 | 18614.3 | 0 | 20988.4 | 22613.8 | 38599.8
6078 | 0 | 13474.9 | 0 | 26612.2 | 0.049239 | 0 | 0 | 8561.77 | 0 | 2178.21 | 8561.77 | 0 | 0 | 26834 | 22936.9 | 0 | 23874.2 | 18743.7 | 39056.2
6079 | 0.39858 | 10246.2 | 0.010026 | 30490.5 | 0.69039 | 0 | 0.23713 | 7408.41 | 0.16574 | 1734.09 | 7408.41 | 0 | 0.19652 | 33325.6 | 20166.6 | 0.1912 | 20688.3 | 4738.28 | 31133.5
6080 | 1.5295 | 5921.29 | 0.97345 | 38166.3 | 1.7433 | 0 | 0.48447 | 3146.79 | 0.97087 | 1518.9 | 3146.79 | 0 | 1.1576 | 33062.7 | 10721.5 | 1.0567 | 10899.4 | 1958.01 | 9610.5
6081 | 2.6144 | 9141.4 | 0.79258 | 33652.9 | 2.6743 | 0 | 0.50716 | 1026.08 | 1.0921 | 0 | 1026.08 | 0 | 2.1833 | 32892.2 | 1789.43 | 1.7358 | 7275.77 | 0 | 1391.96
6082 | 3.4318 | 16592 | 1.5005 | 22672.1 | 3.3589 | 0 | 0.75677 | 1260.25 | 2.7275 | 0 | 1260.25 | 0 | 2.9609 | 28472 | 1722.85 | 2.9083 | 9670.42 | 0 | 3694.12
6083 | 3.9549 | 16313.9 | 2.9596 | 10396.3 | 3.7414 | 1793.56 | 0.46231 | 69.7671 | 3.2642 | 0 | 69.7671 | 0 | 3.4729 | 24927.5 | 4446.58 | 3.471 | 13242.5 | 0 | 0
6084 | 4.2037 | 7663.43 | 1.4785 | 4187.11 | 3.8844 | 2492.64 | 0.74831 | 630.222 | 2.6997 | 0 | 630.222 | 0 | 3.7419 | 11192.3 | 5626.81 | 3.7589 | 17110.1 | 0 | 0
6085 | 3.0074 | 4588.84 | 0.30576 | 4634.48 | 3.3335 | 0 | 1.2418 | 1005.88 | 3.5742 | 0 | 1005.88 | 0 | 3.768 | 9991.42 | 8793.64 | 3.7793 | 18608.7 | 0 | 0
6086 | 3.1383 | 4658.61 | 1.182 | 3553.08 | 2.1436 | 4635.17 | 0.72172 | 20361.7 | 3.3212 | 0 | 20361.7 | 0 | 3.573 | 9118.3 | 12607.1 | 3.5334 | 23727.5 | 0 | 662.156
6087 | 2.1613 | 6634.46 | 2.6935 | 1275.84 | 1.745 | 4525.74 | 0.39744 | 10377.6 | 2.8603 | 0 | 10377.6 | 0 | 3.1329 | 25235.6 | 11334.7 | 3.0323 | 26375.5 | 0 | 4372.78
6088 | 1.7095 | 9173.32 | 1.0566 | 1561.84 | 1.9479 | 199.174 | 0.60113 | 6734.22 | 2.174 | 0 | 6734.22 | 0 | 2.4409 | 36189.2 | 11882.9 | 2.3201 | 26375.3 | 0 | 16567
6089 | 0.93809 | 9234.26 | 0.81271 | 3285.46 | 0.89919 | 0 | 0.15692 | 1888.59 | 0.92047 | 0 | 1888.59 | 26400.7 | 1.5063 | 37067.1 | 7840.41 | 1.1164 | 33066.1 | 0 | 26814.6
6090 | 0.29102 | 14526.5 | 0.29623 | 8252.26 | 0.09743 | 2806.22 | 0.37361 | 2754.98 | 0.20753 | 0 | 2754.98 | 6626.87 | 0.47348 | 35144.8 | 1085.07 | 0.39943 | 37238.4 | 1518.29 | 35017.3
6091 | 0 | 20655.9 | 0 | 16089.6 | 0 | 0 | 0 | 944.285 | 0 | 637.33 | 944.285 | 0 | 0 | 34057.5 | 3482.19 | 0 | 37332.1 | 4825.47 | 34907.2
6092 | 0 | 30544.5 | 0 | 26622.4 | 0 | 0 | 0 | 1101.25 | 0 | 2579.22 | 1101.25 | 0 | 0 | 31320.3 | 9500.9 | 0 | 30649.7 | 2952.02 | 37640.6
6093 | 0 | 28975 | 0 | 33212.4 | 0 | 1056.68 | 0 | 2132.94 | 0 | 7119.66 | 2132.94 | 0 | 0 | 28027.6 | 32738.7 | 0 | 17916.1 | 4975.18 | 39131.5
6094 | 0 | 31785.6 | 0 | 38355.4 | 0 | 2477.16 | 0 | 0 | 0 | 13626.3 | 0 | 0 | 0 | 21932 | 27988.1 | 0 | 23652.7 | 8707.91 | 38387
6095 | 0 | 12266.7 | 0 | 36698 | 0 | 0 | 0 | 0 | 0 | 23797.2 | 0 | 0 | 0 | 38718 | 27981.7 | 0 | 20914.7 | 6538.12 | 34650.3
6096 | 0 | 3395.4 | 0 | 37120 | 0 | 0 | 0 | 0 | 0 | 25529.7 | 0 | 0 | 0 | 39317.9 | 3115.63 | 0 | 29578.4 | 1839.24 | 30622.5
6097 | 0 | 6352.21 | 0 | 34379.9 | 0 | 0 | 0 | 0 | 0 | 24926.6 | 0 | 0 | 0 | 39296.2 | 8888 | 0 | 32240.9 | 73.3431 | 37459.7
6098 | 0 | 5526.17 | 0 | 38168 | 0 | 0 | 0 | 2713.92 | 0 | 22101.7 | 2713.92 | 0 | 0 | 32630.6 | 13391.3 | 0 | 32121.5 | 0 | 37842.4
6099 | 0 | 1792.97 | 0 | 37104.2 | 0 | 0 | 0 | 11426.3 | 0 | 15366 | 11426.3 | 0 | 0 | 34975.4 | 10230.4 | 0 | 33444.2 | 739.09 | 36407.6
6100 | 0 | 263.081 | 0 | 37068.9 | 0 | 0 | 0 | 6473.33 | 0 | 18284.8 | 6473.33 | 0 | 0 | 31640.9 | 11523.3 | 0 | 34676.7 | 1617.23 | 29297.3
6101 | 0 | 0 | 0 | 33349.2 | 0 | 0 | 0 | 3884.76 | 0 | 19157.2 | 3884.76 | 0 | 0 | 27626.3 | 8815.88 | 0 | 34483.5 | 689.66 | 23965
6102 | 0 | 732.791 | 0 | 20005.6 | 0.043057 | 0 | 0 | 5703.78 | 0 | 15949.8 | 5703.78 | 0 | 0 | 25474.4 | 9461.22 | 0 | 34311.8 | 0 | 18486.5
6103 | 0.38197 | 1622.78 | 0.28046 | 8299.19 | 0.73878 | 0 | 0.01281 | 1966.21 | 0.088067 | 11557.8 | 1966.21 | 0 | 0.1907 | 20713.8 | 11099.8 | 0.13008 | 33916.4 | 1127.55 | 22175.1
6104 | 1.4994 | 0 | 1.0388 | 846.787 | 1.8616 | 0 | 0.14748 | 7696.03 | 0.2919 | 3612.07 | 7696.03 | 0 | 1.1281 | 18186.2 | 6023.58 | 1.043 | 27773.7 | 0 | 12383.5
6105 | 2.5424 | 0 | 2.3298 | 0 | 2.8049 | 0 | 0.3488 | 3092.06 | 0.39923 | 0 | 3092.06 | 0 | 2.142 | 15526.3 | 1247.69 | 2.0761 | 16626.9 | 0 | 6062.02
6106 | 3.2833 | 389.211 | 3.1725 | 0 | 3.4749 | 0 | 0.58329 | 9323.5 | 2.1351 | 430.43 | 9323.5 | 0 | 2.8953 | 10549.9 | 2003.08 | 2.9343 | 30806 | 0 | 4204.41
6107 | 3.7114 | 2737.76 | 3.7553 | 779.917 | 3.884 | 0 | 0.41011 | 7895.84 | 3.2688 | 882.741 | 7895.84 | 3055.6 | 3.4222 | 9824.16 | 7655.88 | 3.5377 | 29580 | 0 | 2844.76
6108 | 3.9213 | 6998.4 | 4.0756 | 0 | 4.0213 | 0 | 0.76556 | 8632.83 | 3.5774 | 1013.99 | 8632.83 | 4389.88 | 3.6883 | 5516.17 | 7318.7 | 2.3321 | 32737.1 | 0 | 1120.64
6109 | 3.9577 | 8833.92 | 4.0681 | 0 | 3.8975 | 0 | 0.90709 | 10004.3 | 2.5582 | 1808.85 | 10004.3 | 5436.42 | 3.7188 | 6546.42 | 15108.2 | 3.9259 | 33873.7 | 0 | 1920.98
6110 | 3.7123 | 8795.79 | 2.0123 | 0 | 3.5204 | 0 | 0.84217 | 15852 | 2.7686 | 1769.9 | 15852 | 6101.9 | 3.4886 | 2667.8 | 16423.9 | 3.6962 | 31969.6 | 390.953 | 1374.75
6111 | 3.1872 | 9898.99 | 2.3974 | 0 | 2.8867 | 1714.23 | 0.13478 | 31784.1 | 2.2295 | 2281.59 | 31784.1 | 7565.53 | 3.0541 | 1214.93 | 14536.9 | 3.2197 | 36106.5 | 0 | 3364.42
6112 | 2.4038 | 8924.01 | 0.51544 | 0 | 2.0071 | 0 | 0.51592 | 5118.35 | 0.88315 | 3085 | 5118.35 | 6646.71 | 2.3827 | 1380.77 | 9206.66 | 2.4853 | 39038.5 | 0 | 5520.73
6113 | 1.3656 | 5929.55 | 0.17951 | 0 | 0.72233 | 3631.92 | 0.323 | 0 | 0.67045 | 28904.5 | 0 | 4997.21 | 1.463 | 831.349 | 7704.45 | 1.5086 | 39332.9 | 3463.93 | 12768.4
6114 | 0.30941 | 7831.62 | 0.3119 | 0 | 0.074874 | 5948.44 | 0.16224 | 1193.86 | 0.10686 | 18046.6 | 1193.86 | 11781.4 | 0.44636 | 880.757 | 10544.8 | 0.48989 | 39520.2 | 12332.9 | 24010.2
6115 | 0 | 10057.1 | 0 | 2757.45 | 0 | 379.079 | 0 | 3574.71 | 0 | 6783.08 | 3574.71 | 19493.4 | 0 | 455.437 | 18101.6 | 0 | 38596.9 | 26178.8 | 35219.6
6116 | 0 | 14718.4 | 0 | 4124.22 | 0 | 1742.88 | 0 | 8070.03 | 0 | 10076.3 | 8070.03 | 22348.7 | 0 | 0 | 16970.8 | 0 | 38668.5 | 31839.3 | 39108.8
6117 | 0 | 7397.48 | 0 | 13077.3 | 0 | 1934.08 | 0 | 8038.2 | 0 | 4261.46 | 8038.2 | 7535.83 | 0 | 0 | 11436.7 | 0 | 37908.8 | 32074.3 | 36988.9
6118 | 0 | 12827.6 | 0 | 33401.4 | 0 | 0 | 0 | 3143.96 | 0 | 10002 | 3143.96 | 946.154 | 0 | 0 | 6854.01 | 0 | 38399.3 | 25923.6 | 38840.5
6119 | 0 | 13755.3 | 0 | 36394.8 | 0 | 0 | 0 | 9038.68 | 0 | 9321.69 | 9038.68 | 1838.45 | 0 | 0 | 7064.81 | 0 | 38163.6 | 22086.1 | 37050.4
6120 | 0 | 6263.59 | 0 | 37211.8 | 0 | 0 | 0 | 10386 | 0 | 5218.26 | 10386 | 3529.46 | 0 | 0 | 5299.5 | 0 | 39010.3 | 18682.4 | 34359.7
6121 | 0 | 0 | 0 | 36403.5 | 0 | 0 | 0 | 14894.5 | 0 | 5826.04 | 14894.5 | 0 | 0 | 0 | 1091.82 | 0 | 39180 | 12990.3 | 33580.7
6122 | 0 | 0 | 0 | 34207 | 0 | 0 | 0 | 17209.5 | 0 | 0 | 17209.5 | 0 | 0 | 0 | 795.222 | 0 | 40023.6 | 11731.8 | 37586.8
6123 | 0 | 7249.37 | 0 | 22740.8 | 0 | 0 | 0 | 9259.28 | 0 | 3833.37 | 9259.28 | 13563.6 | 0 | 320.665 | 338.835 | 0 | 40053.4 | 6291.58 | 38972.1
6124 | 0 | 17176.4 | 0 | 14036.7 | 0 | 0 | 0 | 11094.8 | 0 | 0 | 11094.8 | 0 | 0 | 941.464 | 0 | 0 | 40053.4 | 8195.19 | 37598
6125 | 0 | 28099 | 0 | 8357.31 | 0 | 0 | 0 | 12989.6 | 0 | 0 | 12989.6 | 5657.18 | 0 | 8.5072 | 0 | 0 | 40053.4 | 4056.87 | 36200.3
6126 | 0 | 11844.4 | 0 | 6402.02 | 0 | 0 | 0 | 8988.83 | 0 | 873.358 | 8988.83 | 4332.48 | 0 | 0 | 0 | 0 | 40053.4 | 1417.16 | 34227.9
6127 | 0.37862 | 2619.21 | 0.32447 | 4970.18 | 0.02792 | 0 | 0.21047 | 8455.9 | 0.039016 | 0 | 8455.9 | 4777.49 | 0.18577 | 0 | 0 | 0.17918 | 40053.4 | 0 | 36111.9
6128 | 1.4995 | 3112.08 | 1.4046 | 307.477 | 0.2565 | 0 | 0.36949 | 9527.91 | 0.52942 | 890.114 | 9527.91 | 0 | 1.1005 | 867.834 | 0 | 1.086 | 40053.4 | 0 | 25061.9
6129 | 2.5323 | 873.379 | 2.4852 | 645.424 | 1.0915 | 0 | 1.2651 | 9965.07 | 0.37673 | 522.011 | 9965.07 | 832.575 | 2.1051 | 2106.81 | 0 | 2.1462 | 40053.4 | 385.692 | 16968
6130 | 3.2512 | 0 | 3.3219 | 3295.24 | 0.67836 | 0 | 0.61187 | 8189.87 | 0.3863 | 2607.17 | 8189.87 | 9604.96 | 2.8786 | 888.693 | 0 | 2.1496 | 40053.4 | 2502.79 | 13425.8
6131 | 3.7508 | 0 | 3.8913 | 3867.41 | 3.6354 | 356.296 | 1.4827 | 8370.25 | 0.13108 | 4936 | 8370.25 | 15828.2 | 3.4013 | 0 | 0 | 1.4335 | 40053.4 | 1754.29 | 2552.25
6132 | 4.0259 | 0 | 3.7394 | 2087.64 | 3.0112 | 0 | 1.3745 | 11609.3 | 0.4425 | 4880.15 | 11609.3 | 13039.5 | 3.6708 | 1578.5 | 0 | 2.9352 | 40053.4 | 1482.48 | 1907.73
6133 | 4.0213 | 0 | 4.1493 | 1374.54 | 1.9199 | 565.721 | 2.4008 | 17085.1 | 0.55781 | 7607.36 | 17085.1 | 14096.2 | 3.6913 | 450.818 | 91.4049 | 3.9759 | 40053.4 | 1208.24 | 978.085
6134 | 3.7149 | 0 | 3.8505 | 2483.37 | 0.23781 | 0 | 0.56954 | 14007 | 0.44084 | 8474.46 | 14007 | 13537.7 | 3.47 | 2558.83 | 93.1691 | 3.756 | 40053.4 | 0 | 1629.07
6135 | 3.1392 | 39.1157 | 3.2674 | 3615.9 | 0.53044 | 0 | 0.79291 | 12221.5 | 0.80434 | 6100.71 | 12221.5 | 20146.9 | 3.0381 | 4040.16 | 768.61 | 3.2693 | 40053.4 | 0 | 1701.83
6136 | 2.3601 | 705.821 | 2.4279 | 6551.98 | 0.076368 | 2063.54 | 1.2304 | 13262.7 | 0.50296 | 4946.06 | 13262.7 | 12819.4 | 2.3304 | 7832.77 | 1086.33 | 2.4371 | 40053.4 | 233.458 | 3432.38
6137 | 1.3372 | 1007.78 | 1.3498 | 13781.6 | 0.013105 | 161.674 | 0.42398 | 35543.6 | 0.21186 | 3282.67 | 35543.6 | 18918.9 | 1.3727 | 8037.98 | 2583.16 | 1.5314 | 40053.4 | 6073.45 | 21940.9
6138 | 0.24474 | 0 | 0.27441 | 13678.8 | 0.008625 | 0 | 0.047635 | 25111.1 | 0.11881 | 2759.31 | 25111.1 | 12623 | 0.40583 | 11662.3 | 4272.65 | 0.48893 | 40053.4 | 19441.6 | 38832.9
6139 | 0 | 0 | 0 | 13666.2 | 0 | 0 | 0 | 22037.7 | 0 | 14992.9 | 22037.7 | 8762.24 | 0 | 13513.7 | 9476.71 | 0 | 40053.4 | 24279.1 | 38294.8
6140 | 0 | 0 | 0 | 32952 | 0 | 0 | 0 | 30384.2 | 0 | 32097.2 | 30384.2 | 22959.3 | 0 | 6263.95 | 21346 | 0 | 40053.4 | 27694.9 | 39364.8
6141 | 0 | 3147.35 | 0 | 38946 | 0 | 0 | 0 | 20837.1 | 0 | 37590.9 | 20837.1 | 23244 | 0 | 1822.49 | 28549.9 | 0 | 40053.4 | 24581.6 | 36715.3
6142 | 0 | 8058.92 | 0 | 14706.3 | 0 | 0 | 0 | 16671.4 | 0 | 32115.3 | 16671.4 | 5377.56 | 0 | 0 | 35427.4 | 0 | 40053.4 | 29573.6 | 37006.1
6143 | 0 | 21440.1 | 0 | 5077.81 | 0 | 0 | 0 | 26863.4 | 0 | 27157.9 | 26863.4 | 5464.13 | 0 | 1801.32 | 36611 | 0 | 40053.4 | 34545.8 | 36559
6144 | 0 | 22903.2 | 0 | 1529.41 | 0 | 0 | 0 | 18828 | 0 | 13461.8 | 18828 | 11873.7 | 0 | 4277.9 | 37350.1 | 0 | 40053.4 | 35015.1 | 33831.4
6145 | 0 | 22322.1 | 0 | 2065.4 | 0 | 0 | 0 | 17165.7 | 0 | 27989.6 | 17165.7 | 20589 | 0 | 3284.84 | 37125.2 | 0 | 40053.4 | 33793.2 | 37683.1
6146 | 0 | 27256 | 0 | 5531.95 | 0 | 0 | 0 | 22253.6 | 0 | 17702.9 | 22253.6 | 5469.89 | 0 | 3212.18 | 36916.2 | 0 | 40053.4 | 33705.5 | 34960.4
6147 | 0 | 37583 | 0 | 4049.62 | 0 | 0 | 0 | 19206.7 | 0 | 26093.5 | 19206.7 | 979.875 | 0 | 3752.71 | 35205.3 | 0 | 40053.4 | 34454.2 | 35983.6
6148 | 0 | 39040.5 | 0 | 4420.34 | 0 | 0 | 0 | 21890.7 | 0 | 23678.8 | 21890.7 | 124.278 | 0 | 5466.57 | 34906.9 | 0 | 40053.4 | 34300.3 | 34246.9
6149 | 0 | 39982.4 | 0 | 4881.3 | 0 | 0 | 0 | 24096.2 | 0 | 32069 | 24096.2 | 3231.63 | 0 | 6693.5 | 32855.3 | 0 | 40053.4 | 35731.3 | 36750.7
6150 | 0 | 39928.5 | 0 | 2075.08 | 0.035905 | 0 | 0 | 18850.5 | 0 | 17645.4 | 18850.5 | 2181.12 | 0 | 3650.01 | 31333.3 | 0 | 40053.4 | 36871.6 | 38090.4
6151 | 0.36044 | 39917.6 | 0.31867 | 296.343 | 0.69024 | 0 | 0.088483 | 8352.73 | 0.14926 | 10287.7 | 8352.73 | 6358.76 | 0.17459 | 3392.93 | 33880.6 | 0.075636 | 40053.4 | 30503.7 | 35266.8
6152 | 1.4473 | 39727.4 | 1.3957 | 0 | 1.7739 | 0 | 0.82675 | 9130.91 | 0.1383 | 18014.1 | 9130.91 | 2389.96 | 0.98332 | 3558 | 29165.6 | 0.40451 | 40053.4 | 22145.4 | 10626.7
6153 | 2.5161 | 37088.7 | 2.4987 | 0 | 2.7297 | 0 | 1.1646 | 3367.08 | 0.23737 | 13940 | 3367.08 | 0 | 1.893 | 3751.03 | 12542.5 | 0.32226 | 40053.4 | 4072.19 | 1561.57
6154 | 3.348 | 36518.6 | 3.3598 | 3100.83 | 3.4075 | 0 | 2.3775 | 2317.59 | 0.51096 | 9792.67 | 2317.59 | 714.498 | 2.3889 | 2850.17 | 7534.07 | 0.69818 | 40053.4 | 1206.52 | 4358.37
6155 | 3.8983 | 30524.9 | 3.9251 | 3294 | 3.8158 | 0 | 2.4579 | 3279.85 | 0.99112 | 11034.7 | 3279.85 | 1651.73 | 2.6244 | 8167.87 | 6552.55 | 1.2153 | 40053.4 | 784.917 | 2746.92
6156 | 4.1687 | 20137.9 | 4.1835 | 2472.85 | 2.7778 | 0 | 2.4227 | 3978.4 | 1.6058 | 10516.1 | 3978.4 | 969.918 | 2.7313 | 7876.66 | 8128.12 | 1.0525 | 40053.4 | 1077.65 | 7874.19
6157 | 4.1377 | 7925.43 | 4.1471 | 1161.77 | 1.4281 | 0 | 2.9093 | 3146.7 | 0.95361 | 6002.77 | 3146.7 | 123.372 | 2.9828 | 11145.4 | 11877.8 | 1.6175 | 40053.4 | 1646.45 | 20872.9
6158 | 3.8176 | 5645.66 | 3.8473 | 1289.86 | 0.66173 | 0 | 2.4615 | 1978.32 | 1.0336 | 4557.57 | 1978.32 | 168.517 | 2.7657 | 7877.49 | 17863 | 1.6961 | 40053.4 | 1992.25 | 18693.4
6159 | 3.237 | 3094.88 | 3.2757 | 0 | 1.0697 | 0 | 2.0697 | 3379.72 | 0.83167 | 1828.36 | 3379.72 | 583.405 | 2.1178 | 20816.8 | 9370.33 | 1.7239 | 39960 | 2568.49 | 19950.8
6160 | 2.3809 | 2075.72 | 2.4359 | 0 | 1.9198 | 6202.17 | 1.3816 | 4544.51 | 1.0595 | 1082.56 | 4544.51 | 0 | 2.3261 | 27458.7 | 14494.8 | 1.4215 | 39369.8 | 3644.26 | 24873.4
6161 | 1.0992 | 643.236 | 1.3645 | 0 | 0.85391 | 0 | 1.0155 | 4019.06 | 0.75174 | 798.375 | 4019.06 | 0 | 0.96103 | 32963.3 | 7882.49 | 0.75073 | 38197.4 | 9607.61 | 33961.4
6162 | 0.22471 | 6915.33 | 0.30426 | 4160.59 | 0.04759 | 0 | 0.30243 | 1889.7 | 0.42449 | 773.733 | 1889.7 | 0 | 0.41063 | 32574.8 | 6169.09 | 0.25497 | 35743.3 | 19521.4 | 38305.9
6163 | 0 | 23313.2 | 0 | 12788.8 | 0 | 6507.09 | 0 | 6182.82 | 0 | 1718.97 | 6182.82 | 0 | 0 | 35935 | 7365.76 | 0 | 18174.4 | 30958.7 | 39422.9
6164 | 0 | 24383.3 | 0 | 28390.5 | 0 | 0 | 0 | 3009.23 | 0 | 5967.4 | 3009.23 | 15.6689 | 0 | 38552 | 5618.29 | 0 | 18493.7 | 27009.5 | 40053.4
6165 | 0 | 22205.5 | 0 | 36231.8 | 0 | 0 | 0 | 2758.61 | 0 | 5782.56 | 2758.61 | 0 | 0 | 39630.8 | 3142.48 | 0 | 7635.69 | 27709.7 | 39212.2
6166 | 0 | 20516.4 | 0 | 37625 | 0 | 0 | 0 | 1699.88 | 0 | 8679.79 | 1699.88 | 0 | 0 | 39248.2 | 4131.83 | 0 | 3176.13 | 26906.1 | 32703
6167 | 0 | 28505.5 | 0 | 34938.5 | 0 | 0 | 0 | 0 | 0 | 7529.59 | 0 | 0 | 0 | 40053.4 | 1145.73 | 0 | 0 | 24246.7 | 31175.9
6168 | 0 | 36222.4 | 0 | 36999.3 | 0 | 0 | 0 | 0 | 0 | 3531.81 | 0 | 0 | 0 | 39790.1 | 0 | 0 | 0 | 24171.4 | 37902.1
6169 | 0 | 34403.9 | 0 | 36572.1 | 0 | 467.399 | 0 | 0 | 0 | 5444.94 | 0 | 0 | 0 | 38599.4 | 0 | 0 | 0 | 20026.5 | 38559
6170 | 0 | 33589.1 | 0 | 34993.8 | 0 | 1721.22 | 0 | 0 | 0 | 4475.69 | 0 | 0 | 0 | 36719.4 | 0 | 0 | 0 | 15286.5 | 28463.9
6171 | 0 | 34692 | 0 | 27372.8 | 0 | 1052.35 | 0 | 0 | 0 | 2579.21 | 0 | 0 | 0 | 36204.1 | 848.622 | 0 | 0 | 14469.7 | 9872.9
6172 | 0 | 35451.4 | 0 | 17476.6 | 0 | 1004.47 | 0 | 0 | 0 | 2712.51 | 0 | 0 | 0 | 37527.2 | 1907.98 | 0 | 549.116 | 10176.7 | 7938.69
6173 | 0 | 35644.5 | 0 | 11667.2 | 0 | 1812.08 | 0 | 0 | 0 | 1577.68 | 0 | 0 | 0 | 32535 | 1995.8 | 0 | 0 | 14445.1 | 9975.37
6174 | 0 | 33517.3 | 0 | 10455.7 | 0 | 1950.5 | 0 | 0 | 0 | 917.283 | 0 | 0 | 0 | 31300.4 | 1458.94 | 0 | 0 | 19863 | 12381.7
6175 | 0.36288 | 30960.9 | 0.31957 | 9526.28 | 0.69282 | 1379.27 | 0.082022 | 0 | 0.15542 | 621.107 | 0 | 0 | 0.090785 | 28591.1 | 2110.09 | 0.015778 | 0 | 12831.7 | 12642
6176 | 1.4727 | 23583.2 | 1.4244 | 2487.1 | 1.7814 | 1189.72 | 0.275 | 0 | 1.0662 | 946.516 | 0 | 0 | 0.80344 | 14193.1 | 8642.65 | 0.088877 | 0 | 14016.2 | 906.751
6177 | 2.5277 | 13584 | 2.5363 | 2516.7 | 2.7528 | 0 | 1.3782 | 0 | 2.1037 | 0 | 0 | 0 | 1.1993 | 4799.02 | 22218.8 | 0.29963 | 0 | 3699.02 | 0
6178 | 3.3369 | 10974.3 | 3.3959 | 1668.79 | 3.4445 | 0 | 2.8672 | 0 | 2.9144 | 0 | 0 | 0 | 2.5093 | 1145.55 | 12852 | 0.43442 | 1055.98 | 0 | 0
6179 | 3.8525 | 6830.57 | 3.9535 | 4463.77 | 3.8758 | 0 | 3.3406 | 228.215 | 3.4487 | 0 | 228.215 | 0 | 2.8555 | 2270.01 | 11718 | 0.69216 | 697.005 | 0 | 0
6180 | 4.0994 | 4462.32 | 4.2258 | 3197.51 | 4.0247 | 799.144 | 3.5826 | 799.417 | 3.7102 | 0 | 799.417 | 0 | 2.1167 | 9038.77 | 8426.88 | 1.2682 | 891.455 | 0 | 0
6181 | 4.0788 | 931.512 | 4.2066 | 0 | 3.2876 | 2381.91 | 0.91429 | 2291.47 | 3.7392 | 0 | 2291.47 | 0 | 3.3594 | 20142.8 | 5492.91 | 1.6684 | 56.0648 | 0 | 0
6182 | 3.7758 | 0 | 3.902 | 0 | 2.9784 | 2040.46 | 3.3719 | 2535.73 | 2.7867 | 0 | 2535.73 | 1422.96 | 3.4708 | 28416.7 | 5715.65 | 1.2395 | 0 | 0 | 0
6183 | 3.1985 | 0 | 3.3278 | 0 | 2.8579 | 2200.4 | 1.4132 | 1265.59 | 3.0196 | 0 | 1265.59 | 2119.67 | 3.034 | 28965.8 | 429.426 | 0.8916 | 0 | 0 | 0
6184 | 2.3571 | 0 | 2.4779 | 0 | 1.9336 | 5721.97 | 2.2527 | 2071.53 | 2.3043 | 0 | 2071.53 | 1502.21 | 2.3417 | 32256.8 | 0 | 0.54518 | 0 | 0 | 0
6185 | 1.2955 | 1057.37 | 1.3816 | 0 | 0.84634 | 13746.7 | 0.71945 | 1329.53 | 1.3653 | 0 | 1329.53 | 3238.1 | 1.4128 | 35786 | 0 | 0.40201 | 0 | 0 | 0
6186 | 0.26955 | 4617.86 | 0.29788 | 0 | 0.069144 | 0 | 0.35311 | 957.4 | 0.41397 | 0 | 957.4 | 5884.08 | 0.40599 | 37347 | 1861.98 | 0.13513 | 0 | 0 | 1376.96
6187 | 0 | 10901.4 | 0 | 2406.94 | 0 | 33299.6 | 0 | 27.852 | 0 | 0 | 27.852 | 7912.97 | 0 | 38943.5 | 5652.56 | 0 | 0 | 1154.03 | 10294.6
6188 | 0 | 18929.7 | 0 | 4488.94 | 0 | 0 | 0 | 623.149 | 0 | 0 | 623.149 | 5963.79 | 0 | 36665.6 | 13204.6 | 0 | 0 | 2035.19 | 34217.6
6189 | 0 | 26385.4 | 0 | 12935.7 | 0 | 0 | 0 | 692.837 | 0 | 533.798 | 692.837 | 11292.6 | 0 | 30831.5 | 16959.4 | 0 | 0 | 0 | 34260.9
6190 | 0 | 37445.4 | 0 | 14058.3 | 0 | 11161.9 | 0 | 0 | 0 | 1883.07 | 0 | 8813.57 | 0 | 32661.8 | 18297.1 | 0 | 0 | 0 | 38716.4
6191 | 0 | 39227.8 | 0 | 23227.7 | 0 | 11954.1 | 0 | 0 | 0 | 1758.66 | 0 | 13957.8 | 0 | 36388.4 | 23020.5 | 0 | 0 | 0 | 30880.7
6192 | 0 | 39299.9 | 0 | 27945.4 | 0 | 32727.7 | 0 | 0 | 0 | 6526.47 | 0 | 10887.3 | 0 | 37006.3 | 20089.1 | 0 | 0 | 0 | 24814.5
6193 | 0 | 38308.1 | 0 | 32870 | 0 | 26911.9 | 0 | 0 | 0 | 4722.66 | 0 | 13806.4 | 0 | 36103.6 | 2713.88 | 0 | 0 | 0 | 8896.23
6194 | 0 | 37550.5 | 0 | 34127.7 | 0 | 18598.6 | 0 | 0 | 0 | 3250.5 | 0 | 16962.2 | 0 | 27966.8 | 2201.97 | 0 | 0 | 739.17 | 2901.16
6195 | 0 | 36489 | 0 | 23783.1 | 0 | 16641.4 | 0 | 0 | 0 | 3803.92 | 0 | 11125.6 | 0 | 18690 | 0 | 0 | 0 | 1338.6 | 656.116
6196 | 0 | 30049.3 | 0 | 18171 | 0 | 14617.7 | 0 | 0 | 0 | 1455.43 | 0 | 0 | 0 | 23954.2 | 0 | 0 | 0 | 2672.42 | 0
6197 | 0 | 22407.3 | 0 | 9072.95 | 0 | 10283.5 | 0 | 2469.04 | 0 | 1460.31 | 2469.04 | 0 | 0 | 35598.4 | 3374.72 | 0 | 0 | 2630.16 | 0
6198 | 0 | 17248.7 | 0 | 3973.6 | 0 | 12425.2 | 0 | 0 | 0 | 2745.97 | 0 | 0 | 0 | 37182.4 | 1491.74 | 0 | 2993.19 | 2620.15 | 1866.76
6199 | 0.29244 | 12764.2 | 0.32304 | 996.726 | 0.70111 | 5495.72 | 0.086531 | 0 | 0.14725 | 1871.13 | 0 | 0 | 0.10509 | 34234.5 | 1097.5 | 0.01538 | 1836.48 | 3987.87 | 0
6200 | 1.472 | 13087.7 | 1.4339 | 2059.63 | 1.8001 | 4327.77 | 0.37161 | 0 | 1.0299 | 0 | 0 | 0 | 0.31531 | 24313.1 | 0 | 0.12283 | 210.743 | 3705.57 | 0
6201 | 2.5246 | 1607.82 | 2.5157 | 1795.09 | 2.7181 | 995 | 1.6577 | 0 | 2.035 | 0 | 0 | 0 | 0.51148 | 14266.3 | 0 | 0.52814 | 0 | 2209.45 | 0
6202 | 3.2896 | 0 | 3.3439 | 0 | 3.3764 | 11482 | 1.5474 | 0 | 2.8456 | 628.389 | 0 | 1351.99 | 1.1894 | 18160.9 | 0 | 0.41045 | 0 | 303.692 | 0
6203 | 3.7186 | 2379.71 | 3.8884 | 0 | 3.762 | 26118.7 | 0.47461 | 2503.07 | 3.3619 | 1848.21 | 2503.07 | 2471.38 | 1.7553 | 27321.1 | 0 | 0.65929 | 0 | 823.57 | 0
6204 | 3.8867 | 5889.81 | 4.161 | 1116.58 | 2.9351 | 24948.1 | 0.47522 | 4998.65 | 2.7982 | 2069.15 | 4998.65 | 467.033 | 0.90237 | 25561.2 | 0 | 0.981 | 931.708 | 2993.28 | 0
6205 | 3.8844 | 5695.53 | 4.1496 | 1204.25 | 1.7524 | 28341.5 | 0.99973 | 7530.67 | 3.6753 | 750.992 | 7530.67 | 2116.05 | 2.1099 | 11986.3 | 401.576 | 1.7407 | 1093.04 | 2143.02 | 0
6206 | 3.6479 | 4650.96 | 3.864 | 356.551 | 2.8714 | 21056.2 | 1.1227 | 4260.46 | 1.7551 | 2124.36 | 4260.46 | 8232.57 | 1.9353 | 9554.34 | 1952.56 | 1.9135 | 2859.12 | 1664.47 | 0
6207 | 3.1229 | 2761.45 | 3.286 | 0 | 2.3491 | 22436.1 | 1.818 | 4058.12 | 2.9673 | 2665.29 | 4058.12 | 9740.07 | 1.4516 | 8286.09 | 2597.86 | 1.7643 | 5592.84 | 697.439 | 0
6208 | 2.3216 | 6706.29 | 2.4377 | 0 | 1.8814 | 28323.2 | 1.1763 | 5983.18 | 2.2355 | 1388.66 | 5983.18 | 8613.17 | 1.3541 | 8628.38 | 2918.41 | 0.3012 | 3162.9 | 151.726 | 1677.73
6209 | 1.0753 | 16801.3 | 1.3515 | 629.714 | 0.70789 | 28200.2 | 1.2564 | 6839.52 | 1.3015 | 2656.64 | 6839.52 | 12071 | 0.38407 | 8396.68 | 3513.29 | 0.50046 | 2506.23 | 0 | 165.905
6210 | 0.23151 | 29016.9 | 0.2849 | 9767.04 | 0.056153 | 23715 | 0.33076 | 7338.12 | 0.38484 | 18804.7 | 7338.12 | 8780.42 | 0.26722 | 8029.39 | 3895.01 | 0.1855 | 1966.04 | 0 | 0
6211 | 0 | 37215.5 | 0 | 30984.6 | 0 | 28791.1 | 0 | 3287.01 | 0 | 1192.39 | 3287.01 | 14781.5 | 0 | 3713.45 | 16882.2 | 0 | 5052.95 | 0 | 16171
6212 | 0 | 38626.2 | 0 | 21369.5 | 0 | 27538 | 0 | 19631.6 | 0 | 2875.43 | 19631.6 | 17244.3 | 0 | 1961.95 | 25155.6 | 0 | 7048.54 | 1845.03 | 35675.6
6213 | 0 | 39308.1 | 0 | 23061 | 0 | 23779.9 | 0 | 27515.1 | 0 | 4288.65 | 27515.1 | 16132.7 | 0 | 870.633 | 33761.3 | 0 | 6945.61 | 3316.19 | 23713.8
6214 | 0 | 37619.9 | 0 | 18152.8 | 0 | 36821.6 | 0 | 19502 | 0 | 1568.66 | 19502 | 11411.5 | 0 | 791.616 | 35497.9 | 0 | 3851.33 | 4388.89 | 25192.5
6215 | 0 | 27256.2 | 0 | 11636.8 | 0 | 38202.9 | 0 | 27862.4 | 0 | 22185.1 | 27862.4 | 9177.92 | 0 | 1724.92 | 38195.3 | 0 | 4418.58 | 5890.16 | 31358.5
6216 | 0 | 20354.2 | 0 | 5314.34 | 0 | 38967.4 | 0 | 11540.7 | 0 | 15201 | 11540.7 | 0 | 0 | 7688.82 | 39107.3 | 0 | 3397.55 | 2786.01 | 33675.9
6217 | 0 | 15402.4 | 0 | 3031.31 | 0 | 33550.5 | 0 | 8304.93 | 0 | 13665.8 | 8304.93 | 0 | 0 | 6736.82 | 39405.6 | 0 | 5077.05 | 2508.18 | 32189.3
6218 | 0 | 14448.8 | 0 | 10447 | 0 | 17099.5 | 0 | 4205.07 | 0 | 8522.06 | 4205.07 | 0 | 0 | 10480.7 | 39005.1 | 0 | 5167.75 | 2985.64 | 32348.8
6219 | 0 | 8778.52 | 0 | 17688.6 | 0 | 37791 | 0 | 6255.12 | 0 | 7031.53 | 6255.12 | 0 | 0 | 12084.2 | 38010.8 | 0 | 6783.14 | 1950.3 | 35953.6
6220 | 0 | 1626.63 | 0 | 18004.9 | 0 | 38499.2 | 0 | 4881.98 | 0 | 12712.9 | 4881.98 | 0 | 0 | 14326.9 | 37747 | 0 | 6415.03 | 1944.84 | 37020.4
6221 | 0 | 1230.78 | 0 | 11265 | 0 | 31322.9 | 0 | 1989.6 | 0 | 8806.11 | 1989.6 | 0 | 0 | 23215.5 | 37621 | 0 | 4108.22 | 2307.81 | 21679
6222 | 0 | 11233.2 | 0 | 6562.35 | 0 | 35400.4 | 0 | 890.532 | 0 | 5835.29 | 890.532 | 0 | 0 | 26203.8 | 37782.6 | 0 | 2186.72 | 2834.01 | 5951.71
6223 | 0.16557 | 31051.1 | 0.30699 | 3348.8 | 0.47353 | 25867.8 | 0.20607 | 0 | 0.14038 | 16450.1 | 0 | 0 | 0.072272 | 23734.7 | 37807.3 | 0.0057428 | 2255.71 | 1624.99 | 11269.9
6224 | 0.68818 | 7184.17 | 1.3643 | 882.978 | 1.7468 | 23205.2 | 1.1141 | 1948.8 | 1.003 | 13689 | 1948.8 | 0 | 0.19748 | 17916.4 | 36122.3 | 0.17706 | 3293.38 | 0 | 16701.7
6225 | 2.1322 | 4431.61 | 2.45 | 1764.65 | 2.6949 | 21596.2 | 2.1009 | 0 | 2.0017 | 8270.81 | 0 | 0 | 0.60154 | 12942.7 | 20097.4 | 0.57407 | 3234.64 | 0 | 5477.19
6226 | 2.5366 | 1372.32 | 3.29 | 3577.69 | 3.3611 | 40053.4 | 2.8696 | 0 | 2.795 | 6728.37 | 0 | 0 | 1.5077 | 15104.7 | 14373.1 | 0.61069 | 3635.69 | 0 | 2946.52
6227 | 3.8005 | 1767.92 | 3.8737 | 2112.19 | 3.7623 | 40053.4 | 3.3497 | 0 | 3.3521 | 7504.72 | 0 | 0 | 0.7389 | 19034 | 18137.1 | 0.72928 | 3176.86 | 0 | 3.5659
6228 | 2.9343 | 257.846 | 4.1642 | 223.93 | 3.1153 | 40053.4 | 3.6015 | 0 | 3.6313 | 11963.1 | 0 | 0 | 0.97552 | 11923.9 | 25206.5 | 1.0948 | 4948.86 | 578.818 | 0
6229 | 3.3853 | 228.336 | 2.8379 | 0 | 2.1649 | 40053.4 | 3.6107 | 0 | 2.8212 | 10039.4 | 0 | 0 | 1.6024 | 8866.1 | 23213 | 0.79506 | 9730.01 | 2716.21 | 0
6230 | 2.9842 | 5573.03 | 3.8422 | 0 | 0.62227 | 40053.4 | 3.3909 | 0 | 1.4408 | 8555.72 | 0 | 0 | 0.95271 | 3781.49 | 29573.1 | 0.95325 | 11534.4 | 1788.37 | 0
6231 | 0.13611 | 3881.75 | 3.2697 | 0 | 0.4497 | 40053.4 | 2.9452 | 0 | 2.4434 | 9120.97 | 0 | 0 | 0.93534 | 0 | 25979.8 | 0.6268 | 10404.7 | 0 | 0
6232 | 0.23145 | 1955.47 | 2.4043 | 0 | 0.041128 | 40053.4 | 2.2228 | 0 | 2.2862 | 9274.13 | 0 | 1285.88 | 0.80701 | 0 | 24207.9 | 0.67899 | 8556.58 | 0 | 0
6233 | 0.82707 | 4740.24 | 0.77635 | 1446.93 | 0.19746 | 40053.4 | 1.2859 | 0 | 1.3585 | 6931.36 | 0 | 2496.41 | 0.34455 | 0 | 23447.9 | 0.36691 | 6787.07 | 1172.16 | 1021.51
6234 | 0.0063336 | 9255.24 | 0.26153 | 2198.48 | 0.015382 | 40053.4 | 0.32212 | 0 | 0.38706 | 5547.96 | 0 | 3084.78 | 0.10186 | 148.093 | 25146.1 | 0.092385 | 5423.64 | 15639.1 | 2552.67
6235 | 0 | 16452.9 | 0 | 3190.22 | 0 | 40053.4 | 0 | 2316.06 | 0 | 17998.7 | 2316.06 | 4583.03 | 0 | 87.913 | 30288 | 0 | 5436.78 | 33191.7 | 22749.4
6236 | 0 | 14782.1 | 0 | 7024.9 | 0 | 40053.4 | 0 | 1884.08 | 0 | 29931.5 | 1884.08 | 2439.92 | 0 | 0 | 31136.2 | 0 | 5780.75 | 11811.8 | 36396.1
6237 | 0 | 25276.5 | 0 | 9550.44 | 0 | 6080.02 | 0 | 1818.74 | 0 | 27597.4 | 1818.74 | 5206.52 | 0 | 0 | 27614.8 | 0 | 8519.48 | 15017.1 | 37879.8
6238 | 0 | 39216.7 | 0 | 16269.5 | 0 | 220.724 | 0 | 0 | 0 | 21895.6 | 0 | 4781.26 | 0 | 1170.8 | 30123.6 | 0 | 4072.82 | 25994 | 39375.7
6239 | 0 | 39596.3 | 0 | 21663.1 | 0 | 11139.3 | 0 | 0 | 0 | 18191.1 | 0 | 5689.79 | 0 | 2408.24 | 26537.8 | 0 | 1439.21 | 22687.3 | 37009.3
6240 | 0 | 39438.8 | 0 | 16759.5 | 0 | 5935.95 | 0 | 0 | 0 | 14742.4 | 0 | 0 | 0 | 1358.32 | 25596.5 | 0 | 322.329 | 18504.8 | 35527.2
6241 | 0 | 37193.4 | 0 | 14979.9 | 0 | 25020.8 | 0 | 53.8272 | 0 | 7875.7 | 53.8272 | 0 | 0 | 0 | 17002 | 0 | 0 | 11832.7 | 38343.9
6242 | 0 | 36668 | 0 | 19289.2 | 0 | 3887.19 | 0 | 22.5669 | 0 | 7650.72 | 22.5669 | 0 | 0 | 0 | 15856.5 | 0 | 0 | 8005.73 | 39259.9
6243 | 0 | 37245.5 | 0 | 14469.5 | 0 | 889.289 | 0 | 822.762 | 0 | 7043.71 | 822.762 | 0 | 0 | 0 | 13714.4 | 0 | 0 | 4342.43 | 39866
6244 | 0 | 36511.2 | 0 | 12501.7 | 0 | 5750.91 | 0 | 1181.94 | 0 | 9446.51 | 1181.94 | 0 | 0 | 0 | 10537.3 | 0 | 675.083 | 501.487 | 37480.5
6245 | 0 | 37659 | 0 | 11377.5 | 0 | 191.205 | 0 | 445.769 | 0 | 10631.9 | 445.769 | 0 | 0 | 0 | 11835.2 | 0 | 1274.9 | 0 | 26422.2
6246 | 0 | 34517.4 | 0 | 7141.7 | 0 | 1289.53 | 0 | 615.629 | 0 | 12782.7 | 615.629 | 0 | 0 | 0 | 11061.8 | 0 | 2232.97 | 0 | 12219.6
6247 | 0.088507 | 29137.6 | 0.29766 | 4405.06 | 0.031684 | 3622.96 | 0.17903 | 639.166 | 0.13935 | 10530.2 | 639.166 | 0 | 0.024281 | 0 | 7862.94 | 0.011534 | 4740.31 | 0 | 15462.7
6248 | 0.81017 | 35779.5 | 1.3537 | 5993.81 | 1.7526 | 708.176 | 1.0289 | 0 | 1.0244 | 4959.23 | 0 | 0 | 0.1717 | 0 | 9817.24 | 0.35206 | 4544.16 | 642.624 | 7708.78
6249 | 1.0943 | 31715 | 2.435 | 2275.24 | 0.82234 | 0 | 2.0271 | 0 | 2.029 | 686.589 | 0 | 0 | 0.39891 | 0 | 11837.9 | 0.48388 | 2816.17 | 0 | 5596.6
6250 | 2.6986 | 31996.5 | 2.0426 | 3126.7 | 0.8692 | 1169.27 | 2.0505 | 0 | 2.8168 | 0 | 0 | 0 | 0.26482 | 0 | 8332.12 | 0.2759 | 4323.72 | 0 | 976.797
6251 | 3.0856 | 33227.8 | 0.31226 | 3446.49 | 2.8612 | 427.208 | 3.3675 | 2578.76 | 3.2966 | 654.715 | 2578.76 | 0 | 0.33265 | 128.857 | 3252.67 | 1.4684 | 6878.27 | 0 | 674.39
6252 | 3.1934 | 33271 | 1.8854 | 969.348 | 2.2852 | 0 | 3.6336 | 5621.03 | 3.0611 | 121.563 | 5621.03 | 0 | 1.4424 | 146.932 | 4110.21 | 1.6393 | 10217.7 | 0 | 0
6253 | 2.6944 | 32418.4 | 1.5056 | 1025.24 | 0.075276 | 0 | 3.6656 | 2222.66 | 2.7005 | 0 | 2222.66 | 0 | 0.28699 | 0 | 4645.65 | 1.7408 | 18220.4 | 0 | 0
6254 | 2.9747 | 37043.8 | 0.55208 | 3205.76 | 0.51317 | 0 | 3.4396 | 1674.4 | 3.2967 | 0 | 1674.4 | 0 | 0.49728 | 0 | 3203.45 | 1.8656 | 17199.1 | 0 | 0
6255 | 2.4859 | 39130.9 | 0.15779 | 3727.82 | 0.21918 | 0 | 2.9796 | 1991.1 | 2.8598 | 0 | 1991.1 | 0 | 0.80722 | 659.062 | 5487.4 | 1.9305 | 20019.1 | 0 | 0
6256 | 1.5669 | 39510 | 0.12299 | 3087.31 | 1.7343 | 0 | 2.2762 | 2718.83 | 2.1623 | 0 | 2718.83 | 800.223 | 0.59221 | 2846.31 | 6229.87 | 1.2725 | 25654.8 | 0 | 1678.6
6257 | 1.2264 | 40053.4 | 0.053906 | 3169.32 | 0.0099235 | 871.951 | 1.3097 | 3284.08 | 1.2694 | 0 | 3284.08 | 318.225 | 0.27506 | 5101.27 | 5100.54 | 0.7168 | 19819.1 | 10232.1 | 6271.43
6258 | 0.1739 | 40053.4 | 0.12553 | 12870.6 | 0 | 1479.93 | 0.31686 | 7027.98 | 0.36205 | 0 | 7027.98 | 830.325 | 0.13487 | 6214.3 | 11109.2 | 0.099521 | 15889.3 | 34338.1 | 14255.4
6259 | 0 | 40053.4 | 0 | 28627.7 | 0 | 5196.56 | 0 | 6841.08 | 0 | 0 | 6841.08 | 3340.61 | 0 | 6748.95 | 19575.9 | 0 | 8004.82 | 33662.1 | 34221.1
6260 | 0 | 40053.4 | 0 | 34000.4 | 0 | 9939.61 | 0 | 9174.93 | 0 | 356.264 | 9174.93 | 1223.61 | 0 | 5699.83 | 34083.6 | 0 | 8441.99 | 31338 | 36209.5
6261 | 0 | 40053.4 | 0 | 36108.8 | 0 | 6852.63 | 0 | 10755.4 | 0 | 156.629 | 10755.4 | 31.7293 | 0 | 5045.87 | 37229.6 | 0 | 10303.8 | 36832.7 | 39264.7
6262 | 0 | 40053.4 | 0 | 32037.3 | 0 | 416.268 | 0 | 7875.55 | 0 | 0 | 7875.55 | 0 | 0 | 12031.2 | 33710.9 | 0 | 6333.73 | 33712 | 40053.4
6263 | 0 | 40053.4 | 0 | 31409.9 | 0 | 0 | 0 | 10396.1 | 0 | 306.993 | 10396.1 | 0 | 0 | 12897.8 | 32238.4 | 0 | 4550.15 | 24808.1 | 39692.3
6264 | 0 | 39261.3 | 0 | 26912.5 | 0 | 1467.84 | 0 | 10561.9 | 0 | 797.832 | 10561.9 | 0 | 0 | 10000.8 | 32748.5 | 0 | 4460.62 | 26195.2 | 39643.7
6265 | 0 | 38340.9 | 0 | 24546.6 | 0 | 7524.29 | 0 | 6625.56 | 0 | 544.53 | 6625.56 | 0 | 0 | 15229.3 | 32666.1 | 0 | 3859.35 | 16812.3 | 39533.6
6266 | 0 | 39643.4 | 0 | 21526.3 | 0 | 2825.01 | 0 | 6040.48 | 0 | 0 | 6040.48 | 0 | 0 | 13635.7 | 27364.1 | 0 | 2896.1 | 19935 | 36888.8
6267 | 0 | 39821.1 | 0 | 21158.7 | 0 | 6911.02 | 0 | 5262.85 | 0 | 0 | 5262.85 | 0 | 0 | 13220.9 | 19432.8 | 0 | 3374.09 | 24975.7 | 27718.7
6268 | 0 | 39453.3 | 0 | 24132.8 | 0 | 5499.48 | 0 | 4038.54 | 0 | 0 | 4038.54 | 0 | 0 | 12412.4 | 1536.06 | 0 | 4878.02 | 37165.9 | 22972.5
6269 | 0 | 38657.9 | 0 | 16943.5 | 0 | 5842.42 | 0 | 633.369 | 0 | 0 | 633.369 | 0 | 0 | 17988.8 | 0 | 0 | 4429.81 | 29441.5 | 27198.7
6270 | 0 | 38216.1 | 0 | 7467.97 | 0 | 7048.38 | 0 | 0 | 0 | 0 | 0 | 0 | 0 | 14199 | 0 | 0 | 3952.16 | 17157.9 | 30967
6271 | 0.3389 | 37585.7 | 0.22823 | 1998.67 | 0.53433 | 2320.44 | 0.19696 | 0 | 0.090606 | 2016.91 | 0 | 0 | 0.15049 | 8813.57 | 5570.56 | 0.01995 | 3278.26 | 14820.4 | 28686.5
6272 | 1.4423 | 38810.7 | 0.70229 | 7251.22 | 0.79114 | 3250.73 | 1.1649 | 0 | 0.82657 | 1338.88 | 0 | 0 | 1.0131 | 6371.23 | 1675.69 | 0.12993 | 6476.82 | 10296.8 | 13721.6
6273 | 2.5096 | 37838.5 | 2.2352 | 4303.34 | 2.729 | 119.764 | 2.1923 | 0 | 1.1514 | 0 | 0 | 0 | 1.7859 | 4519.05 | 0 | 0.28749 | 10422.3 | 1449.68 | 20280
6274 | 3.3248 | 32243.4 | 3.3995 | 3432.92 | 3.4209 | 0 | 2.9414 | 0 | 1.7829 | 0 | 0 | 0 | 2.6245 | 6228.37 | 0 | 0.56499 | 12841.5 | 0 | 13465.3
6275 | 3.8529 | 32580.4 | 3.8718 | 6335.41 | 3.8317 | 0 | 3.4641 | 0 | 2.0356 | 0 | 0 | 0 | 3.4135 | 4391.29 | 1274.33 | 0.71005 | 15319.8 | 0 | 8742.45
6276 | 4.1136 | 34871 | 4.108 | 7637.71 | 1.4534 | 0 | 3.7112 | 0 | 2.2419 | 0 | 0 | 0 | 3.0702 | 3314.24 | 558.55 | 0.89146 | 15785.4 | 0 | 9996.06
6277 | 4.0868 | 37196.6 | 4.1582 | 7920.33 | 2.8264 | 0 | 2.3504 | 0 | 3.5524 | 0 | 0 | 0 | 3.1465 | 2023.89 | 1566.76 | 1.3339 | 18179.1 | 0 | 8557.14
6278 | 3.0037 | 35819.7 | 3.904 | 5354.26 | 2.783 | 0 | 1.8709 | 0 | 2.0462 | 0 | 0 | 0 | 3.4898 | 3551.3 | 1393.1 | 1.9457 | 24238.4 | 0 | 6635.06
6279 | 2.5025 | 34337.2 | 3.3251 | 5583.59 | 1.4842 | 0 | 1.1869 | 689.103 | 0.38727 | 0 | 689.103 | 0 | 3.0461 | 4736.29 | 1985.54 | 2.1811 | 20932.8 | 0 | 5834.09
6280 | 1.8165 | 28427.7 | 2.4418 | 4435.1 | 0.39355 | 0 | 2.2675 | 0 | 1.8726 | 0 | 0 | 0 | 2.3305 | 4171.52 | 9693.17 | 1.1804 | 23484.4 | 1018.29 | 9224.1
6281 | 1.084 | 22418.3 | 1.3278 | 8130.82 | 0.71492 | 0 | 1.284 | 306.524 | 0.051578 | 0 | 306.524 | 0 | 1.3599 | 5989.59 | 18775.8 | 0.86476 | 20836.2 | 7773.39 | 17937.4
6282 | 0.213 | 9609.4 | 0.25063 | 17394.8 | 0.045262 | 1202.23 | 0.29566 | 0 | 0.14481 | 0 | 0 | 0 | 0.35178 | 10326.5 | 22641.9 | 0.3287 | 19145.8 | 21953.7 | 28387.6
6283 | 0 | 2448.85 | 0 | 29785.2 | 0 | 6324.01 | 0 | 853.771 | 0 | 0 | 853.771 | 3512.91 | 0 | 9483.76 | 28173.6 | 0 | 24224.7 | 24703 | 34824.9
6284 | 0 | 0 | 0 | 28556.5 | 0 | 5241.89 | 0 | 1509.71 | 0 | 0 | 1509.71 | 5552.8 | 0 | 5914.7 | 15304.7 | 0 | 25521.4 | 34591.2 | 35580.8
6285 | 0 | 0 | 0 | 34406.4 | 0 | 2348.48 | 0 | 1450.78 | 0 | 0 | 1450.78 | 4720.79 | 0 | 3347.55 | 10979.3 | 0 | 35256.6 | 31586 | 39358.7
6286 | 0 | 2714.88 | 0 | 31525.4 | 0 | 0 | 0 | 0 | 0 | 1495.02 | 0 | 0 | 0 | 1828.14 | 7411.87 | 0 | 38214.1 | 36255.9 | 38254.6
6287 | 0 | 13071.4 | 0 | 24769.4 | 0 | 3421.46 | 0 | 2878.09 | 0 | 1753.19 | 2878.09 | 0 | 0 | 669.93 | 14701.7 | 0 | 37584.5 | 33520.1 | 35256.3
6288 | 0 | 31535.9 | 0 | 14451.5 | 0 | 4698.05 | 0 | 3715.83 | 0 | 1515.87 | 3715.83 | 0 | 0 | 1383.33 | 23494.4 | 0 | 37258 | 32418.6 | 36323
6289 | 0 | 34291.2 | 0 | 20368.2 | 0 | 3808.3 | 0 | 6604.76 | 0 | 1799.2 | 6604.76 | 0 | 0 | 0 | 12931.4 | 0 | 34025 | 32866.5 | 28756.9
6290 | 0 | 34210.9 | 0 | 18243.9 | 0 | 5278.65 | 0 | 4732.7 | 0 | 0 | 4732.7 | 0 | 0 | 347.065 | 20947.4 | 0 | 37575.6 | 25486.3 | 14968.4
6291 | 0 | 30853.8 | 0 | 19155.8 | 0 | 11537.6 | 0 | 4011.1 | 0 | 0 | 4011.1 | 0 | 0 | 1386.7 | 10793.3 | 0 | 38822.5 | 10003 | 9167.99
6292 | 0 | 38021.2 | 0 | 18509.3 | 0 | 10625.1 | 0 | 3078.92 | 0 | 330.391 | 3078.92 | 0 | 0 | 368.23 | 22125 | 0 | 39519.9 | 7735.61 | 16392
6293 | 0 | 39797.3 | 0 | 17766.7 | 0 | 18388.8 | 0 | 1792.61 | 0 | 0 | 1792.61 | 0 | 0 | 548.206 | 10994 | 0 | 39407.4 | 8403.58 | 14242.7
6294 | 0 | 39340.8 | 0 | 15031.9 | 0 | 20323.8 | 0 | 932.935 | 0 | 0 | 932.935 | 0 | 0 | 0 | 13240.5 | 0 | 39285 | 9005.76 | 12317.3
6295 | 0.34537 | 38254.1 | 0.31458 | 12448.2 | 0.65705 | 21883.8 | 0.092496 | 672.437 | 0.13004 | 0 | 672.437 | 0 | 0.15109 | 0 | 4718.4 | 0.048154 | 38608.3 | 6158.35 | 6131.41
6296 | 0.22232 | 40053.4 | 1.4655 | 5261.66 | 1.7512 | 22083.3 | 0.91665 | 0 | 1.052 | 0 | 0 | 0 | 1.0794 | 0 | 23243.8 | 0.94334 | 34560.2 | 362.866 | 0
6297 | 0.8197 | 40053.4 | 2.5962 | 4988.19 | 2.7141 | 16721.8 | 1.6754 | 0 | 2.1026 | 0 | 0 | 0 | 1.474 | 0 | 5752.88 | 1.9482 | 29193.4 | 0 | 0
6298 | 2.1138 | 39399.3 | 3.4612 | 10831.6 | 3.4055 | 3440.96 | 2.1909 | 0 | 2.9324 | 0 | 0 | 0 | 2.5091 | 48.6251 | 8544.93 | 1.9606 | 30315 | 0 | 0
6299 | 3.7944 | 15467.6 | 4.0184 | 10290.8 | 3.0212 | 1341.38 | 3.1549 | 0 | 3.4861 | 0 | 0 | 0 | 3.0143 | 0 | 13812.5 | 0.96187 | 35949.2 | 0 | 0
6300 | 4.0297 | 6353.7 | 4.2775 | 12281 | 2.468 | 11538.7 | 3.1392 | 2526.89 | 3.7836 | 0 | 2526.89 | 0 | 3.6403 | 946.984 | 7765.94 | 2.4494 | 38472.1 | 0 | 0
6301 | 3.2216 | 8736.69 | 4.2467 | 12758 | 2.9433 | 27012.5 | 3.6372 | 3671.02 | 3.814 | 0 | 3671.02 | 0 | 2.3186 | 988.738 | 14459.7 | 2.2416 | 35225.8 | 215.808 | 0
6302 | 3.0037 | 6425 | 3.928 | 13101.1 | 2.5801 | 26075.2 | 3.0116 | 6311.8 | 3.6223 | 1587.68 | 6311.8 | 0 | 2.5138 | 2006.98 | 15935.2 | 1.9083 | 28424.4 | 1436.28 | 0
6303 | 3.2579 | 3990.37 | 3.3271 | 13182.5 | 2.4245 | 31024.8 | 2.4753 | 7668.48 | 3.1575 | 590.355 | 7668.48 | 453.247 | 2.2624 | 9200.24 | 26162.6 | 0.91356 | 26530.2 | 5401.6 | 0
6304 | 2.3921 | 0 | 2.4504 | 10951.5 | 1.8076 | 33556.1 | 1.613 | 7359.69 | 2.422 | 0 | 7359.69 | 879.716 | 1.1076 | 17912.7 | 17973.2 | 0.56568 | 23929.1 | 8553.73 | 0
6305 | 1.2739 | 0 | 1.3248 | 9592.74 | 0.74366 | 32036.8 | 1.053 | 10093.7 | 1.4199 | 0 | 10093.7 | 2897.28 | 1.3107 | 15618.2 | 10857.3 | 0.49193 | 20443.3 | 18647.3 | 2432.48
6306 | 0.21405 | 1725.42 | 0.23941 | 24104 | 0.035742 | 21624.8 | 0.27695 | 11729.2 | 0.37693 | 0 | 11729.2 | 3690.94 | 0.32507 | 11122.7 | 14402.4 | 0.013048 | 17115.5 | 31628.9 | 16299.2
6307 | 0 | 14396.6 | 0 | 36981.3 | 0 | 26009.7 | 0 | 23116 | 0 | 4306.27 | 23116 | 3426.49 | 0 | 6378.23 | 12804.3 | 0 | 26083 | 33519.6 | 37113.2
6308 | 0 | 14651.2 | 0 | 39329.1 | 0 | 31987 | 0 | 29700.7 | 0 | 8675.18 | 29700.7 | 2954.91 | 0 | 2272.28 | 3241.25 | 0 | 13994.4 | 38229 | 37374.3
6309 | 0 | 20420.5 | 0 | 38501.9 | 0 | 36701.4 | 0 | 22753 | 0 | 6035.54 | 22753 | 1487.92 | 0 | 0 | 7968.17 | 0 | 8209.79 | 38936.4 | 36684.3
6310 | 0 | 16281.2 | 0 | 34624.8 | 0 | 28044.9 | 0 | 29917.9 | 0 | 4078.34 | 29917.9 | 1816.14 | 0 | 1728.11 | 8367.26 | 0 | 3109.71 | 39656.2 | 39346.2
6311 | 0 | 4590.59 | 0 | 30900.5 | 0 | 23133.1 | 0 | 23021.8 | 0 | 5438.74 | 23021.8 | 2552.51 | 0 | 844.175 | 2132.52 | 0 | 0 | 39984.4 | 36199.8
6312 | 0 | 40053.4 | 0 | 25389.2 | 0 | 19894.3 | 0 | 21354.6 | 0 | 4685.74 | 21354.6 | 2819.91 | 0 | 0 | 4545.19 | 0 | 0 | 39940.8 | 26002.8
6313 | 0 | 40053.4 | 0 | 26707.6 | 0 | 15412.7 | 0 | 25487.1 | 0 | 2018.98 | 25487.1 | 1823.39 | 0 | 0 | 7203.38 | 0 | 0 | 39651 | 10521.7
6314 | 0 | 37292.4 | 0 | 29234.7 | 0 | 16555.5 | 0 | 28448.7 | 0 | 621.773 | 28448.7 | 0 | 0 | 0 | 6044.62 | 0 | 775.832 | 39566.2 | 10760.8
6315 | 0 | 25357.3 | 0 | 29349.4 | 0 | 29304.1 | 0 | 26812.3 | 0 | 8152.04 | 26812.3 | 0 | 0 | 0 | 10860.2 | 0 | 3951.21 | 39868.1 | 15441.8
6316 | 0 | 14894 | 0 | 26122.7 | 0 | 38922.3 | 0 | 25703.5 | 0 | 5747.33 | 25703.5 | 5690.84 | 0 | 786.752 | 8174.88 | 0 | 17118.9 | 40026.1 | 14945.6
6317 | 0 | 14353.7 | 0 | 20375.7 | 0 | 38141.9 | 0 | 21653.7 | 0 | 7490.8 | 21653.7 | 1440.13 | 0 | 0 | 6378.04 | 0 | 21139.1 | 40008 | 14481.3
6318 | 0 | 8701.52 | 0 | 12018.4 | 0 | 25921.8 | 0 | 18523.9 | 0 | 7800.36 | 18523.9 | 9108.88 | 0 | 0 | 10039.9 | 0 | 25897.5 | 39988.4 | 13221.1
6319 | 0.29525 | 4450.6 | 0.31278 | 6112.72 | 0.66822 | 21410.4 | 0.16461 | 26532.6 | 0.12936 | 5591.88 | 26532.6 | 3763.78 | 0.14135 | 0 | 6947.19 | 0.093731 | 17946 | 40053.4 | 10531.2
6320 | 1.4715 | 3298.91 | 1.4565 | 2406.73 | 1.7777 | 22614.6 | 0.50406 | 18167.4 | 1.089 | 3840.91 | 18167.4 | 2366.12 | 1.0416 | 0 | 5290.08 | 0.89538 | 17570.8 | 39999.4 | 5095.99
6321 | 2.5549 | 543.143 | 2.5847 | 4472.52 | 2.727 | 18588.7 | 1.1974 | 20818 | 2.1733 | 1812.76 | 20818 | 1225.94 | 2.0346 | 0 | 0 | 0.87383 | 32566.4 | 39488.7 | 0
6322 | 3.3775 | 0 | 3.4399 | 2306.27 | 3.4309 | 35387 | 1.4958 | 11806.6 | 3.0072 | 1896.34 | 11806.6 | 4901.44 | 2.7962 | 0 | 428.726 | 1.8865 | 31665 | 38987.8 | 503.476
6323 | 2.3916 | 0 | 3.9982 | 0 | 3.8474 | 23875.7 | 2.5905 | 24160.2 | 3.5404 | 2089.38 | 24160.2 | 4513.89 | 3.2936 | 0 | 0 | 1.9358 | 27349.3 | 38059.8 | 0
6324 | 4.1655 | 0 | 4.2517 | 0 | 3.9918 | 34060.1 | 2.6662 | 25038.1 | 3.8178 | 3504.21 | 25038.1 | 4357.94 | 3.5394 | 0 | 0 | 2.4286 | 36282.1 | 38748.9 | 0
6325 | 1.0375 | 0 | 4.2151 | 0 | 3.8519 | 40053.4 | 3.4674 | 31199.6 | 3.8236 | 4412.38 | 31199.6 | 9275.94 | 3.5451 | 0 | 0 | 2.8053 | 38391.8 | 38405.8 | 0
6326 | 1.1577 | 15948.5 | 3.8973 | 88.8744 | 3.4498 | 40053.4 | 3.2099 | 34245.3 | 3.5611 | 5710.53 | 34245.3 | 18608.4 | 3.3305 | 0 | 0 | 1.7978 | 39326.3 | 38380.9 | 0
6327 | 2.0788 | 38230 | 3.3033 | 814.365 | 2.7777 | 40053.4 | 2.7323 | 28265.2 | 3.1033 | 14662 | 28265.2 | 9277.33 | 2.8843 | 0 | 0 | 1.7638 | 38249.8 | 39419.4 | 0
6328 | 0.42736 | 36976.8 | 2.442 | 2964.84 | 1.8461 | 40053.4 | 2.0034 | 1134.8 | 2.1541 | 23430.5 | 1134.8 | 25331.6 | 2.169 | 682.779 | 0 | 1.2384 | 36946 | 40016.2 | 0
6329 | 0.70511 | 36146.5 | 1.3246 | 7407.04 | 0.74395 | 40053.4 | 1.0625 | 0 | 1.3829 | 22595.6 | 0 | 953.484 | 1.225 | 2890.18 | 0 | 1.207 | 39444.1 | 40053.4 | 0
6330 | 0.093303 | 30068.6 | 0.2354 | 21448.5 | 0 | 40053.4 | 0.22616 | 0 | 0.3557 | 33728.3 | 0 | 0 | 0.29263 | 7257.4 | 0 | 0.30456 | 40053.4 | 40053.4 | 2824.21
6331 | 0 | 21666.1 | 0 | 36057.5 | 0 | 40053.4 | 0 | 0 | 0 | 5796.49 | 0 | 0 | 0 | 8222.97 | 0 | 0 | 40053.4 | 40053.4 | 27905.2
6332 | 0 | 5694.96 | 0 | 37894.8 | 0 | 39735.6 | 0 | 0 | 0 | 0 | 0 | 0 | 0 | 6832.11 | 0 | 0 | 40053.4 | 40053.4 | 38293
6333 | 0 | 0 | 0 | 39194.5 | 0 | 40053.4 | 0 | 1174.42 | 0 | 2673.89 | 1174.42 | 0 | 0 | 5681.02 | 0 | 0 | 40053.4 | 40053.4 | 33843.5
6334 | 0 | 0 | 0 | 38756.6 | 0 | 39868.2 | 0 | 2227.26 | 0 | 8099.99 | 2227.26 | 0 | 0 | 5432.53 | 1033.46 | 0 | 40053.4 | 40053.4 | 38008.4
6335 | 0 | 1299.48 | 0 | 34640.3 | 0 | 39455.9 | 0 | 7487.8 | 0 | 10775.6 | 7487.8 | 0 | 0 | 3029.23 | 1798.02 | 0 | 40053.4 | 40053.4 | 32027.1
6336 | 0 | 8878.21 | 0 | 36016.1 | 0 | 38509.4 | 0 | 4444.18 | 0 | 916.234 | 4444.18 | 0 | 0 | 1845.16 | 4227.46 | 0 | 40053.4 | 40053.4 | 28498.6
6337 | 0 | 11491.2 | 0 | 32664.6 | 0 | 39065.1 | 0 | 11098.5 | 0 | 4991.97 | 11098.5 | 11.6851 | 0 | 899.826 | 15395 | 0 | 40053.4 | 40053.4 | 29498.1
6338 | 0 | 10682.7 | 0 | 32954.5 | 0 | 11439.1 | 0 | 35343.5 | 0 | 7779.61 | 35343.5 | 1116.67 | 0 | 1158.8 | 27013.1 | 0 | 40053.4 | 40053.4 | 23346.3
6339 | 0 | 12909.5 | 0 | 30355.8 | 0 | 23859.2 | 0 | 6211.42 | 0 | 12673.2 | 6211.42 | 3569.54 | 0 | 667.697 | 31362.6 | 0 | 40053.4 | 40053.4 | 29118.3
6340 | 0 | 16834.9 | 0 | 24001.3 | 0 | 37102.9 | 0 | 5123.57 | 0 | 16103.5 | 5123.57 | 9675.71 | 0 | 864.852 | 33485.4 | 0 | 40053.4 | 40053.4 | 37426.9
6341 | 0 | 22455.1 | 0 | 13661.3 | 0 | 28906.3 | 0 | 32772.2 | 0 | 7571.66 | 32772.2 | 5126.07 | 0 | 0 | 34364.7 | 0 | 40053.4 | 40053.4 | 19718.4
6342 | 0 | 6873.2 | 0 | 15895.1 | 0 | 21742.8 | 0 | 27219.7 | 0 | 10676.7 | 27219.7 | 1563.16 | 0 | 0 | 36656 | 0 | 40053.4 | 40029.5 | 4880.16
6343 | 0.31908 | 404.984 | 0.30705 | 17627.3 | 0.36192 | 26957.2 | 0.14338 | 22526.1 | 0.11199 | 7589.76 | 22526.1 | 4777.63 | 0.12056 | 1406.93 | 36556.2 | 0.014653 | 40053.4 | 39670.8 | 2883.18
6344 | 0.72213 | 1250.97 | 1.4707 | 25808.6 | 1.5805 | 9308.57 | 0.18086 | 8614.79 | 0.988 | 9377.68 | 8614.79 | 6476.8 | 0.95562 | 1476.55 | 35277.8 | 0.1949 | 40053.4 | 39447.5 | 24730.9
6345 | 0.91069 | 3991.32 | 2.5951 | 24723.7 | 2.4514 | 12324.9 | 0.44296 | 8016.51 | 2.0196 | 12533.5 | 8016.51 | 1727.49 | 1.947 | 1700.28 | 21151 | 0.13897 | 40053.4 | 37290.6 | 10980.2
6346 | 0.77681 | 21492.2 | 3.4422 | 13753.9 | 3.3771 | 8142.66 | 0.7104 | 3854.59 | 2.4875 | 14899.3 | 3854.59 | 1134.77 | 2.7044 | 2702.34 | 11856.9 | 0.32892 | 40053.4 | 38199.9 | 10739.3
6347 | 3.0231 | 22419.6 | 3.9695 | 23284 | 3.4726 | 14827 | 0.58106 | 8083.4 | 3.3388 | 14697.7 | 8083.4 | 2274.96 | 3.2616 | 965.413 | 15417.3 | 1.6859 | 40053.4 | 35579.9 | 0
6348 | 1.5556 | 13095.2 | 4.1602 | 32074.3 | 2.2407 | 11918.5 | 1.1199 | 10692.6 | 3.637 | 11663 | 10692.6 | 2021.13 | 3.5055 | 666.236 | 21158.4 | 1.2928 | 40053.4 | 37431.2 | 0
6349 | 1.5669 | 10429.8 | 4.0651 | 36124.1 | 2.3948 | 22918.8 | 0.77247 | 12330.8 | 3.6565 | 9238.11 | 12330.8 | 477.616 | 3.5109 | 1675.62 | 25111.8 | 0.76851 | 40053.4 | 37785.2 | 0
6350 | 1.4292 | 2543 | 3.747 | 32566.9 | 2.4111 | 24275.3 | 1.5255 | 10817 | 2.1832 | 6904.2 | 10817 | 0 | 2.3374 | 0 | 27668.2 | 1.2581 | 40053.4 | 35921.1 | 0
6351 | 2.2571 | 62.6881 | 3.202 | 29331.2 | 0.14852 | 22350.1 | 2.742 | 16375.7 | 1.966 | 7982.54 | 16375.7 | 0 | 2.7613 | 755.604 | 28817.2 | 0.52381 | 40053.4 | 37246.5 | 0
6352 | 1.6177 | 1808.92 | 2.3623 | 29977.9 | 0.73133 | 21704.3 | 2.0312 | 11890.4 | 1.1619 | 6125.92 | 11890.4 | 0 | 2.0399 | 1373.75 | 30918.5 | 1.2475 | 40053.4 | 38901.5 | 0
6353 | 0.91084 | 3018.46 | 1.2692 | 21716.3 | 0.34805 | 23751.6 | 1.1142 | 15941.8 | 0.48088 | 2712.65 | 15941.8 | 1855.54 | 1.114 | 4419.17 | 30846.1 | 0.028189 | 40053.4 | 39453.4 | 4023.62
6354 | 0.17719 | 5615.39 | 0.21448 | 33813.4 | 0 | 27145.7 | 0.23044 | 16432.7 | 0.21672 | 5249.21 | 16432.7 | 142.373 | 0.25595 | 3757.49 | 27617.4 | 0.18835 | 40053.4 | 39810.3 | 27923.1
6355 | 0 | 8804.03 | 0 | 39190 | 0 | 21330.1 | 0 | 18021.9 | 0 | 276.411 | 18021.9 | 25909.4 | 0 | 2888.99 | 34835.9 | 0 | 40053.4 | 39917.8 | 15545
6356 | 0 | 10251.3 | 0 | 35990.3 | 0 | 17491 | 0 | 9573.59 | 0 | 1604.61 | 9573.59 | 12985.6 | 0 | 1294.1 | 39367.2 | 0 | 40053.4 | 39502.9 | 18558
6357 | 0 | 2504.7 | 0 | 38373 | 0 | 10262.8 | 0 | 27087.8 | 0 | 5406.59 | 27087.8 | 14357.6 | 0 | 182.018 | 39817.8 | 0 | 40053.4 | 37962.5 | 38191.2
6358 | 0 | 0 | 0 | 35805.8 | 0 | 782.16 | 0 | 17632.4 | 0 | 3636.3 | 17632.4 | 4810.45 | 0 | 2702.37 | 39790.8 | 0 | 40053.4 | 38452 | 37489.8
6359 | 0 | 0 | 0 | 36570.6 | 0 | 849.519 | 0 | 10333.4 | 0 | 8978.48 | 10333.4 | 10243.9 | 0 | 1021.21 | 39755.6 | 0 | 40053.4 | 33114.3 | 14863.2
6360 | 0 | 0 | 0 | 38391.1 | 0 | 0 | 0 | 12900.5 | 0 | 6314.4 | 12900.5 | 5897.79 | 0 | 1068.09 | 39887.6 | 0 | 40053.4 | 32407.7 | 15893.2
6361 | 0 | 2225.1 | 0 | 38415.2 | 0 | 0 | 0 | 13767.5 | 0 | 5748.41 | 13767.5 | 0 | 0 | 1067.84 | 39639.6 | 0 | 39410.2 | 23988.7 | 36978.9
6362 | 0 | 3432.58 | 0 | 36948.3 | 0 | 603.794 | 0 | 12865.6 | 0 | 4916.82 | 12865.6 | 0 | 0 | 0 | 40053.4 | 0 | 32452.5 | 22645.6 | 37200.7
6363 | 0 | 2013.21 | 0 | 32857.3 | 0 | 496.42 | 0 | 14989 | 0 | 12004.4 | 14989 | 0 | 0 | 0 | 39470 | 0 | 27367.3 | 26085.5 | 33782.8
6364 | 0 | 19366.6 | 0 | 30799.4 | 0 | 0 | 0 | 7667.48 | 0 | 8946.41 | 7667.48 | 0 | 0 | 0 | 39300.2 | 0 | 12536.3 | 27349.5 | 37713.6
6365 | 0 | 39754.7 | 0 | 22619.3 | 0 | 0 | 0 | 8646.44 | 0 | 25103.3 | 8646.44 | 0 | 0 | 0 | 38737 | 0 | 10067.1 | 32080.9 | 28896.6
6366 | 0 | 37985.5 | 0 | 19490.1 | 0 | 0 | 0 | 5661.11 | 0 | 15210.2 | 5661.11 | 0 | 0 | 0 | 38383.2 | 0 | 8664.02 | 35720.6 | 15132.1
6367 | 0.31852 | 31749.2 | 0.29653 | 16437.6 | 0.3732 | 0 | 0.13802 | 8682.54 | 0.076992 | 15768.3 | 8682.54 | 0 | 0.13472 | 0 | 39593.5 | 0.08825 | 3156.03 | 38606.9 | 4513.55
6368 | 1.4108 | 26072.7 | 1.4136 | 16925.3 | 0.23556 | 0 | 0.45867 | 8011.92 | 0.84836 | 12195 | 8011.92 | 0 | 1.135 | 1334.76 | 39096 | 0.12593 | 2358.79 | 39403.2 | 6724.13
6369 | 2.5098 | 16698.5 | 2.5152 | 7138.38 | 2.6821 | 0 | 0.89481 | 2655.54 | 1.249 | 2191.11 | 2655.54 | 0 | 2.2173 | 4119.69 | 38557.4 | 0.84372 | 0 | 36160 | 540.76
6370 | 3.3661 | 5950.29 | 3.3232 | 7115.39 | 2.8771 | 0 | 2.0309 | 5133.61 | 2.0993 | 846.042 | 5133.61 | 0 | 3.0105 | 6244.74 | 33189.7 | 1.7792 | 0 | 30536.6 | 0
6371 | 3.9147 | 0 | 3.8161 | 7975.16 | 3.217 | 0 | 3.2686 | 2864.23 | 3.2236 | 904.394 | 2864.23 | 0 | 3.5521 | 18880.9 | 33100.7 | 3.6311 | 871.537 | 15133.4 | 0
6372 | 4.2031 | 0 | 4.0449 | 12200.9 | 1.3988 | 0 | 3.5039 | 1860.96 | 1.3643 | 1737.62 | 1860.96 | 0 | 3.7971 | 27877.5 | 35548.2 | 2.5196 | 3873.05 | 10796.8 | 0
6373 | 1.8006 | 0 | 4.0256 | 9423.4 | 0.15318 | 0 | 3.518 | 2093.31 | 3.5539 | 1809 | 2093.31 | 0 | 3.8018 | 27565.7 | 36185.3 | 2.6892 | 8414.02 | 5307.62 | 0
6374 | 2.8803 | 0 | 3.7324 | 9392.53 | 0.66934 | 0 | 3.2889 | 1493.01 | 2.6442 | 58.8683 | 1493.01 | 0 | 3.5821 | 25554.1 | 37701.1 | 3.7539 | 7970.79 | 4599.54 | 4502.95
6375 | 0.22047 | 4444.13 | 3.1446 | 10973.2 | 1.9703 | 0 | 2.8329 | 3117.76 | 2.8493 | 0 | 3117.76 | 0 | 3.1 | 19498.3 | 37739.8 | 3.213 | 7172.97 | 3066.85 | 3809.83
6376 | 0.11098 | 5334.22 | 2.2995 | 7762.24 | 1.3505 | 688.442 | 2.1239 | 4104.43 | 2.1396 | 0 | 4104.43 | 0 | 2.3434 | 15673.3 | 37579.7 | 2.3984 | 984.186 | 3989.33 | 3269.39
6377 | 0.01394 | 5827.12 | 1.2102 | 7348.07 | 0.68444 | 1130.84 | 1.1611 | 4024.95 | 1.2134 | 0 | 4024.95 | 0 | 1.3491 | 10915 | 37029.9 | 1.3483 | 0 | 19032.4 | 21760
6378 | 0.023872 | 15302.7 | 0.19972 | 3711.43 | 0 | 1948.96 | 0.23018 | 3290.01 | 0.28922 | 0 | 3290.01 | 0 | 0.30453 | 8001.57 | 35516.5 | 0.30916 | 0 | 37511.8 | 38918.2
6379 | 0 | 28571.3 | 0 | 1119.37 | 0 | 8379.4 | 0 | 3246.64 | 0 | 134.248 | 3246.64 | 0 | 0 | 7255.32 | 37037.4 | 0 | 0 | 32243.8 | 37559.7
6380 | 0 | 36243.6 | 0 | 1861.22 | 0 | 9049.94 | 0 | 7795.5 | 0 | 39.1271 | 7795.5 | 3264.28 | 0 | 6909.85 | 38587.4 | 0 | 703.971 | 24458.7 | 37097.6
6381 | 0 | 36860.9 | 0 | 3529.73 | 0 | 4389.24 | 0 | 11703.2 | 0 | 1080.58 | 11703.2 | 1375.97 | 0 | 6328.86 | 37961.5 | 0 | 3073.86 | 9877.24 | 34883.3
6382 | 0 | 37257.9 | 0 | 0 | 0 | 3483.38 | 0 | 1247.11 | 0 | 1024.5 | 1247.11 | 0 | 0 | 13578.2 | 39200.3 | 0 | 3440.03 | 21266 | 37039.8
6383 | 0 | 34291.1 | 0 | 1660.57 | 0 | 2640.57 | 0 | 5252.25 | 0 | 1181.29 | 5252.25 | 0 | 0 | 15369.2 | 39413.3 | 0 | 1749.01 | 28105 | 33328.4
6384 | 0 | 36665.4 | 0 | 4258.8 | 0 | 2353.29 | 0 | 3663.91 | 0 | 1258.26 | 3663.91 | 0 | 0 | 18731.4 | 39428.4 | 0 | 0 | 36692.5 | 28599.7
6385 | 0 | 38920.8 | 0 | 1180.64 | 0 | 5005.96 | 0 | 3727.83 | 0 | 1522.35 | 3727.83 | 0 | 0 | 19368.7 | 39330.2 | 0 | 0 | 39014.9 | 20874.7
6386 | 0 | 37297.8 | 0 | 0 | 0 | 11486.7 | 0 | 3355.4 | 0 | 0 | 3355.4 | 0 | 0 | 17728.9 | 38245.8 | 0 | 0 | 39654.5 | 19167
6387 | 0 | 32823.6 | 0 | 0 | 0 | 4660 | 0 | 0 | 0 | 0 | 0 | 0 | 0 | 13245.8 | 36348.2 | 0 | 5055.51 | 39991.8 | 5204.33
6388 | 0 | 31755.7 | 0 | 0 | 0 | 3071.72 | 0 | 0 | 0 | 0 | 0 | 0 | 0 | 10557.7 | 34329.4 | 0 | 2102.18 | 39950.8 | 1267.4
6389 | 0 | 30836.5 | 0 | 0 | 0 | 4134.94 | 0 | 0 | 0 | 0 | 0 | 0 | 0 | 9214.5 | 29263.4 | 0 | 508.007 | 39937.9 | 6659.68
6390 | 0 | 22463.5 | 0 | 0 | 0 | 10749.7 | 0 | 0 | 0 | 0 | 0 | 0 | 0 | 10917.4 | 25547.2 | 0 | 0 | 39934.6 | 17702.8
6391 | 0.11929 | 13763.8 | 0.28411 | 598.495 | 0.64257 | 3371.05 | 0.14472 | 0 | 0.08567 | 0 | 0 | 0 | 0.12425 | 12337.9 | 21262.5 | 0.084515 | 0 | 39981.3 | 8091.72
6392 | 1.0109 | 4335.26 | 1.3697 | 4041.93 | 1.7541 | 1543.95 | 0.5791 | 0 | 0.90985 | 0 | 0 | 0 | 1.1253 | 14442.6 | 25320.6 | 1.0001 | 0 | 39583.5 | 0
6393 | 2.6232 | 1208.96 | 2.4858 | 3206.21 | 2.718 | 0 | 1.9925 | 0 | 1.8879 | 0 | 0 | 0 | 2.1991 | 16716.1 | 8336.6 | 2.0809 | 0 | 37372.9 | 0
6394 | 3.5271 | 0 | 3.3106 | 5857.06 | 3.4379 | 13343.1 | 2.7425 | 0 | 2.6938 | 0 | 0 | 0 | 2.9945 | 24845.9 | 4372.61 | 2.9278 | 0 | 31722.4 | 0
6395 | 2.924 | 890.229 | 3.8708 | 5153.02 | 3.864 | 39704.2 | 3.2417 | 0 | 3.2311 | 0 | 0 | 0 | 3.529 | 28342.4 | 3425.82 | 3.5119 | 0 | 22486.9 | 0
6396 | 4.0525 | 0 | 4.1253 | 6996.78 | 4.0072 | 40053.4 | 3.4877 | 0 | 3.4995 | 0 | 0 | 0 | 3.782 | 26912.1 | 1749.44 | 3.8033 | 592.096 | 13250.9 | 0
6397 | 3.9602 | 0 | 4.0868 | 8726.52 | 3.8507 | 39915.3 | 3.4811 | 0 | 1.2306 | 0 | 0 | 0 | 3.7913 | 27461.2 | 863.859 | 3.8224 | 2784.58 | 9828.3 | 0
6398 | 4.024 | 0 | 3.7605 | 8793.44 | 3.4227 | 39826 | 3.2431 | 0 | 3.2857 | 0 | 0 | 0 | 3.5699 | 22761.6 | 1026.8 | 3.564 | 3429.09 | 7461.73 | 0
6399 | 3.385 | 0 | 3.1853 | 7234.87 | 2.7258 | 39432.1 | 2.7649 | 0 | 2.092 | 0 | 0 | 0 | 3.0901 | 15345.9 | 1040.05 | 3.0492 | 2234.54 | 8221.69 | 0
6400 | 2.4558 | 0 | 2.311 | 7212.15 | 1.772 | 38665.2 | 2.031 | 0 | 1.8049 | 0 | 0 | 0 | 2.335 | 7162.92 | 1105.06 | 2.2724 | 1914.66 | 12336.8 | 0
6401 | 1.2522 | 3513.9 | 1.2095 | 6617.17 | 0.67676 | 39540.5 | 1.0855 | 0 | 1.0906 | 0 | 0 | 0 | 1.3356 | 6652.58 | 666.061 | 1.2632 | 1300.91 | 9985.17 | 8788.16
6402 | 0.16085 | 7731.63 | 0.18961 | 2678.11 | 0 | 39762.6 | 0.20255 | 781.166 | 0.15382 | 0 | 781.166 | 937.138 | 0.29183 | 12011.2 | 1109.59 | 0.2768 | 845.126 | 7805.84 | 31208.3
6403 | 0 | 14207 | 0 | 335.906 | 0 | 40008.4 | 0 | 1275.23 | 0 | 0 | 1275.23 | 8176.07 | 0 | 20667.4 | 2784.95 | 0 | 910.801 | 14034.9 | 38451.7
6404 | 0 | 26354.9 | 0 | 3512.05 | 0 | 39615.3 | 0 | 3570.95 | 0 | 0 | 3570.95 | 2456.18 | 0 | 23128.8 | 7078.65 | 0 | 1743.3 | 19110.4 | 36561.6
6405 | 0 | 35565.5 | 0 | 3825.59 | 0 | 38666.9 | 0 | 1287.7 | 0 | 894.588 | 1287.7 | 0 | 0 | 26205.4 | 13995 | 0 | 1505.49 | 30681.2 | 32231.6
6406 | 0 | 36913.3 | 0 | 7190.23 | 0 | 32618.8 | 0 | 723.913 | 0 | 2629.85 | 723.913 | 0 | 0 | 25588.2 | 11196.3 | 0 | 874.974 | 35424.6 | 26882.5
6407 | 0 | 37601.6 | 0 | 2224.86 | 0 | 35676 | 0 | 117.891 | 0 | 2114.51 | 117.891 | 0 | 0 | 26288.5 | 10317.5 | 0 | 1198.3 | 37640.6 | 31450.2
6408 | 0 | 21414.7 | 0 | 5854.43 | 0 | 28525.7 | 0 | 759.735 | 0 | 985.121 | 759.735 | 0 | 0 | 24721.3 | 7527.49 | 0 | 751.485 | 35948.6 | 31853.7
6409 | 0 | 17457.6 | 0 | 2068.72 | 0 | 11781 | 0 | 549.149 | 0 | 861.557 | 549.149 | 0 | 0 | 25109.6 | 5847.04 | 0 | 0 | 31395.7 | 29819.6
6410 | 0 | 5230.92 | 0 | 3026.17 | 0 | 1471.19 | 0 | 0 | 0 | 0 | 0 | 0 | 0 | 23038.3 | 5570.35 | 0 | 294.361 | 34189.6 | 11644.4
6411 | 0 | 20378 | 0 | 4296.34 | 0 | 16519.2 | 0 | 0 | 0 | 0 | 0 | 0 | 0 | 24130.5 | 9397.23 | 0 | 0 | 32855.9 | 10654
6412 | 0 | 27771.7 | 0 | 1200.83 | 0 | 5685.68 | 0 | 0 | 0 | 0 | 0 | 0 | 0 | 22866.2 | 13951.4 | 0 | 0 | 26949.9 | 15536
6413 | 0 | 15631.8 | 0 | 7.6232 | 0 | 5138.93 | 0 | 0 | 0 | 0 | 0 | 0 | 0 | 29082.9 | 11972.2 | 0 | 0 | 23210.2 | 10863
6414 | 0 | 32884.8 | 0 | 0 | 0 | 23333 | 0 | 0 | 0 | 0 | 0 | 0 | 0 | 31906.9 | 13652.6 | 0 | 0 | 19201.6 | 7444.94
6415 | 0.34638 | 39382.5 | 0.28296 | 0 | 0.67659 | 39298.4 | 0.032444 | 0 | 0.030598 | 0 | 0 | 0 | 0.11369 | 32963.3 | 15121.8 | 0.079907 | 0 | 21673.7 | 6285.8
6416 | 1.5499 | 36517.6 | 1.375 | 6993.35 | 1.8296 | 33128 | 0.53563 | 0 | 0.39099 | 0 | 0 | 0 | 1.0836 | 32116.8 | 14878.5 | 0.97788 | 0 | 29878.9 | 22941.1
6417 | 2.6796 | 35162.3 | 2.4731 | 0 | 2.823 | 36268.8 | 1.3237 | 0 | 0.50771 | 0 | 0 | 0 | 2.0126 | 31147.4 | 3352.82 | 2.028 | 0 | 10319.4 | 12330.3
6418 | 3.5075 | 31007.4 | 3.2995 | 0 | 3.5446 | 14397.6 | 1.6356 | 0 | 0.68993 | 0 | 0 | 0 | 2.6261 | 32694.2 | 484.229 | 2.874 | 0 | 2960.34 | 2149.6
6419 | 4.0371 | 18312.5 | 3.8173 | 0 | 3.9848 | 12665.5 | 2.4452 | 0 | 1.8597 | 0 | 0 | 0 | 3.3513 | 36849.5 | 2102.62 | 3.4159 | 1100.7 | 2012.93 | 2710.23
6420 | 4.2585 | 19720.4 | 4.0473 | 0 | 4.1319 | 21379.3 | 3.3218 | 0 | 2.9172 | 0 | 0 | 0 | 3.3059 | 39470.2 | 4708.59 | 3.6649 | 4818.61 | 1883.78 | 6711.6
6421 | 4.2051 | 17817.2 | 4.0048 | 1073.9 | 3.9786 | 15732.4 | 3.1685 | 0 | 3.5919 | 0 | 0 | 0 | 3.5327 | 38671 | 7814.54 | 3.652 | 12560.1 | 729.83 | 5138.6
6422 | 3.8548 | 16526.3 | 3.7039 | 3204.74 | 3.5434 | 11886.4 | 2.8765 | 0 | 1.8823 | 0 | 0 | 0 | 2.641 | 38053.3 | 8123.69 | 3.4154 | 14884.2 | 568.675 | 4479.44
6423 | 3.2386 | 14791.8 | 3.1163 | 6646.76 | 2.8244 | 11123.6 | 2.0123 | 0 | 0.51184 | 0 | 0 | 0 | 2.3194 | 37689.6 | 9199.11 | 2.9495 | 11546.8 | 0 | 2757.43
6424 | 2.3359 | 13197.1 | 2.2602 | 9044.49 | 1.8418 | 8983.01 | 1.7031 | 0 | 2.2705 | 0 | 0 | 0 | 1.5596 | 38511.3 | 12631.7 | 2.2074 | 13852.3 | 0 | 5254.13
6425 | 1.1966 | 23745.5 | 1.1631 | 23291.2 | 0.70778 | 10685.3 | 0.21293 | 0 | 1.3002 | 0 | 0 | 0 | 0.26617 | 39486.6 | 15059.4 | 1.2238 | 8882.45 | 0 | 6583.63
6426 | 0.14693 | 27668 | 0.1735 | 12055.6 | 0 | 31436.8 | 0.13675 | 0 | 0.29623 | 0 | 0 | 1617.94 | 0.092453 | 39474.9 | 17965.6 | 0.25179 | 5145.54 | 0 | 7984.33
6427 | 0 | 31537.5 | 0 | 4940.56 | 0 | 3559.32 | 0 | 0 | 0 | 0 | 0 | 6000.63 | 0 | 39403 | 25900.6 | 0 | 2753.76 | 0 | 17213.5
6428 | 0 | 22821.1 | 0 | 12283.2 | 0 | 9539.3 | 0 | 0 | 0 | 1233.33 | 0 | 0 | 0 | 39374.6 | 33490.1 | 0 | 963.729 | 0 | 26877.4
6429 | 0 | 8556.07 | 0 | 10471.1 | 0 | 9007.28 | 0 | 0 | 0 | 0 | 0 | 0 | 0 | 39330.2 | 38285.8 | 0 | 563.731 | 27.8455 | 6299.93
6430 | 0 | 14322.1 | 0 | 15909.7 | 0 | 6007.89 | 0 | 0 | 0 | 0 | 0 | 0 | 0 | 39096.2 | 38674.7 | 0 | 10.9011 | 506.892 | 28552.4
6431 | 0 | 10601.2 | 0 | 6883.38 | 0 | 10019.7 | 0 | 1888.71 | 0 | 0 | 1888.71 | 0 | 0 | 38168.1 | 38285.1 | 0 | 68.6395 | 705.517 | 39466.6
6432 | 0 | 2015.67 | 0 | 2573.52 | 0 | 4947.68 | 0 | 633.628 | 0 | 0 | 633.628 | 0 | 0 | 38728 | 37656 | 0 | 634.373 | 1030.62 | 40053.4
6433 | 0 | 0 | 0 | 0 | 0 | 2076.25 | 0 | 353.249 | 0 | 54.571 | 353.249 | 0 | 0 | 39096.3 | 36707.3 | 0 | 0 | 2822.25 | 40053.4
6434 | 0 | 0 | 0 | 1084.45 | 0 | 5412.59 | 0 | 0 | 0 | 387.179 | 0 | 0 | 0 | 38626.7 | 34861.2 | 0 | 0 | 5271.86 | 40053.4
6435 | 0 | 0 | 0 | 34174.7 | 0 | 2348.23 | 0 | 90.4439 | 0 | 0 | 90.4439 | 0 | 0 | 38452.8 | 36663.9 | 0 | 73.2127 | 6536.47 | 40053.4
6436 | 0 | 2600.64 | 0 | 37182.2 | 0 | 623.461 | 0 | 9.8122 | 0 | 0 | 9.8122 | 0 | 0 | 39314.1 | 37654 | 0 | 627.446 | 6591.45 | 40053.4
6437 | 0 | 654.846 | 0 | 35618.3 | 0 | 78.3382 | 0 | 0 | 0 | 1124.02 | 0 | 0 | 0 | 40053.4 | 37574.1 | 0 | 245.963 | 6858.2 | 40053.4
6438 | 0 | 383.915 | 0 | 34942.4 | 0 | 1451.35 | 0 | 0 | 0 | 2013.34 | 0 | 0 | 0 | 40053.4 | 38299.6 | 0 | 0 | 7357.49 | 40053.4
6439 | 0.26692 | 166.102 | 0.23164 | 34331.7 | 0.70832 | 2873.61 | 0.0079803 | 0 | 0.083196 | 1804.69 | 0 | 0 | 0.07196 | 40053.4 | 38108.9 | 0.079281 | 0 | 4647.44 | 40053.4
6440 | 1.5442 | 0 | 1.0158 | 23939.4 | 1.9123 | 1718.03 | 0.031689 | 0 | 1.0605 | 3231.62 | 0 | 0 | 0.90096 | 39575.1 | 38229.9 | 0.94745 | 0 | 10816.3 | 40053.4
6441 | 2.6735 | 0 | 2.3542 | 7501.9 | 2.9267 | 3171.36 | 0.95465 | 0 | 2.1315 | 0 | 0 | 0 | 1.8435 | 38073.3 | 34009.2 | 1.9953 | 0 | 4365.48 | 40053.4
6442 | 3.4545 | 0 | 3.2023 | 4058.97 | 3.6545 | 2139.8 | 1.0911 | 0 | 2.9453 | 0 | 0 | 0 | 2.5929 | 31887.7 | 23536.5 | 2.8192 | 973.297 | 760.803 | 37746.3
6443 | 3.9268 | 0 | 3.3025 | 1051.35 | 4.0736 | 1740.75 | 0.99256 | 0 | 3.4873 | 597.674 | 0 | 0 | 3.1124 | 25410.1 | 19756 | 3.3934 | 4161.97 | 0 | 36841.9
6444 | 4.1546 | 2103.92 | 4.0488 | 0 | 4.2179 | 3985.16 | 0.7118 | 0 | 3.7429 | 2165.53 | 0 | 0 | 3.3456 | 20617.9 | 26065.5 | 3.6603 | 5017.73 | 0 | 34625.2
6445 | 4.1157 | 1797.61 | 4.0184 | 0 | 4.0711 | 6491.45 | 0.66944 | 0 | 3.7576 | 3270.78 | 0 | 0 | 3.3515 | 14416.9 | 31154.4 | 3.661 | 3645.94 | 324.934 | 22223.8
6446 | 3.7939 | 1881.79 | 3.6986 | 0 | 3.62 | 3799.22 | 1.1779 | 0 | 3.513 | 3022.89 | 0 | 0 | 3.1197 | 7094.16 | 36115.9 | 3.4027 | 2818.24 | 955.628 | 18711.5
6447 | 3.2055 | 1789.81 | 1.5986 | 0 | 2.8973 | 10888 | 0.25594 | 0 | 3.0418 | 3459.61 | 0 | 0 | 2.6656 | 2853.51 | 36950.2 | 2.9013 | 3086.21 | 3029.06 | 9945.35
6448 | 2.3118 | 833.558 | 0.54159 | 0 | 1.8848 | 32198.9 | 0.56402 | 0 | 2.2869 | 2742.51 | 0 | 0 | 1.9814 | 0 | 37343.6 | 2.1482 | 2911.51 | 4231.74 | 7983.22
6449 | 1.1672 | 844.359 | 1.1282 | 0 | 0.7093 | 5407.6 | 0.50729 | 0 | 1.2876 | 3700.71 | 0 | 834.812 | 1.0715 | 778.061 | 36802.4 | 1.1741 | 2671.92 | 5565.23 | 3293.72
6450 | 0.13453 | 6252.09 | 0.15842 | 0 | 0 | 29923 | 0.16698 | 1484.96 | 0.28364 | 7027.95 | 1484.96 | 1870.63 | 0.21196 | 5468.97 | 27712.6 | 0.22733 | 2444.4 | 7444.46 | 633.85
6451 | 0 | 18902.9 | 0 | 1696.88 | 0 | 31308.8 | 0 | 2945.72 | 0 | 15707.9 | 2945.72 | 4022.69 | 0 | 6258.13 | 34829.9 | 0 | 1220.67 | 15268.1 | 4655.84
6452 | 0 | 33230.2 | 0 | 2471.27 | 0 | 23239.6 | 0 | 1723.19 | 0 | 19222.1 | 1723.19 | 0 | 0 | 5057.87 | 37750.4 | 0 | 872.62 | 16855.1 | 8809.29
6453 | 0 | 36577.6 | 0 | 5876.21 | 0 | 26355.1 | 0 | 6154.68 | 0 | 19392.6 | 6154.68 | 0 | 0 | 3922.59 | 38175.1 | 0 | 1922.83 | 10197.9 | 27872.1
6454 | 0 | 30039.4 | 0 | 8098.24 | 0 | 29069 | 0 | 7273.38 | 0 | 10744.8 | 7273.38 | 0 | 0 | 5909.4 | 38532.4 | 0 | 1217.63 | 4588.34 | 39264.6
6455 | 0 | 23497 | 0 | 20083.5 | 0 | 20453.9 | 0 | 5039.69 | 0 | 8823.63 | 5039.69 | 0 | 0 | 10302.4 | 38663.3 | 0 | 1297.98 | 5853.56 | 40053.4
6456 | 0 | 34901.5 | 0 | 31091.2 | 0 | 7175.22 | 0 | 4954.79 | 0 | 11584.8 | 4954.79 | 0 | 0 | 13507.8 | 38518.9 | 0 | 710.033 | 6151.58 | 40053.4
6457 | 0 | 31176.9 | 0 | 32235.4 | 0 | 852.159 | 0 | 3276.21 | 0 | 10207.2 | 3276.21 | 0 | 0 | 15595.7 | 38150.9 | 0 | 0 | 4970.08 | 40053.4
6458 | 0 | 30276.6 | 0 | 23488.1 | 0 | 3539.65 | 0 | 1796.13 | 0 | 9447.42 | 1796.13 | 0 | 0 | 19426.2 | 39030.4 | 0 | 0 | 4731.23 | 40053.4
6459 | 0 | 24430.9 | 0 | 34024 | 0 | 13183.9 | 0 | 1015.94 | 0 | 9183.48 | 1015.94 | 0 | 0 | 29676.2 | 39248.9 | 0 | 0 | 7332.33 | 40053.4
6460 | 0 | 13996.1 | 0 | 27706.9 | 0 | 17555.1 | 0 | 857.53 | 0 | 11266.6 | 857.53 | 0 | 0 | 33048.5 | 37243.9 | 0 | 0 | 9112.39 | 40053.4
6461 | 0 | 13213.8 | 0 | 17001.6 | 0 | 7321.57 | 0 | 1631.63 | 0 | 15687.3 | 1631.63 | 0 | 0 | 32656 | 37907.1 | 0 | 0 | 2784.15 | 40053.4
6462 | 0 | 10828.9 | 0 | 20385.6 | 0 | 8703.39 | 0 | 2504.09 | 0 | 14884 | 2504.09 | 0 | 0 | 34719.2 | 39557.2 | 0 | 329.176 | 0 | 40053.4
6463 | 0.31884 | 8743.51 | 0.27606 | 23517.4 | 0.71772 | 3335.21 | 0.089242 | 2049.73 | 0.077352 | 15766.3 | 2049.73 | 0 | 0.073313 | 36501 | 39574.4 | 0.066625 | 450.004 | 13078.8 | 40053.4
6464 | 1.4847 | 14171.9 | 1.3653 | 9340.05 | 1.9458 | 3788.47 | 0.56962 | 3742.3 | 1.0071 | 13319.8 | 3742.3 | 0 | 0.91593 | 37188.1 | 37443.5 | 0.92893 | 966.342 | 25920.5 | 40053.4
6465 | 2.6079 | 2853.68 | 2.4501 | 7751.51 | 2.9956 | 728.693 | 1.1565 | 763.673 | 2.0356 | 965.445 | 763.673 | 0 | 1.876 | 37839.2 | 35577.6 | 1.9907 | 1934.45 | 10948.7 | 39293
6466 | 3.4259 | 608.463 | 3.2748 | 4333.53 | 3.758 | 4500.53 | 1.48 | 0 | 2.8147 | 2264.02 | 0 | 0 | 2.6231 | 39808.4 | 38376.3 | 2.8282 | 2725.6 | 2563.43 | 39176
6467 | 3.9308 | 0 | 3.8195 | 2056.99 | 4.1979 | 7957.21 | 0.50787 | 0 | 3.3326 | 4072.3 | 0 | 0 | 3.1029 | 40053.4 | 38148.5 | 3.4029 | 3381.04 | 0 | 35276.4
6468 | 4.1565 | 797.32 | 4.077 | 1920.03 | 4.3442 | 4125.25 | 0.26018 | 0 | 3.576 | 5361.72 | 0 | 0 | 3.1201 | 40053.4 | 38177.7 | 3.7067 | 2241.06 | 0 | 30244.1
6469 | 4.1014 | 3486.95 | 1.0452 | 653.462 | 4.1908 | 7836.21 | 0.14466 | 0 | 3.5984 | 7721.9 | 0 | 0 | 3.0158 | 40053.4 | 37105.6 | 3.7246 | 3921.65 | 1241.63 | 16690
6470 | 3.7664 | 9857.57 | 1.195 | 0 | 3.7361 | 7259.3 | 1.7936 | 0 | 3.3368 | 9738.83 | 0 | 0 | 2.8909 | 40053.4 | 37534.2 | 3.4615 | 11262.7 | 3597.64 | 17107.8
6471 | 3.1567 | 17178.6 | 0.17657 | 0 | 2.9911 | 6429.57 | 1.0793 | 0 | 2.0836 | 6739.28 | 0 | 0 | 2.5034 | 40053.4 | 38308 | 2.9455 | 16419.9 | 10279.8 | 9620.13
6472 | 2.2608 | 17769.7 | 1.8777 | 0 | 1.9408 | 1122.79 | 0.65037 | 0 | 2.136 | 6171.02 | 0 | 0 | 1.8973 | 40053.4 | 37282.2 | 2.1721 | 18057.9 | 20108.3 | 4310.89
6473 | 0.87993 | 12772.7 | 0.57009 | 0 | 0.71982 | 3245.48 | 0.023755 | 0 | 0.50954 | 3180.54 | 0 | 0 | 1.0086 | 40053.4 | 40053.4 | 1.1678 | 12645.4 | 25893.4 | 532.085
6474 | 0.10108 | 7312.98 | 0.14416 | 1595.83 | 0 | 3126.22 | 0 | 0 | 0.24332 | 5243.37 | 0 | 1348.5 | 0.17946 | 40053.4 | 40053.4 | 0.21593 | 8409.82 | 31120.7 | 0
6475 | 0 | 4052.68 | 0 | 14775.5 | 0 | 8469.23 | 0 | 0 | 0 | 8422.01 | 0 | 3644.35 | 0 | 40053.4 | 39067.7 | 0 | 6888.44 | 34405.7 | 3985.16
6476 | 0 | 23334.5 | 0 | 18196.2 | 0 | 7231.69 | 0 | 0 | 0 | 11132.9 | 0 | 5747.18 | 0 | 40053.4 | 30595.3 | 0 | 7018.4 | 35245.2 | 24166.8
6477 | 0 | 26902.5 | 0 | 22512 | 0 | 1159.8 | 0 | 0 | 0 | 21095 | 0 | 2242.18 | 0 | 39884.9 | 28039.2 | 0 | 5777.79 | 37171 | 38139.2
6478 | 0 | 15907.8 | 0 | 34227 | 0 | 0 | 0 | 0 | 0 | 19158.9 | 0 | 0 | 0 | 40053.4 | 39596.1 | 0 | 6560.42 | 33665.5 | 39267.8
6479 | 0 | 15639.7 | 0 | 36693.6 | 0 | 0 | 0 | 0 | 0 | 20052.7 | 0 | 0 | 0 | 40053.4 | 39990.8 | 0 | 7750.46 | 31204.7 | 39721.5
6480 | 0 | 31467.3 | 0 | 35106.4 | 0 | 0 | 0 | 0 | 0 | 16893.8 | 0 | 329.38 | 0 | 39682.9 | 39985.5 | 0 | 4950.95 | 26548.4 | 40053.4
6481 | 0 | 19816.2 | 0 | 15241.9 | 0 | 0 | 0 | 0 | 0 | 15880.1 | 0 | 0 | 0 | 39009.1 | 7649.94 | 0 | 3587.94 | 16674.5 | 40053.4
6482 | 0 | 6639.85 | 0 | 6664.56 | 0 | 0 | 0 | 0 | 0 | 10673.7 | 0 | 0 | 0 | 39148.8 | 26758 | 0 | 4777.85 | 12928.3 | 40053.4
6483 | 0 | 19497.4 | 0 | 2994.74 | 0 | 0 | 0 | 0 | 0 | 6377.24 | 0 | 0 | 0 | 33923.8 | 38132.9 | 0 | 3674.86 | 14108.9 | 40053.4
6484 | 0 | 29931.3 | 0 | 1841.99 | 0 | 0 | 0 | 0 | 0 | 10538.2 | 0 | 1811.02 | 0 | 30306.2 | 39430.6 | 0 | 3567.5 | 15091.6 | 40053.4
6485 | 0 | 34852.9 | 0 | 1641.41 | 0 | 0 | 0 | 0 | 0 | 9352.76 | 0 | 0 | 0 | 18663.7 | 39595 | 0 | 2969.44 | 17067.1 | 40053.4
6486 | 0 | 37874.2 | 0 | 10754.2 | 0 | 0 | 0 | 0 | 0 | 14406.1 | 0 | 0 | 0 | 20336.2 | 39601.8 | 0 | 2417.65 | 19285 | 40053.4
6487 | 0.2337 | 39412.9 | 0.16312 | 28556.1 | 0.72601 | 0 | 0 | 0 | 0.069028 | 22354.2 | 0 | 0 | 0.022639 | 39733.3 | 39618.6 | 0.065954 | 371.124 | 30956.8 | 40053.4
6488 | 1.3829 | 37158.4 | 0.035327 | 29160.7 | 1.9839 | 0 | 0.013335 | 0 | 0.95167 | 12847.3 | 0 | 0 | 0.66448 | 40053.4 | 38098.5 | 0.94411 | 0 | 32034 | 39356
6489 | 2.4527 | 34515.4 | 0.21113 | 13805.9 | 3.0478 | 0 | 0.41432 | 0 | 1.9829 | 2168.18 | 0 | 0 | 0.91781 | 40053.4 | 15694.7 | 2.0324 | 703.955 | 10819.4 | 28886.6
6490 | 3.2603 | 24777.7 | 0.35574 | 4922.16 | 3.7902 | 0 | 0.29791 | 0 | 2.7994 | 2945.47 | 0 | 0 | 2.1625 | 38551.6 | 4144.98 | 2.8966 | 1821.52 | 4523.85 | 18948.8
6491 | 3.7951 | 14222.8 | 0.61813 | 1504.62 | 4.2187 | 1788.72 | 0.15311 | 0 | 3.3684 | 5852.71 | 0 | 0 | 2.1207 | 37258.5 | 10707.5 | 3.4846 | 0 | 1535.94 | 8543.42
6492 | 3.2969 | 7403.99 | 2.874 | 0 | 4.341 | 7545.15 | 1.917 | 0 | 3.6541 | 8125.06 | 0 | 0 | 2.3999 | 36566.3 | 19258.2 | 3.7837 | 0 | 429.19 | 2186.23
6493 | 3.2221 | 4955.21 | 3.7282 | 0 | 4.1563 | 9844.39 | 2.4693 | 0 | 3.6463 | 6305.96 | 0 | 0 | 2.597 | 29331.7 | 13279 | 3.8087 | 0 | 1114.53 | 1436.46
6494 | 2.7691 | 0 | 3.7355 | 0 | 3.6826 | 9304.38 | 3.1662 | 1091.67 | 3.3957 | 4500.76 | 1091.67 | 0 | 1.0268 | 23373.8 | 15845.5 | 3.5535 | 816.631 | 3121.2 | 2397.94
6495 | 2.3653 | 0 | 3.1423 | 0 | 2.9396 | 11792.4 | 2.7025 | 0 | 1.8586 | 4274.4 | 0 | 0 | 2.0152 | 14237.1 | 27166.1 | 3.0122 | 2002.06 | 6717.37 | 1412.55
6496 | 1.5563 | 579.124 | 0.89867 | 0 | 1.9045 | 14809.5 | 0.088524 | 744.987 | 2.1357 | 3741.38 | 744.987 | 0 | 1.0351 | 7088.56 | 28316.3 | 2.2153 | 1268.5 | 10916.4 | 119.45
6497 | 0.82054 | 1452.27 | 1.1352 | 0 | 0.69603 | 14995.5 | 0.43866 | 4486.82 | 1.1647 | 2946.99 | 4486.82 | 389.677 | 0.55599 | 6096.27 | 22491.2 | 1.1726 | 0 | 25020.8 | 0
6498 | 0.096122 | 6926.48 | 0.13408 | 0 | 0 | 21287.9 | 0.13604 | 5809.42 | 0.23134 | 3869.52 | 5809.42 | 2122.22 | 0.099525 | 3203.19 | 4124.78 | 0.19925 | 0 | 36865.9 | 0
6499 | 0 | 17695.6 | 0 | 0 | 0 | 28908.5 | 0 | 6304.72 | 0 | 3482.44 | 6304.72 | 5534.32 | 0 | 1020.54 | 15803.4 | 0 | 0 | 38491.5 | 0
6500 | 0 | 16664.6 | 0 | 1817.84 | 0 | 14310.7 | 0 | 5767.24 | 0 | 9814.7 | 5767.24 | 7264.3 | 0 | 2692.29 | 4170.82 | 0 | 0 | 36905.3 | 0
6501 | 0 | 8764.67 | 0 | 7121.33 | 0 | 19891.4 | 0 | 6795.99 | 0 | 10391.5 | 6795.99 | 4227.43 | 0 | 5306.7 | 9329.38 | 0 | 366.082 | 37495.4 | 0
6502 | 0 | 3859.76 | 0 | 9575.34 | 0 | 10586.8 | 0 | 8554.21 | 0 | 9445.05 | 8554.21 | 5645.38 | 0 | 7010.38 | 24691.9 | 0 | 1030.34 | 37893.7 | 0
6503 | 0 | 1784.2 | 0 | 27004.8 | 0 | 3301.16 | 0 | 5994.53 | 0 | 9777.07 | 5994.53 | 7221.32 | 0 | 5580.88 | 27787 | 0 | 0 | 37214.1 | 0
6504 | 0 | 3020.06 | 0 | 37997.4 | 0 | 2915.49 | 0 | 4363.79 | 0 | 6468.3 | 4363.79 | 0 | 0 | 6407.44 | 25062.3 | 0 | 0 | 33137.6 | 0
6505 | 0 | 5618.02 | 0 | 38259.9 | 0 | 5892.69 | 0 | 2294.05 | 0 | 7338.51 | 2294.05 | 0 | 0 | 5371.51 | 28547.5 | 0 | 0 | 25122.9 | 1654.14
6506 | 0 | 4205.23 | 0 | 38284.6 | 0 | 8786.78 | 0 | 891.341 | 0 | 6818.04 | 891.341 | 0 | 0 | 7262.93 | 27366.1 | 0 | 1185.91 | 13716.1 | 2115.83
6507 | 0 | 6285.46 | 0 | 33633 | 0 | 12351 | 0 | 426.345 | 0 | 6848.71 | 426.345 | 0 | 0 | 6416.51 | 24964 | 0 | 3243.78 | 12811.8 | 1150.29
6508 | 0 | 9295.18 | 0 | 24733.6 | 0 | 5255.6 | 0 | 0 | 0 | 2580.31 | 0 | 0 | 0 | 7738.47 | 22517.1 | 0 | 4012.21 | 6628.76 | 2454.49
6509 | 0 | 14991.4 | 0 | 21308.1 | 0 | 7163.79 | 0 | 0 | 0 | 5249.4 | 0 | 0 | 0 | 8642.21 | 18596.9 | 0 | 1897.75 | 8252.55 | 12807.9
6510 | 0 | 19178.8 | 0 | 22743.7 | 0 | 24290.4 | 0 | 0 | 0 | 3194.3 | 0 | 0 | 0 | 8210.53 | 14841 | 0 | 599.823 | 9963.54 | 31400.1
6511 | 0.0352 | 23005.7 | 0.10071 | 23119.4 | 0.6987 | 29784.6 | 0.095378 | 248.368 | 0.074774 | 1060.81 | 248.368 | 0 | 0.022941 | 5019.35 | 17817.5 | 0.051915 | 471.666 | 7119.43 | 15321.5
6512 | 0.096689 | 8896.09 | 0.56922 | 12161 | 1.9061 | 22235.7 | 0.2853 | 0 | 1.0399 | 2238.7 | 0 | 0 | 0.64495 | 2826.56 | 20965.7 | 0.88417 | 548.335 | 5556.37 | 10652.8
6513 | 1.9215 | 9224.88 | 0.96189 | 12003.9 | 2.9017 | 16582.5 | 0.43549 | 0 | 2.1325 | 720.395 | 0 | 0 | 0.64107 | 1271.62 | 12109.1 | 1.9584 | 1445.94 | 1097.4 | 2515.35
6514 | 2.8014 | 5659.24 | 1.3192 | 2760.9 | 3.5921 | 35295.8 | 0.4331 | 0 | 2.9895 | 295.455 | 0 | 0 | 1.4128 | 4839.19 | 2419.83 | 2.8389 | 1016.73 | 0 | 2047.99
6515 | 3.3075 | 8683.17 | 1.6626 | 0 | 3.9897 | 29186.5 | 3.2064 | 0 | 3.5296 | 1973.53 | 0 | 0 | 2.0972 | 7630.73 | 2331.76 | 3.418 | 1880.63 | 0 | 1818.26
6516 | 0.91161 | 8060.46 | 0.85073 | 0 | 4.1218 | 34927.2 | 3.4359 | 3119.53 | 3.7994 | 2562.51 | 3119.53 | 0 | 3.0479 | 5524.49 | 4126.27 | 3.7409 | 3664.6 | 0 | 1526.1
6517 | 3.2211 | 5115.11 | 1.1831 | 0 | 3.9684 | 35269 | 2.017 | 1990.85 | 2.5499 | 1147.98 | 1990.85 | 0 | 0.80397 | 6558.03 | 5337.15 | 3.771 | 8314.6 | 0 | 786.645
6518 | 2.8915 | 4817.71 | 2.8333 | 0 | 3.5262 | 37207.9 | 2.2262 | 1775 | 2.8573 | 1999.14 | 1775 | 0 | 3.0809 | 3676.84 | 8613.48 | 3.4949 | 3762.56 | 0 | 0
6519 | 0.84493 | 3002.82 | 3.1218 | 0 | 2.8168 | 38605.2 | 2.6376 | 2103.5 | 3.0737 | 1265.19 | 2103.5 | 0 | 2.2516 | 4147.96 | 12625.9 | 2.9588 | 775.565 | 0 | 1559.33
6520 | 1.2299 | 6367.78 | 2.2376 | 0 | 1.8136 | 38403.3 | 1.9015 | 1782.76 | 2.2927 | 2020.86 | 1782.76 | 0 | 1.2754 | 4456.52 | 17187.8 | 2.1369 | 0 | 0 | 1374.34
6521 | 0.50899 | 5453.56 | 1.1078 | 0 | 0.65343 | 38174.5 | 0.96643 | 1233.88 | 1.2635 | 561.682 | 1233.88 | 0 | 0.53563 | 2993.32 | 16635.9 | 1.1055 | 0 | 0 | 0
6522 | 0.047044 | 17198.6 | 0.12159 | 1152.79 | 0 | 39168 | 0.11195 | 4029.49 | 0.24237 | 1368.44 | 4029.49 | 0 | 0.076964 | 3341.73 | 21837.1 | 0.16159 | 0 | 1100.17 | 0
6523 | 0 | 33773.9 | 0 | 7534.29 | 0 | 36810.3 | 0 | 12558.5 | 0 | 0 | 12558.5 | 0 | 0 | 3015.77 | 37352.6 | 0 | 1126.92 | 8334.12 | 0
6524 | 0 | 32818.5 | 0 | 27076.3 | 0 | 36013.1 | 0 | 16106.4 | 0 | 1438.74 | 16106.4 | 2084.07 | 0 | 4172.05 | 39366.7 | 0 | 817.422 | 9764.38 | 0
6525 | 0 | 22863.1 | 0 | 26244.4 | 0 | 33029.7 | 0 | 2193.35 | 0 | 0 | 2193.35 | 2003.76 | 0 | 5389.19 | 39837.8 | 0 | 1075.1 | 11356.6 | 1698.6
6526 | 0 | 32689.7 | 0 | 28106 | 0 | 32515.6 | 0 | 1056.6 | 0 | 0 | 1056.6 | 0 | 0 | 6088.96 | 39526.5 | 0 | 1229.88 | 7517.16 | 1636.56
6527 | 0 | 39627.9 | 0 | 34807.4 | 0 | 35107.1 | 0 | 3264.89 | 0 | 107.409 | 3264.89 | 0 | 0 | 8330.75 | 39746.7 | 0 | 0 | 9469.12 | 0
6528 | 0 | 39186.7 | 0 | 32609.5 | 0 | 9863.48 | 0 | 2580.09 | 0 | 0 | 2580.09 | 0 | 0 | 7104.76 | 39908.2 | 0 | 0 | 18665.1 | 0
6529 | 0 | 34484.4 | 0 | 30107.5 | 0 | 27954.7 | 0 | 3127.65 | 0 | 168.554 | 3127.65 | 0 | 0 | 4477.45 | 40050 | 0 | 0 | 23288.2 | 0
6530 | 0 | 24506.1 | 0 | 30973.1 | 0 | 25611.1 | 0 | 1697.82 | 0 | 0 | 1697.82 | 0 | 0 | 2079.64 | 39542.7 | 0 | 262.062 | 26619.5 | 132.631
6531 | 0 | 26049.8 | 0 | 25184.7 | 0 | 32033.5 | 0 | 2446.88 | 0 | 666.337 | 2446.88 | 0 | 0 | 3286.27 | 39522.6 | 0 | 0 | 24717.3 | 663.939
6532 | 0 | 26848.7 | 0 | 21900.4 | 0 | 25429.7 | 0 | 1675.21 | 0 | 880.783 | 1675.21 | 0 | 0 | 8889.21 | 39561.6 | 0 | 390.769 | 30761.4 | 0
6533 | 0 | 37154.2 | 0 | 12299.5 | 0 | 31323.6 | 0 | 825.639 | 0 | 0 | 825.639 | 0 | 0 | 13926 | 39448.3 | 0 | 3071.3 | 29907.3 | 2226.23
6534 | 0 | 36712.2 | 0 | 5601.67 | 0 | 39234.4 | 0 | 1846.78 | 0 | 0 | 1846.78 | 0 | 0 | 12219.5 | 38934.1 | 0 | 7987.46 | 29397.4 | 10779.5
6535 | 0.26907 | 35062.9 | 0.25908 | 1420.72 | 0.66812 | 37895.5 | 0.0045724 | 0 | 0.069823 | 0 | 0 | 0 | 0.076952 | 13843.9 | 37934 | 0.0098749 | 3391.19 | 16068.2 | 6719.68
6536 | 1.1687 | 27779.9 | 1.3572 | 5498.59 | 1.8331 | 37426 | 0.03903 | 0 | 0.99613 | 0 | 0 | 0 | 1.0094 | 12695.5 | 34209.8 | 0.26219 | 8127.05 | 6576.67 | 627.203
6537 | 2.4183 | 36431.9 | 2.442 | 0 | 2.8248 | 37060.9 | 1.1199 | 0 | 2.0392 | 0 | 0 | 0 | 2.0463 | 10995 | 21413.6 | 1.3434 | 6919.77 | 578.06 | 0
6538 | 3.2825 | 38253.8 | 3.2949 | 0 | 3.5498 | 23595 | 0.96926 | 0 | 2.8466 | 0 | 0 | 0 | 2.8344 | 16525.6 | 7695 | 1.6646 | 5163.96 | 0 | 0
6539 | 3.823 | 33287.3 | 3.8449 | 0 | 3.9923 | 21337.5 | 0.1358 | 0 | 3.4044 | 0 | 0 | 0 | 3.359 | 11454.3 | 5453.18 | 2.0591 | 4266.72 | 663.933 | 0
6540 | 4.093 | 26517.4 | 4.0985 | 742.342 | 4.1365 | 11126.6 | 0.57501 | 0 | 3.6749 | 0 | 0 | 0 | 3.614 | 5301.6 | 4891.3 | 3.3228 | 10033.9 | 1923.64 | 0
6541 | 4.0473 | 19773.7 | 3.3382 | 6257.01 | 3.9741 | 10921.3 | 0.23978 | 0 | 3.1081 | 0 | 0 | 0 | 1.7265 | 6669.49 | 6472.69 | 3.3011 | 16111.1 | 598.91 | 0
6542 | 2.8523 | 5718.36 | 3.038 | 7168.72 | 3.5107 | 11363.3 | 0.65577 | 0 | 2.8701 | 0 | 0 | 0 | 3.3571 | 6471.34 | 6412.29 | 3.1046 | 6315.81 | 0 | 0
6543 | 2.1944 | 909.273 | 2.5212 | 2405.66 | 2.7809 | 11035.8 | 1.8838 | 0 | 2.2012 | 0 | 0 | 0 | 2.8778 | 8597.82 | 8364.15 | 2.6368 | 700.677 | 0 | 0
6544 | 1.6568 | 51.6393 | 2.2307 | 200.133 | 1.7673 | 9660.8 | 0.51887 | 0 | 1.274 | 0 | 0 | 0 | 1.9247 | 6610.36 | 11224.5 | 1.9068 | 7340.6 | 2407 | 0
6545 | 1.0362 | 3468.54 | 1.1037 | 0 | 0.57042 | 8166.37 | 0.8306 | 0 | 0.98438 | 0 | 0 | 0 | 1.0341 | 3904.21 | 10083.9 | 0.97533 | 3730.37 | 2008.88 | 0
6546 | 0.065517 | 1645.14 | 0.10994 | 1066.75 | 0 | 8764.69 | 0.076439 | 0 | 0.18848 | 0 | 0 | 0 | 0.16305 | 2057.71 | 12979.1 | 0.12474 | 1328.6 | 1618.87 | 0
6547 | 0 | 343.407 | 0 | 7932.72 | 0 | 8486.05 | 0 | 1296.37 | 0 | 0 | 1296.37 | 432.204 | 0 | 39629.5 | 20795.1 | 0 | 3736.93 | 547.514 | 0
6548 | 0 | 2031.4 | 0 | 14242.2 | 0 | 0 | 0 | 1946.37 | 0 | 0 | 1946.37 | 0 | 0 | 39417.7 | 35457 | 0 | 1172.58 | 2933.98 | 0
6549 | 0 | 6285.73 | 0 | 16744.9 | 0 | 0 | 0 | 459.386 | 0 | 0 | 459.386 | 0 | 0 | 39150.7 | 37157.5 | 0 | 0 | 3430.67 | 0
6550 | 0 | 15067.1 | 0 | 27012.3 | 0 | 0 | 0 | 0 | 0 | 0 | 0 | 0 | 0 | 37747.6 | 37013.8 | 0 | 0 | 5460.46 | 939.251
6551 | 0 | 26567.6 | 0 | 27271.4 | 0 | 0 | 0 | 0 | 0 | 0 | 0 | 0 | 0 | 37064.1 | 37680.7 | 0 | 0 | 8166.53 | 969.952
6552 | 0 | 35450.3 | 0 | 22193 | 0 | 0 | 0 | 0 | 0 | 0 | 0 | 0 | 0 | 37081.2 | 36708.6 | 0 | 0 | 16736.3 | 1395.99
6553 | 0 | 16890.5 | 0 | 26664.1 | 0 | 0 | 0 | 0 | 0 | 0 | 0 | 0 | 0 | 31779.4 | 34849.8 | 0 | 1421.44 | 24219.1 | 280.972
6554 | 0 | 10389 | 0 | 27900.2 | 0 | 0 | 0 | 1010.45 | 0 | 0 | 1010.45 | 0 | 0 | 20442.5 | 33019.5 | 0 | 1292.02 | 23659.2 | 1172.12
6555 | 0 | 6842.77 | 0 | 22197.1 | 0 | 0 | 0 | 0 | 0 | 0 | 0 | 0 | 0 | 14348.4 | 26338.9 | 0 | 485.689 | 25404.5 | 4815.38
6556 | 0 | 5977.67 | 0 | 14402.5 | 0 | 0 | 0 | 0 | 0 | 0 | 0 | 0 | 0 | 18481.6 | 17204.9 | 0 | 0 | 29744.2 | 10897.6
6557 | 0 | 4135.7 | 0 | 5070.98 | 0 | 0 | 0 | 0 | 0 | 0 | 0 | 0 | 0 | 25753.1 | 31261.2 | 0 | 1512.54 | 31522.2 | 8982.64
6558 | 0 | 3114.49 | 0 | 984.79 | 0 | 0 | 0 | 0 | 0 | 0 | 0 | 0 | 0 | 26050.1 | 31896.4 | 0 | 4010.16 | 32899.4 | 6903.27
6559 | 0.26627 | 2089.28 | 0.26247 | 0 | 0.60824 | 0 | 0.078985 | 539.576 | 0.0062304 | 0 | 539.576 | 0 | 0.02082 | 23197.7 | 28190 | 0.017401 | 1810.08 | 22681 | 1866.22
6560 | 1.3744 | 670.236 | 1.3954 | 930.879 | 1.7411 | 0 | 0.27537 | 1986.17 | 0.20529 | 0 | 1986.17 | 0 | 0.11516 | 30060.3 | 36655.7 | 0.38128 | 1547.26 | 10986.2 | 2269.51
6561 | 2.4586 | 0 | 2.512 | 0 | 2.6689 | 0 | 0.55154 | 73.6818 | 0.5534 | 0 | 73.6818 | 0 | 0.78156 | 35602.5 | 24792.2 | 1.3477 | 4311.87 | 10815.7 | 0
6562 | 3.2765 | 0 | 3.3473 | 668.223 | 3.327 | 8339.34 | 0.31104 | 0 | 0.69032 | 0 | 0 | 0 | 1.1133 | 25740.2 | 10149.1 | 2.1646 | 11163.6 | 13745.4 | 0
6563 | 3.7833 | 923.223 | 3.8385 | 8360.92 | 3.7568 | 26066.5 | 2.318 | 4962.41 | 0.93668 | 0 | 4962.41 | 0 | 0.56239 | 23979.3 | 14444.2 | 2.2039 | 9005.16 | 23519.3 | 640.432
6564 | 3.987 | 1342.99 | 4.0314 | 11681.9 | 3.9031 | 27717.5 | 2.5052 | 4323.83 | 0.89165 | 0 | 4323.83 | 0 | 0.67637 | 13283.8 | 17621.2 | 2.1005 | 11684.1 | 27138.1 | 0
6565 | 2.9514 | 2869.9 | 3.983 | 17438.5 | 3.7763 | 24906.4 | 1.9338 | 3641.48 | 0.54578 | 0 | 3641.48 | 0 | 1.4993 | 14490.1 | 22344.4 | 1.665 | 17852.2 | 32237.6 | 0
6566 | 2.7219 | 9658.24 | 3.6725 | 26710.1 | 3.3405 | 19470.1 | 3.1643 | 4169.15 | 0.60668 | 0 | 4169.15 | 17.5285 | 0.61914 | 7035.13 | 24146 | 1.7131 | 22158.2 | 32833.1 | 0
6567 | 2.4439 | 11635 | 2.6807 | 29304.2 | 2.6303 | 31298.2 | 2.69 | 10638.5 | 0.26195 | 0 | 10638.5 | 590.226 | 0.26266 | 4245.3 | 20961.2 | 0.37227 | 21087.9 | 26465 | 0
6568 | 0.69648 | 13172.5 | 1.9418 | 26213.9 | 1.6583 | 25010.4 | 1.9516 | 10902.9 | 0.60508 | 0 | 10902.9 | 654.667 | 0.54668 | 3269.72 | 23729.5 | 0.22909 | 25103.6 | 16800.1 | 0
6569 | 0.66272 | 14539.2 | 1.1152 | 23474.1 | 0.55083 | 27714.1 | 0.98293 | 10203 | 0.25385 | 0 | 10203 | 2859.05 | 0.44561 | 1843.55 | 23917.6 | 0.38643 | 24411.7 | 6498.6 | 7807.58
6570 | 0.047678 | 18991.5 | 0.10193 | 26993.2 | 0 | 23836.4 | 0.093136 | 19998.9 | 0.031465 | 0 | 19998.9 | 2767.58 | 0.05922 | 1132.74 | 28856.3 | 0.042625 | 23781.6 | 1201.19 | 33651.1
6571 | 0 | 24106.9 | 0 | 30233.1 | 0 | 32035.1 | 0 | 7962.08 | 0 | 0 | 7962.08 | 4663.92 | 0 | 8053.03 | 16755.6 | 0 | 20992.5 | 6394.12 | 35145.3
6572 | 0 | 32395.6 | 0 | 23869.2 | 0 | 35312.9 | 0 | 2085.39 | 0 | 0 | 2085.39 | 5713.96 | 0 | 8067.79 | 29568.1 | 0 | 13522 | 3356.72 | 31429.1
6573 | 0 | 27316.8 | 0 | 19203 | 0 | 37013.2 | 0 | 1410.53 | 0 | 0 | 1410.53 | 1997.24 | 0 | 7895.73 | 25821.4 | 0 | 17755.2 | 1876.81 | 31055
6574 | 0 | 31418.8 | 0 | 23386.5 | 0 | 35000.1 | 0 | 904.805 | 0 | 777.99 | 904.805 | 0 | 0 | 22731.6 | 32207.5 | 0 | 15326.2 | 1144.92 | 27922.3
6575 | 0 | 29794.6 | 0 | 30029.2 | 0 | 4681.58 | 0 | 3214.07 | 0 | 98.657 | 3214.07 | 0 | 0 | 24271.1 | 28315.1 | 0 | 10530.3 | 0 | 16788.6
6576 | 0 | 29899.3 | 0 | 37297.4 | 0 | 0 | 0 | 3223.5 | 0 | 38.1725 | 3223.5 | 0 | 0 | 21595.7 | 27898.6 | 0 | 14743.7 | 2724.18 | 10896.4
6577 | 0 | 32056.5 | 0 | 31622.3 | 0 | 0 | 0 | 4540.46 | 0 | 0 | 4540.46 | 0 | 0 | 30489.3 | 23368.8 | 0 | 15443.6 | 5991.16 | 15676.8
6578 | 0 | 32679.5 | 0 | 35427.7 | 0 | 0 | 0 | 5576.67 | 0 | 76.6857 | 5576.67 | 0 | 0 | 32227.4 | 20389.9 | 0 | 11427.9 | 7028.61 | 18641.1
6579 | 0 | 30455.1 | 0 | 39622.7 | 0 | 0 | 0 | 5459.7 | 0 | 1368.58 | 5459.7 | 0 | 0 | 23764.8 | 10792.6 | 0 | 5304.38 | 4574.59 | 24488.6
6580 | 0 | 29534 | 0 | 39233.1 | 0 | 0 | 0 | 8454.14 | 0 | 1065.62 | 8454.14 | 0 | 0 | 18580.6 | 5028.02 | 0 | 2057.67 | 3437.69 | 31267.4
6581 | 0 | 29416.8 | 0 | 38540 | 0 | 0 | 0 | 4413.36 | 0 | 979.701 | 4413.36 | 0 | 0 | 14334.1 | 848.315 | 0 | 3288.28 | 2716.75 | 17574.4
6582 | 0 | 19259.3 | 0 | 37416.4 | 0 | 0 | 0 | 5792.85 | 0 | 895.293 | 5792.85 | 0 | 0 | 10662.6 | 0 | 0 | 5065.72 | 1979.99 | 6610.13
6583 | 0.25339 | 10197.5 | 0.24796 | 35204.8 | 0.60144 | 766.222 | 0.080404 | 3651.84 | 0.01313 | 0 | 3651.84 | 0 | 0.034779 | 8234.92 | 0 | 0.04423 | 2076.11 | 920.283 | 28151.6
6584 | 1.3473 | 4534.02 | 1.33 | 31956.8 | 1.7469 | 1281.1 | 0.95542 | 4278 | 0.19975 | 834.256 | 4278 | 0 | 0.46407 | 8362.17 | 890.739 | 0.87953 | 5084.48 | 225.31 | 23969
6585 | 2.4334 | 3.6031 | 2.4402 | 16535.4 | 2.7207 | 595.679 | 1.9358 | 0 | 0.21845 | 0 | 0 | 0 | 0.14506 | 8669.15 | 375.457 | 1.9715 | 6184.85 | 0 | 10376.7
6586 | 3.2414 | 215.45 | 3.2317 | 5995.99 | 3.4118 | 1636.54 | 2.6747 | 0 | 0.51517 | 0 | 0 | 0 | 0.33352 | 5917.41 | 565.807 | 2.826 | 3217.63 | 0 | 7879.64
6587 | 3.7499 | 0 | 3.7309 | 0 | 3.7995 | 15791.9 | 3.1521 | 11260.4 | 0.55448 | 0 | 11260.4 | 0 | 0.62542 | 1991.36 | 0 | 3.3912 | 4819.6 | 0 | 13988.1
6588 | 3.3277 | 476.468 | 3.9512 | 0 | 3.9346 | 31363.6 | 3.3563 | 14248.1 | 0.4556 | 0 | 14248.1 | 0 | 0.686 | 1114.69 | 0 | 3.6843 | 10398.4 | 0 | 11544.1
6589 | 0.30562 | 1455.92 | 3.1336 | 0 | 3.796 | 37931.4 | 3.3393 | 16295.5 | 0.26931 | 0 | 16295.5 | 613.601 | 0.83322 | 1110.81 | 1457.33 | 3.686 | 5780.72 | 0 | 14800.6
6590 | 2.5637 | 1158.3 | 2.7665 | 0 | 3.3681 | 38023.9 | 1.1671 | 14389.8 | 0.68317 | 0 | 14389.8 | 0 | 1.2148 | 0 | 4731.44 | 3.4081 | 13769.7 | 894.481 | 11776
6591 | 2.2051 | 1971.03 | 1.6714 | 0 | 2.648 | 25647.4 | 1.1535 | 15007 | 0.92969 | 0 | 15007 | 0 | 1.1744 | 0 | 5125.99 | 2.8552 | 17761.2 | 709.289 | 13835.1
6592 | 1.5128 | 728.789 | 1.5545 | 656.301 | 1.6591 | 15037.6 | 0.57184 | 9546.55 | 0.25601 | 0 | 9546.55 | 0 | 0.6662 | 1312.59 | 6115.03 | 2.0363 | 25714.9 | 0 | 22030.1
6593 | 0.9524 | 0 | 0.82482 | 5438.75 | 0.53177 | 13554.2 | 0.86284 | 7783.63 | 0.11461 | 0 | 7783.63 | 0 | 0.94749 | 4886.02 | 5561.04 | 1.0126 | 27223.9 | 0 | 33345.1
6594 | 0.06243 | 0 | 0.037424 | 12766.5 | 0 | 16994.1 | 0.071745 | 2692.08 | 0.027866 | 0 | 2692.08 | 0 | 0.10847 | 8114.93 | 9808.61 | 0.098907 | 29679.6 | 0 | 38490.6
6595 | 0 | 0 | 0 | 24621.6 | 0 | 5630.12 | 0 | 8483.88 | 0 | 0 | 8483.88 | 2827.65 | 0 | 8996.17 | 10611.6 | 0 | 29960.6 | 11770.9 | 38248.9
6596 | 0 | 24.7706 | 0 | 33853.7 | 0 | 2194.55 | 0 | 17747.5 | 0 | 0 | 17747.5 | 2726.35 | 0 | 5487.48 | 11223.5 | 0 | 27954.5 | 26057.5 | 38466.1
6597 | 0 | 0 | 0 | 33190.5 | 0 | 1379.34 | 0 | 8572.93 | 0 | 0 | 8572.93 | 0 | 0 | 2547.52 | 15931.5 | 0 | 20875.2 | 33204.2 | 38939
6598 | 0 | 716.538 | 0 | 37132.7 | 0 | 6384.52 | 0 | 4403.38 | 0 | 0 | 4403.38 | 0 | 0 | 4198.5 | 20137 | 0 | 23820.1 | 37504.3 | 39172.6
6599 | 0 | 17279.2 | 0 | 36278.8 | 0 | 1025.02 | 0 | 2076.65 | 0 | 0 | 2076.65 | 0 | 0 | 11876.4 | 12613.6 | 0 | 17152.6 | 37496.8 | 38296.8
6600 | 0 | 39185.9 | 0 | 34087.8 | 0 | 5043.64 | 0 | 1983.22 | 0 | 0 | 1983.22 | 0 | 0 | 19787.2 | 11608 | 0 | 17329.1 | 37132.9 | 38239
6601 | 0 | 40053.3 | 0 | 31600.4 | 0 | 806.836 | 0 | 1195.49 | 0 | 0 | 1195.49 | 1081.09 | 0 | 26283.4 | 14838 | 0 | 21549 | 36936.2 | 36447.7
6602 | 0 | 39650.8 | 0 | 29974.5 | 0 | 909.202 | 0 | 0 | 0 | 0 | 0 | 595.825 | 0 | 23618.9 | 11479.2 | 0 | 22989.3 | 27654.4 | 29606.4
6603 | 0 | 39719.6 | 0 | 35642.7 | 0 | 0 | 0 | 0 | 0 | 0 | 0 | 0 | 0 | 22577.6 | 9325.36 | 0 | 15312.2 | 10854.1 | 23005.7
6604 | 0 | 39765.7 | 0 | 34895 | 0 | 11322.7 | 0 | 0 | 0 | 0 | 0 | 890.508 | 0 | 27595.2 | 6851.19 | 0 | 19939.4 | 9445.85 | 20394.1
6605 | 0 | 39647.6 | 0 | 23994.9 | 0 | 8690.41 | 0 | 0 | 0 | 0 | 0 | 127.576 | 0 | 23525.5 | 4396.4 | 0 | 17728.7 | 7720.43 | 14161.3
6606 | 0 | 39239.4 | 0 | 17806.7 | 0 | 10200 | 0 | 0 | 0 | 0 | 0 | 0 | 0 | 17757.5 | 10513.9 | 0 | 15872.1 | 6090.89 | 9205.39
6607 | 0.2288 | 38257.6 | 0.23639 | 12756.4 | 0.58458 | 2381.59 | 0.065187 | 0 | 0.0041736 | 0 | 0 | 0 | 0.036916 | 14156.3 | 10839.4 | 0.010054 | 14614.8 | 8189.73 | 9178
6608 | 1.2102 | 34062.9 | 1.2913 | 5555.94 | 1.7245 | 0 | 0.87175 | 0 | 0.2044 | 0 | 0 | 0 | 0.048706 | 10620.2 | 12272.5 | 0.52386 | 8121.39 | 6927.58 | 1713.16
6609 | 2.325 | 20460.7 | 2.3605 | 8278.15 | 2.7092 | 4110.68 | 1.5809 | 0 | 0.43784 | 0 | 0 | 0 | 0.44236 | 7717.23 | 11869.6 | 0.73218 | 1860.57 | 1614.57 | 0
6610 | 3.1234 | 7964.8 | 3.1616 | 3618.03 | 3.4298 | 14556.4 | 2.1359 | 0 | 0.58849 | 0 | 0 | 0 | 1.991 | 3180.67 | 10032.5 | 1.817 | 1640.3 | 0 | 0
6611 | 3.6359 | 2224.4 | 3.7161 | 3239.43 | 3.8649 | 15893.7 | 2.3997 | 0 | 0.86516 | 0 | 0 | 0 | 2.152 | 4108.55 | 10686.1 | 2.352 | 3087.74 | 0 | 0
6612 | 3.8832 | 994.162 | 1.4043 | 2635.85 | 3.9961 | 29396.9 | 2.3859 | 0 | 1.1007 | 0 | 0 | 0 | 2.181 | 5482.93 | 3103.62 | 2.7311 | 5999.97 | 0 | 0
6613 | 3.0545 | 678.77 | 1.9814 | 668.054 | 3.8196 | 26778.3 | 2.9434 | 0 | 1.6152 | 0 | 0 | 0 | 2.8898 | 3732.78 | 9028.85 | 1.7897 | 1881.63 | 0 | 0
6614 | 1.4343 | 965.709 | 2.3261 | 0 | 3.3582 | 23460.4 | 2.2868 | 2106.46 | 0.84526 | 0 | 2106.46 | 0 | 2.148 | 5835.77 | 12674.5 | 1.5419 | 0 | 0 | 0
6615 | 0.52018 | 1144.62 | 0.26114 | 0 | 2.6249 | 32781.5 | 1.9445 | 1798.9 | 0.72181 | 0 | 1798.9 | 0 | 2.2155 | 21049.5 | 5551.14 | 1.8254 | 0 | 0 | 0
6616 | 1.0478 | 1449.76 | 0.062713 | 0 | 1.631 | 33915 | 0.67934 | 959.422 | 1.2705 | 0 | 959.422 | 0 | 1.5713 | 33845.2 | 12274.7 | 1.1932 | 2692.68 | 0 | 1375.6
6617 | 0.6873 | 1867.43 | 0.93588 | 0 | 0.51045 | 28447.3 | 0.099544 | 1786.87 | 0.16312 | 1028.64 | 1786.87 | 0 | 0.12059 | 36622.6 | 35919 | 0.42216 | 712.634 | 7775.03 | 17493.8
6618 | 0.0377 | 2907.46 | 0.07778 | 0 | 0 | 39250.6 | 0.0066937 | 6269.69 | 0.093782 | 4562.97 | 6269.69 | 1952.93 | 0.013641 | 37250.6 | 37592.8 | 0.040865 | 0 | 30580.8 | 38414.9
6619 | 0 | 4258.27 | 0 | 388.013 | 0 | 38965.8 | 0 | 7575.17 | 0 | 6396.63 | 7575.17 | 3983.18 | 0 | 36838.8 | 35539.2 | 0 | 0 | 37614.2 | 39215
6620 | 0 | 1877.25 | 0 | 29028.7 | 0 | 28446.2 | 0 | 22966.2 | 0 | 4591.69 | 22966.2 | 2699.23 | 0 | 34955 | 15551.7 | 0 | 0 | 39772.5 | 36258.4
6621 | 0 | 878.067 | 0 | 38875.6 | 0 | 2391.56 | 0 | 10539.6 | 0 | 13845.5 | 10539.6 | 1376.24 | 0 | 32543.5 | 13912.6 | 0 | 0 | 40053.4 | 32944.6
6622 | 0 | 2267.57 | 0 | 39690.4 | 0 | 12601.5 | 0 | 13700.7 | 0 | 13158 | 13700.7 | 0 | 0 | 30643.9 | 28778.3 | 0 | 0 | 40053.4 | 35382
6623 | 0 | 2894.02 | 0 | 40053.4 | 0 | 561.954 | 0 | 13795.4 | 0 | 8719.52 | 13795.4 | 0 | 0 | 26490.9 | 24424.2 | 0 | 1373.01 | 40053.4 | 39171.8
6624 | 0 | 11408 | 0 | 39845.2 | 0 | 5017.16 | 0 | 2147.25 | 0 | 33915.7 | 2147.25 | 0 | 0 | 25350.7 | 14508.6 | 0 | 3308.27 | 40053.4 | 37907.2
6625 | 0 | 15039.3 | 0 | 40053.4 | 0 | 27452.6 | 0 | 872.948 | 0 | 16682.4 | 872.948 | 0 | 0 | 19484.2 | 16607.6 | 0 | 5544.44 | 39731.6 | 35321.3
6626 | 0 | 18217.1 | 0 | 40024.8 | 0 | 3380.18 | 0 | 0 | 0 | 28101 | 0 | 0 | 0 | 23402.7 | 9936.21 | 0 | 5139.11 | 39282.6 | 24162.6
6627 | 0 | 22223.6 | 0 | 36989.6 | 0 | 14590.9 | 0 | 1674.87 | 0 | 21850.3 | 1674.87 | 0 | 0 | 25463.2 | 11986.3 | 0 | 6084.69 | 39366 | 22284.5
6628 | 0 | 7536.99 | 0 | 21818.6 | 0 | 2045.51 | 0 | 1257.45 | 0 | 13177.6 | 1257.45 | 0 | 0 | 24867.8 | 18003.6 | 0 | 8028.94 | 38579.8 | 17294.2
6629 | 0 | 5896.81 | 0 | 8964 | 0 | 3461.73 | 0 | 4758.67 | 0 | 5234.61 | 4758.67 | 0 | 0 | 16465.4 | 19681.7 | 0 | 12595.2 | 39552.4 | 12873.4
6630 | 0 | 3118.96 | 0 | 9967.78 | 0 | 0 | 0 | 5187.61 | 0 | 1894.76 | 5187.61 | 0 | 0 | 15102.5 | 27387.2 | 0 | 18735.3 | 40051.6 | 9074.92
6631 | 0.15829 | 1186.6 | 0.2273 | 11244.5 | 0.56983 | 3336.21 | 0.0068261 | 5549.01 | 0.008427 | 894.944 | 5549.01 | 0 | 0 | 14652.7 | 27454.8 | 0 | 16849.9 | 39605.5 | 3470.67
6632 | 0.48302 | 3693.37 | 1.2796 | 8830.45 | 1.7109 | 8090.6 | 0.2452 | 3016.23 | 0.14742 | 738.877 | 3016.23 | 0 | 0.045255 | 11988.4 | 23369.5 | 0.84847 | 28099.3 | 36379 | 528.486
6633 | 1.0193 | 3595.24 | 2.3837 | 740.16 | 2.715 | 30048.1 | 0.26976 | 5289.97 | 0.3127 | 0 | 5289.97 | 0 | 0.67187 | 9673.81 | 21901.1 | 1.9257 | 34253.2 | 19371.9 | 771.733
6634 | 1.7949 | 584.337 | 3.1947 | 0 | 3.4656 | 30450.6 | 1.4386 | 8096.09 | 0.77863 | 0 | 8096.09 | 0 | 0.72754 | 7199.62 | 27467.6 | 2.8178 | 35716.8 | 19862 | 923.165
6635 | 1.3781 | 2730.68 | 3.7233 | 0 | 3.8874 | 35419 | 1.8365 | 0 | 0.86478 | 0 | 0 | 0 | 1.472 | 3970.4 | 26947.2 | 3.4272 | 37000.7 | 16707.5 | 401.251
6636 | 2.4293 | 6746.57 | 3.9503 | 0 | 4.0267 | 33470.3 | 0.17462 | 0 | 0.88802 | 0 | 0 | 0 | 2.1192 | 1725.33 | 25883 | 3.7295 | 36248.6 | 12381.5 | 0
6637 | 2.519 | 9904.33 | 3.8929 | 0 | 3.8483 | 34122.1 | 0.26476 | 5327.9 | 0.87286 | 0 | 5327.9 | 4.2123 | 2.7923 | 307.736 | 28234.9 | 3.7351 | 35059.7 | 8934.83 | 298.016
6638 | 0.48237 | 7854.44 | 1.7084 | 0 | 3.3908 | 31835.6 | 2.9627 | 7746.96 | 1.4034 | 0 | 7746.96 | 0 | 3.1761 | 3334.1 | 31758.6 | 3.4403 | 33490 | 9453.25 | 919
6639 | 0.35749 | 2685.78 | 2.9724 | 0 | 2.6402 | 25983.6 | 2.4786 | 6330.8 | 1.8474 | 0 | 6330.8 | 0 | 2.7242 | 13665.5 | 36536.9 | 2.8785 | 28234.2 | 12952.6 | 1971
6640 | 0.64175 | 1240.41 | 2.0892 | 0 | 1.6181 | 29066.6 | 1.7423 | 3890.31 | 0.6487 | 0 | 3890.31 | 0 | 1.6497 | 18182.9 | 32070.2 | 1.3568 | 26388.7 | 26200.7 | 4641.26
6641 | 0.56344 | 0 | 0.98057 | 1790.45 | 0.49316 | 26596.2 | 0.70759 | 6517.97 | 0.75116 | 0 | 6517.97 | 0 | 1.0155 | 21058.1 | 38008.6 | 0.97507 | 18159.9 | 36486.3 | 18162
6642 | 0 | 1071.62 | 0.063357 | 5789.92 | 0 | 27213.4 | 0.041226 | 2336.13 | 0.089671 | 0 | 2336.13 | 5909.54 | 0.094905 | 22834.3 | 37916 | 0.069653 | 11531.7 | 39522.9 | 35716.5
6643 | 0 | 4022.77 | 0 | 12544.5 | 0 | 16973.5 | 0 | 2878.09 | 0 | 1232.67 | 2878.09 | 0 | 0 | 16220.5 | 39341.8 | 0 | 9092.77 | 39655.4 | 35549.7
6644 | 0 | 26141.3 | 0 | 19792.6 | 0 | 16274.5 | 0 | 4165.25 | 0 | 1720.17 | 4165.25 | 0 | 0 | 8318.1 | 38040.6 | 0 | 9388.81 | 39912.8 | 36778.9
6645 | 0 | 35535.8 | 0 | 27684.6 | 0 | 11221.2 | 0 | 2924.13 | 0 | 5300.19 | 2924.13 | 0 | 0 | 3025.96 | 37012.3 | 0 | 9571.58 | 40053.4 | 32916
6646 | 0 | 34303.6 | 0 | 31865.5 | 0 | 12181.3 | 0 | 2823.07 | 0 | 4049.2 | 2823.07 | 0 | 0 | 2485.05 | 39309.1 | 0 | 9400.4 | 40053.4 | 33529.2
6647 | 0 | 32405.5 | 0 | 32222 | 0 | 7768.46 | 0 | 6060.44 | 0 | 2310.6 | 6060.44 | 48.7939 | 0 | 2473.46 | 38345.4 | 0 | 8008.92 | 40053.4 | 37908.6
6648 | 0 | 33275.4 | 0 | 29727.8 | 0 | 930.134 | 0 | 6855.68 | 0 | 2763 | 6855.68 | 0 | 0 | 4041.68 | 39560.5 | 0 | 9990.92 | 40053.4 | 39059.8
6649 | 0 | 26939.9 | 0 | 31279.1 | 0 | 5683.3 | 0 | 5117 | 0 | 1803.57 | 5117 | 0 | 0 | 8901.6 | 39889.8 | 0 | 10209.9 | 40053.4 | 31839.8
6650 | 0 | 16617 | 0 | 36765.5 | 0 | 16311.9 | 0 | 9626.7 | 0 | 1603.65 | 9626.7 | 0 | 0 | 15206.5 | 38410.7 | 0 | 8125.5 | 40053.4 | 26614.6
6651 | 0 | 12888.9 | 0 | 36944.8 | 0 | 4378.04 | 0 | 7446.82 | 0 | 0 | 7446.82 | 0 | 0 | 21225.4 | 37939.6 | 0 | 6773.08 | 40053.4 | 28630.5
6652 | 0 | 9265.24 | 0 | 32896.1 | 0 | 5050.44 | 0 | 4864.55 | 0 | 984.709 | 4864.55 | 0 | 0 | 25358 | 32727.9 | 0 | 3839.3 | 40053.4 | 19656.5
6653 | 0 | 12221.2 | 0 | 22618.4 | 0 | 6532.14 | 0 | 2956.15 | 0 | 0 | 2956.15 | 0 | 0 | 16357.3 | 35081.2 | 0 | 4581.43 | 40053.4 | 12851.5
6654 | 0 | 18383.4 | 0 | 10431 | 0 | 3798.67 | 0 | 0 | 0 | 0 | 0 | 0 | 0 | 12785.2 | 35045.3 | 0 | 5144.56 | 40053.4 | 7849.85
6655 | 0.13919 | 25385.7 | 0.18274 | 3697.33 | 0.24425 | 1363.45 | 0.047234 | 0 | 0.027254 | 0 | 0 | 0 | 0.054867 | 10800.5 | 37637.5 | 0 | 5845.43 | 40053.4 | 16770.4
6656 | 1.2137 | 25547.4 | 1.2244 | 2552.64 | 1.7593 | 0 | 0.81111 | 0 | 0.59708 | 0 | 0 | 0 | 0.93891 | 7600.41 | 35320.7 | 0.1107 | 7676.28 | 39121.9 | 13974.9
6657 | 1.6766 | 3412.73 | 0.47079 | 6858.76 | 2.7681 | 0 | 1.7343 | 0 | 0.80129 | 0 | 0 | 0 | 1.9473 | 5024.72 | 36797.4 | 0.26142 | 10483.4 | 31686.5 | 10067.5
6658 | 2.455 | 715.345 | 0.86167 | 3512.53 | 2.6431 | 0 | 2.4619 | 0 | 1.0115 | 0 | 0 | 0 | 2.7102 | 4713.17 | 36965 | 0.33304 | 9991.38 | 24515.8 | 8062.56
6659 | 2.5724 | 0 | 0.13287 | 2680.17 | 3.9208 | 10.5993 | 2.9799 | 0 | 0.26295 | 0 | 0 | 0 | 3.2114 | 4347.25 | 32885.2 | 0.27305 | 11293.5 | 13792.4 | 7920.63
6660 | 2.8696 | 0 | 0.74067 | 2104.63 | 4.0417 | 0 | 1.6561 | 0 | 0.90708 | 0 | 0 | 0 | 3.4611 | 4519.56 | 28561.9 | 0.52592 | 11158.2 | 16065.2 | 10574.3
6661 | 3.0536 | 0 | 1.7209 | 651.076 | 2.5499 | 272.298 | 2.077 | 0 | 1.1907 | 0 | 0 | 0 | 3.4737 | 14818.2 | 21423.4 | 0.79146 | 10832.3 | 21978.9 | 17026.6
6662 | 3.509 | 0 | 0.72783 | 0 | 2.7521 | 0 | 0.81362 | 2007.97 | 0.69811 | 0 | 2007.97 | 0 | 3.2268 | 27969.5 | 18840.8 | 0.47786 | 6755.85 | 22174.9 | 12190.5
6663 | 2.1399 | 0 | 0.051682 | 2100.99 | 1.5509 | 705.233 | 1.2326 | 11088.4 | 0.62067 | 0 | 11088.4 | 0 | 2.747 | 37699 | 14956.6 | 0.27785 | 3519.66 | 20780.8 | 14416.6
6664 | 1.409 | 521.87 | 0.082093 | 4403.65 | 1.2352 | 1587.77 | 0.57219 | 184.535 | 0.41606 | 0 | 184.535 | 0 | 2.0019 | 38540.4 | 12330.7 | 1.1298 | 1204.47 | 20697.3 | 17859.2
6665 | 0.70921 | 4644.69 | 0.11003 | 6461.86 | 0.47999 | 3525.99 | 0.033481 | 9157.25 | 0.12847 | 0 | 9157.25 | 921.174 | 1.0163 | 36582.6 | 10224 | 0.69944 | 271.78 | 29751.9 | 20223.3
6666 | 0 | 7919.5 | 0.0059562 | 10817.6 | 0 | 6139.75 | 0 | 3413.92 | 0.12902 | 0 | 3413.92 | 6380.57 | 0.087595 | 33971.4 | 17687.7 | 0.047836 | 0 | 36573.1 | 22858.5
6667 | 0 | 12487.9 | 0 | 16597.9 | 0 | 9686.06 | 0 | 957.934 | 0 | 1736.09 | 957.934 | 5554.11 | 0 | 33959.8 | 11043.1 | 0 | 605.218 | 38993.2 | 28599.7
6668 | 0 | 13457.2 | 0 | 21637.6 | 0 | 2525.8 | 0 | 6623.92 | 0 | 4348.08 | 6623.92 | 4647.81 | 0 | 29595.1 | 11279.4 | 0 | 0 | 39546.1 | 29610.6
6669 | 0 | 9632.88 | 0 | 37811.1 | 0 | 0 | 0 | 4509.98 | 0 | 8983.35 | 4509.98 | 9918.69 | 0 | 25975.9 | 12826.1 | 0 | 54.2901 | 40030.6 | 33724
6670 | 0 | 2995.74 | 0 | 39562.7 | 0 | 2556.94 | 0 | 865.312 | 0 | 20206 | 865.312 | 3439.88 | 0 | 33538 | 15074.5 | 0 | 0 | 39703.7 | 32291.2
6671 | 0 | 386.949 | 0 | 39587.1 | 0 | 901.232 | 0 | 5428.27 | 0 | 30014.2 | 5428.27 | 0 | 0 | 36697.1 | 14357.6 | 0 | 0 | 39544.5 | 36473
6672 | 0 | 0 | 0 | 39189.9 | 0 | 0 | 0 | 4418.35 | 0 | 22983.3 | 4418.35 | 0 | 0 | 36892.4 | 7150.35 | 0 | 0 | 39689.8 | 37225.4
6673 | 0 | 0 | 0 | 38514.3 | 0 | 0 | 0 | 0 | 0 | 17303 | 0 | 0 | 0 | 37242.5 | 3585.97 | 0 | 0 | 39273.9 | 27002.8
6674 | 0 | 293.508 | 0 | 37382.5 | 0 | 0 | 0 | 0 | 0 | 11605 | 0 | 0 | 0 | 36545.3 | 2992.72 | 0 | 0 | 38353.3 | 20544.4
6675 | 0 | 196.649 | 0 | 32144.5 | 0 | 0 | 0 | 1802.06 | 0 | 7661.36 | 1802.06 | 0 | 0 | 38331.2 | 2944.7 | 0 | 982.822 | 38313.3 | 25360.3
6676 | 0 | 0 | 0 | 29923.4 | 0 | 0 | 0 | 0 | 0 | 5299.47 | 0 | 0 | 0 | 40053.4 | 3054.93 | 0 | 1516.7 | 35688.2 | 23105.3
6677 | 0 | 0 | 0 | 32189.1 | 0 | 0 | 0 | 0 | 0 | 1469.6 | 0 | 0 | 0 | 40053.4 | 3856.09 | 0 | 803.316 | 35014.7 | 17226.9
6678 | 0 | 0 | 0 | 32741.8 | 0 | 0 | 0 | 0 | 0 | 0 | 0 | 0 | 0 | 39474.3 | 8025.35 | 0 | 0 | 34730 | 12229
6679 | 0.23104 | 0 | 0.22371 | 32825.6 | 0.32166 | 0 | 0 | 0 | 0.048358 | 0 | 0 | 0 | 0.04509 | 39533.6 | 7667.15 | 0 | 2751.83 | 37042 | 3360.26
6680 | 1.3932 | 0 | 0.6314 | 23028.8 | 1.7844 | 0 | 0.25386 | 1268.26 | 0.96552 | 0 | 1268.26 | 0 | 0.65376 | 38841.9 | 13170.6 | 0.33415 | 6176.2 | 25605.6 | 0
6681 | 2.5476 | 0 | 1.5778 | 19996 | 2.0716 | 0 | 1.1888 | 0 | 2.0438 | 0 | 0 | 0 | 1.8457 | 37950.6 | 13244.4 | 1.1437 | 10348.7 | 24367.5 | 0
6682 | 3.3969 | 0 | 3.2698 | 25905.4 | 3.5072 | 0 | 1.7271 | 0 | 2.8714 | 0 | 0 | 0 | 2.5719 | 31721.2 | 14798.6 | 1.5067 | 11655.3 | 18063.1 | 0
6683 | 3.9288 | 0 | 3.829 | 27361.2 | 3.875 | 0 | 2.7575 | 2949.14 | 3.4147 | 0 | 2949.14 | 0 | 3.0214 | 18205.5 | 15911.6 | 2.3691 | 11791.5 | 9879.42 | 0
6684 | 4.1674 | 0 | 4.0971 | 31199.1 | 4.0011 | 0 | 2.804 | 3578.46 | 3.6936 | 0 | 3578.46 | 8548.59 | 2.8419 | 25865.5 | 15345.5 | 1.5916 | 31784.9 | 8185.92 | 0
6685 | 4.1074 | 446.902 | 4.0506 | 32810.8 | 2.6898 | 0 | 2.8901 | 5790.98 | 3.6975 | 1058.56 | 5790.98 | 10942.2 | 1.5778 | 3226.51 | 13108.7 | 1.2901 | 29962.2 | 8972.52 | 0
6686 | 3.7467 | 191.415 | 3.7022 | 35871.7 | 1.3636 | 0 | 2.7611 | 15165.1 | 3.4475 | 3442.1 | 15165.1 | 16420.7 | 3.214 | 9257.31 | 13611.4 | 1.0179 | 27275.8 | 9299.03 | 0
6687 | 3.0836 | 60.7225 | 3.0618 | 35942.9 | 0.85796 | 0 | 1.609 | 31311.4 | 2.9519 | 1306.51 | 31311.4 | 17296.5 | 2.7468 | 39272.6 | 21583 | 0.60832 | 28058.3 | 14044.1 | 0
6688 | 2.1261 | 0 | 2.145 | 37040.8 | 1.232 | 730.587 | 1.7634 | 28511.1 | 2.1779 | 1904.46 | 28511.1 | 20836.5 | 1.8686 | 23410.5 | 23176.7 | 0.46776 | 23665.6 | 14104.7 | 0
6689 | 0.93947 | 0 | 0.81553 | 36823.1 | 0.40918 | 1100.26 | 0.82486 | 35359.3 | 0.78784 | 3233.22 | 35359.3 | 23965.7 | 0.99609 | 28690.9 | 12537.6 | 0.07563 | 15236 | 18623.8 | 48.5092
6690 | 0 | 4746.43 | 0.05229 | 38251.2 | 0 | 1205.33 | 0.043003 | 33929 | 0.088192 | 12938.8 | 33929 | 17161.9 | 0.079057 | 26247.7 | 6760.94 | 0.004968 | 8902.62 | 24215.5 | 3511.67
6691 | 0 | 15809.6 | 0 | 39120.1 | 0 | 1535.15 | 0 | 39170.3 | 0 | 18010.2 | 39170.3 | 10931.4 | 0 | 27571.5 | 9889.58 | 0 | 11206.8 | 29460.3 | 15138.6
6692 | 0 | 25306.1 | 0 | 40053.4 | 0 | 3419.17 | 0 | 39356.3 | 0 | 12550.4 | 39356.3 | 8226.88 | 0 | 25318.5 | 18928.2 | 0 | 5876.42 | 35124.6 | 29267.9
6693 | 0 | 29604.2 | 0 | 40011.5 | 0 | 2341.03 | 0 | 38705.6 | 0 | 12280.2 | 38705.6 | 11974 | 0 | 22850 | 21478.6 | 0 | 5390.36 | 38068.5 | 26110.2
6694 | 0 | 31478.3 | 0 | 40053.4 | 0 | 774.643 | 0 | 37451.2 | 0 | 8564.25 | 37451.2 | 5796.93 | 0 | 26470 | 24091.3 | 0 | 1871.18 | 37296.1 | 35472.5
6695 | 0 | 30427.3 | 0 | 40053.4 | 0 | 1991.76 | 0 | 37968.7 | 0 | 12604.5 | 37968.7 | 651.796 | 0 | 25064.1 | 23437.8 | 0 | 737.234 | 33109 | 30597.2
6696 | 0 | 35559 | 0 | 40053.4 | 0 | 2659.4 | 0 | 38628.4 | 0 | 14512 | 38628.4 | 2560.35 | 0 | 21720.4 | 17793.9 | 0 | 0 | 10172.7 | 32265.2
6697 | 0 | 32599.2 | 0 | 40053.4 | 0 | 209.616 | 0 | 38806.1 | 0 | 11406.9 | 38806.1 | 2848.88 | 0 | 24115 | 17233.9 | 0 | 0 | 3200.94 | 33129.6
6698 | 0 | 28826 | 0 | 40053.4 | 0 | 503.7 | 0 | 38744.8 | 0 | 11056.1 | 38744.8 | 1327.32 | 0 | 33772.9 | 14772.1 | 0 | 0 | 6780.02 | 18124.7
6699 | 0 | 18734.9 | 0 | 39598.9 | 0 | 0 | 0 | 38509.7 | 0 | 11190.6 | 38509.7 | 6765.82 | 0 | 38377 | 20530.2 | 0 | 0 | 8762.41 | 28773.6
6700 | 0 | 4890.85 | 0 | 36460.9 | 0 | 0 | 0 | 32903.5 | 0 | 10139.3 | 32903.5 | 20866 | 0 | 38499.4 | 18927.1 | 0 | 0 | 8581.26 | 36898.9
6701 | 0 | 8445.65 | 0 | 31562.8 | 0 | 0 | 0 | 29434.9 | 0 | 11946 | 29434.9 | 21164 | 0 | 37816.6 | 10828.9 | 0 | 0 | 5701.15 | 24674.6
6702 | 0 | 6762.45 | 0 | 30676.7 | 0 | 0 | 0 | 32844.6 | 0 | 17165.6 | 32844.6 | 32152.7 | 0 | 36748.4 | 5973.43 | 0 | 0 | 3399.55 | 9876.2
6703 | 0.21976 | 5478.47 | 0.22063 | 29529.6 | 0.60701 | 77.0572 | 0.011891 | 19009.8 | 0.045142 | 37708.2 | 19009.8 | 26670.4 | 0 | 31374.4 | 5309.1 | 0 | 716.277 | 3718.36 | 8869.28
6704 | 1.363 | 7138.1 | 1.3408 | 33908.9 | 1.8239 | 6672.15 | 0.078557 | 28888.2 | 0.8894 | 28762.3 | 28888.2 | 32725.4 | 0.12843 | 31269 | 6822.61 | 0.083566 | 0 | 11791.8 | 18441.5
6705 | 2.4836 | 7278.17 | 2.4541 | 22882.9 | 2.8356 | 2810.93 | 0.02737 | 23818 | 2.0155 | 16870.3 | 23818 | 5436.74 | 0.35262 | 31409.4 | 2104.5 | 0.5731 | 0 | 3232.35 | 1091.43
6706 | 3.3186 | 706.146 | 3.304 | 18187.5 | 3.4731 | 746.734 | 0.42448 | 2854.17 | 2.7957 | 8435.92 | 2854.17 | 15212.8 | 0.28683 | 34036.4 | 0 | 0.39471 | 0 | 0 | 1174.91
6707 | 3.8308 | 512.294 | 3.8546 | 27729.6 | 3.7388 | 11080.1 | 0.30979 | 3250.55 | 3.3154 | 6797.79 | 3250.55 | 0 | 0.66548 | 27721.2 | 0 | 0.50033 | 0 | 0 | 0
6708 | 4.0488 | 2650.57 | 4.108 | 28693.5 | 3.875 | 21693 | 0.52892 | 10127.7 | 3.5525 | 1486.49 | 10127.7 | 0 | 1.3067 | 24983.6 | 0 | 0.53015 | 0 | 0 | 0
6709 | 3.9886 | 5212.73 | 4.0586 | 32225.5 | 3.781 | 38377.4 | 1.8604 | 17782.1 | 3.5513 | 0 | 17782.1 | 4668.62 | 0.63586 | 26270.3 | 0 | 0.93096 | 879.684 | 0 | 0
6710 | 3.6323 | 12475.9 | 3.7133 | 39344 | 3.3342 | 33748 | 3.2761 | 25225.5 | 3.3011 | 0 | 25225.5 | 16582.2 | 0.53306 | 16367.3 | 0 | 0.89165 | 1681.01 | 835.45 | 0
6711 | 2.9947 | 18239.1 | 3.0789 | 39365.8 | 2.6178 | 28749.6 | 1.9174 | 27160 | 2.8089 | 0 | 27160 | 22643.8 | 0.6658 | 11593.4 | 0 | 0.55246 | 1907.06 | 1882.48 | 0
6712 | 2.0678 | 15173.6 | 2.1647 | 36007.5 | 1.5772 | 21315.6 | 0.45328 | 23165.3 | 2.0586 | 0 | 23165.3 | 15676.2 | 0.22136 | 6687.85 | 0 | 0.36923 | 1164.15 | 6363.89 | 0
6713 | 0.91573 | 12843.3 | 0.99879 | 39390.1 | 0.44514 | 13878.3 | 0.93952 | 30723.4 | 1.0669 | 0 | 30723.4 | 12169.8 | 0.21048 | 3359.47 | 0 | 0.15915 | 253.818 | 19505.6 | 13524
6714 | 0 | 7588.92 | 0.050664 | 40053.4 | 0 | 1004.99 | 0.047699 | 19506.7 | 0.096057 | 2068.59 | 19506.7 | 7908.66 | 0.013748 | 3675.37 | 0 | 0.010232 | 0 | 35239.5 | 37982.1
6715 | 0 | 3822.65 | 0 | 40053.4 | 0 | 4319.92 | 0 | 9702.17 | 0 | 3267.89 | 9702.17 | 34239 | 0 | 7179.57 | 0 | 0 | 0 | 37589.5 | 36344.7
6716 | 0 | 8013.21 | 0 | 40053.4 | 0 | 10202.7 | 0 | 26912.2 | 0 | 8330.31 | 26912.2 | 32300.5 | 0 | 10092.1 | 2658.85 | 0 | 0 | 39486.4 | 33042.2
6717 | 0 | 21017.7 | 0 | 37321.1 | 0 | 10369.5 | 0 | 28440.5 | 0 | 6221.18 | 28440.5 | 35836.4 | 0 | 14538.7 | 9538.32 | 0 | 0 | 38910.3 | 29120.2
6718 | 0 | 33438.2 | 0 | 30856.5 | 0 | 37932.6 | 0 | 8117.02 | 0 | 10094.2 | 8117.02 | 6090.77 | 0 | 15669.4 | 23434.7 | 0 | 0 | 38626 | 37315.1
6719 | 0 | 28465.6 | 0 | 36481.7 | 0 | 34183 | 0 | 35251.6 | 0 | 20270.6 | 35251.6 | 14038 | 0 | 19817 | 33776.4 | 0 | 0 | 38382 | 36573.8
6720 | 0 | 13788.2 | 0 | 34830.6 | 0 | 38010.5 | 0 | 36791.4 | 0 | 25200 | 36791.4 | 1092.25 | 0 | 28265.2 | 37702.3 | 0 | 0 | 37320.6 | 38065.4
6721 | 0 | 9622.72 | 0 | 36907.2 | 0 | 7307.14 | 0 | 36778.8 | 0 | 20920.7 | 36778.8 | 6341.15 | 0 | 31849 | 38058.6 | 0 | 0 | 35552.9 | 38463
6722 | 0 | 9614.22 | 0 | 39098.9 | 0 | 4415.24 | 0 | 30750.3 | 0 | 18443.6 | 30750.3 | 5884 | 0 | 32008.8 | 38477.7 | 0 | 0 | 33215.5 | 34737.3
6723 | 0 | 4718.49 | 0 | 38099.9 | 0 | 0 | 0 | 22760.3 | 0 | 27151.4 | 22760.3 | 7626.28 | 0 | 32339 | 39237.3 | 0 | 0 | 33358.8 | 31879.2
6724 | 0 | 3207.68 | 0 | 38908.9 | 0 | 409.529 | 0 | 6224.86 | 0 | 28333.3 | 6224.86 | 5903.36 | 0 | 27663.5 | 39390.5 | 0 | 0 | 32161.1 | 18537.4
6725 | 0 | 2512.01 | 0 | 38919.3 | 0 | 0 | 0 | 14602.4 | 0 | 30882.8 | 14602.4 | 0 | 0 | 20478.1 | 39270.6 | 0 | 0 | 35235.5 | 8470.75
6726 | 0 | 9880.39 | 0 | 35413.8 | 0 | 0 | 0 | 13067.6 | 0 | 26978 | 13067.6 | 0 | 0 | 18672.3 | 39240.6 | 0 | 0 | 37236.5 | 2587.94
6727 | 0.21817 | 23617.8 | 0.21495 | 27053.8 | 0.50971 | 0 | 0.060856 | 1972.31 | 0.03944 | 26818.8 | 1972.31 | 0 | 0.021956 | 15594.3 | 39294.3 | 0 | 0 | 37668.9 | 0
6728 | 1.3752 | 37110.4 | 1.3377 | 38645.1 | 1.6331 | 0 | 1.0016 | 541.557 | 0.89546 | 26103.2 | 541.557 | 0 | 0.28205 | 15186.6 | 39837.9 | 0.82052 | 0 | 31337.9 | 0
6729 | 2.4774 | 18189.8 | 2.4574 | 39457.6 | 2.6432 | 0 | 2.0723 | 0 | 1.909 | 28037.7 | 0 | 646.724 | 0.43414 | 14705.6 | 39438.6 | 1.9389 | 1047.91 | 9316.65 | 0
6730 | 3.2856 | 9111.81 | 3.3058 | 40053.4 | 3.3636 | 0 | 2.8524 | 0 | 2.6916 | 26503.6 | 0 | 0 | 0.618 | 18773.6 | 38749.7 | 2.8529 | 1785.6 | 5941.72 | 0
6731 | 3.8066 | 6564.55 | 3.8715 | 40053.4 | 3.7968 | 0 | 3.3865 | 0 | 3.2357 | 15776.3 | 0 | 0 | 0.82527 | 15117.5 | 34646.7 | 3.462 | 1878.8 | 7391.22 | 0
6732 | 4.0639 | 1139.03 | 4.1275 | 39825.7 | 3.9276 | 0 | 3.6246 | 0 | 3.4591 | 25075 | 0 | 3696.45 | 1.2908 | 30196.4 | 35884.1 | 3.7774 | 9632.89 | 13148.1 | 622.91
6733 | 4.0186 | 2011.21 | 4.08 | 40053.4 | 3.7771 | 0 | 3.6065 | 2423.04 | 3.4507 | 24716.2 | 2423.04 | 3569.15 | 0.92263 | 15159.3 | 36512 | 3.7887 | 15549 | 22400.2 | 836.749
6734 | 3.6663 | 0 | 3.7238 | 40038.1 | 2.5342 | 0 | 3.3297 | 1177.53 | 2.8614 | 14299.9 | 1177.53 | 2970.87 | 1.0413 | 9809.99 | 37978.4 | 3.489 | 23603.1 | 26529 | 1312.87
6735 | 3.0219 | 0 | 3.0704 | 39681.9 | 1.7852 | 0 | 2.8002 | 684.624 | 2.2838 | 6329.85 | 684.624 | 2064.45 | 0.39452 | 14205.7 | 38090.4 | 2.9063 | 27125.8 | 28088.1 | 25.0527
6736 | 2.0758 | 1662.26 | 2.1383 | 38903.3 | 1.5597 | 1330.53 | 2.0028 | 933.65 | 1.7608 | 5899.76 | 933.65 | 3590.92 | 0.32637 | 12099.7 | 37364.4 | 2.0168 | 24587 | 31292.7 | 0
6737 | 0.90291 | 812.85 | 0.97877 | 37530.3 | 0.43086 | 2093.48 | 0.94788 | 811.611 | 0.75324 | 7100.55 | 811.611 | 2495.91 | 0.062577 | 9253.87 | 35405.8 | 0.93139 | 27251.3 | 36939.9 | 2047.02
6738 | 0 | 22.4245 | 0 | 32946.9 | 0 | 6793.42 | 0.038467 | 1473.17 | 0.068634 | 2733.31 | 1473.17 | 4102.46 | 0 | 8724.88 | 36458.1 | 0.046277 | 29645.5 | 39163.3 | 11341.6
6739 | 0 | 0 | 0 | 24404.1 | 0 | 0 | 0 | 1641.46 | 0 | 9375.96 | 1641.46 | 3813.92 | 0 | 9631.26 | 39440.7 | 0 | 36885 | 39282.8 | 18565.9
6740 | 0 | 721.781 | 0 | 13105.5 | 0 | 0 | 0 | 3462.16 | 0 | 18052.2 | 3462.16 | 1386.15 | 0 | 10871.4 | 39988.6 | 0 | 38667.1 | 39565.2 | 27482.8
6741 | 0 | 16730.1 | 0 | 14847.5 | 0 | 0 | 0 | 6532.56 | 0 | 10017.8 | 6532.56 | 0 | 0 | 11726.7 | 39851.5 | 0 | 37995.3 | 40053.4 | 32233.3
6742 | 0 | 16159 | 0 | 8384.04 | 0 | 0 | 0 | 6028.62 | 0 | 18428.8 | 6028.62 | 0 | 0 | 11556.7 | 40053.4 | 0 | 38944.4 | 40053.4 | 23880.4
6743 | 0 | 19656.3 | 0 | 4602.98 | 0 | 0 | 0 | 5718.97 | 0 | 29913.8 | 5718.97 | 0 | 0 | 11821.7 | 40053.4 | 0 | 37084.9 | 40053.4 | 17933.9
6744 | 0 | 21475.7 | 0 | 1872.68 | 0 | 0 | 0 | 4089.16 | 0 | 34915.4 | 4089.16 | 0 | 0 | 6447.64 | 39717 | 0 | 36817.5 | 40053.4 | 5192.83
6745 | 0 | 20953.7 | 0 | 2299.79 | 0 | 5669.27 | 0 | 1326.54 | 0 | 34138.4 | 1326.54 | 0 | 0 | 7969.32 | 39755.6 | 0 | 34161.9 | 40053.4 | 2537.85
6746 | 0 | 33489 | 0 | 2239.31 | 0 | 16265.3 | 0 | 1065.79 | 0 | 30055.2 | 1065.79 | 0 | 0 | 4832.12 | 39699.2 | 0 | 27908.9 | 40053.4 | 23982.8
6747 | 0 | 38762.7 | 0 | 1174.74 | 0 | 27656.5 | 0 | 1400.59 | 0 | 23672.5 | 1400.59 | 0 | 0 | 3191.83 | 39323.6 | 0 | 27685.4 | 40053.4 | 39786.9
6748 | 0 | 39304.9 | 0 | 3662.08 | 0 | 27709.3 | 0 | 649.517 | 0 | 17870.2 | 649.517 | 0 | 0 | 1618.87 | 38789.7 | 0 | 26761.5 | 40053.4 | 40053.4
6749 | 0 | 38271.1 | 0 | 1968.63 | 0 | 14944.1 | 0 | 539.408 | 0 | 32309.4 | 539.408 | 0 | 0 | 1631.64 | 38335.7 | 0 | 32561.7 | 40053.4 | 40053.4
6750 | 0 | 33763 | 0 | 1311.55 | 0 | 8481.37 | 0 | 1099.98 | 0 | 33673.4 | 1099.98 | 0 | 0 | 1923.48 | 37470.8 | 0 | 36748.1 | 40053.4 | 40053.4
6751 | 0.22444 | 24538.3 | 0.20696 | 733.786 | 0.5165 | 4406.18 | 0.036533 | 754.956 | 0.032942 | 34324.1 | 754.956 | 0 | 0.030429 | 3082.95 | 36692.9 | 0 | 38210.3 | 39579 | 40053.4
6752 | 1.3975 | 25807.1 | 1.3188 | 692.171 | 1.2097 | 5643.35 | 0.44807 | 917.889 | 0.84951 | 27802.9 | 917.889 | 0 | 0.27364 | 870.463 | 36478.3 | 0.82249 | 26015.3 | 37189.5 | 38922.5
6753 | 2.528 | 6854.38 | 2.4096 | 0 | 2.6541 | 5761.19 | 2.0728 | 764.133 | 1.8559 | 22432.3 | 764.133 | 0 | 0.64195 | 0 | 29418.5 | 1.9599 | 21520.2 | 11785.6 | 30654.9
6754 | 3.3784 | 6267.34 | 3.2048 | 0 | 3.351 | 9658.52 | 2.4654 | 0 | 2.6589 | 27064.6 | 0 | 0 | 0.89898 | 0 | 12049.1 | 2.8537 | 33054.8 | 5167.71 | 16026.8
6755 | 3.9294 | 9014.64 | 3.7179 | 5264.24 | 3.7224 | 26122.1 | 2.918 | 0 | 3.222 | 30914.5 | 0 | 0 | 2.1191 | 428.904 | 5370.96 | 3.4595 | 38423.5 | 1634.23 | 4879.46
6756 | 4.1803 | 17370.9 | 3.95 | 5929.92 | 3.843 | 31256 | 3.0155 | 0 | 3.4718 | 26159.4 | 0 | 0 | 2.1116 | 2006.83 | 3699.63 | 3.754 | 38925.2 | 1481.09 | 2019.95
6757 | 4.1095 | 19236.2 | 3.8954 | 4723.75 | 3.6747 | 29035.9 | 2.6521 | 0 | 3.4894 | 21874.3 | 0 | 0 | 2.1238 | 5083.11 | 4013.39 | 3.7643 | 39113.1 | 0 | 1467.9
6758 | 3.7306 | 22515.4 | 3.5644 | 0 | 2.6184 | 37772.4 | 2.3486 | 0 | 2.4263 | 29311.8 | 0 | 2410.26 | 2.3704 | 3339.43 | 3248.35 | 3.4634 | 39033.5 | 0 | 2305.49
6759 | 3.0522 | 20770 | 2.9399 | 0 | 1.6979 | 36100.1 | 1.8527 | 523.6 | 2.5017 | 26444.4 | 523.6 | 2916.28 | 1.4655 | 2475.94 | 4131.59 | 2.8721 | 39127.5 | 0 | 3907.58
6760 | 2.0758 | 12658.8 | 2.0496 | 0 | 1.1058 | 38045.6 | 1.1778 | 737.957 | 1.7573 | 27157.8 | 737.957 | 5015.6 | 1.0567 | 2991.51 | 4377.14 | 2.0096 | 37624.3 | 0 | 1969.97
6761 | 0.88597 | 10884.2 | 0.93905 | 0 | 0.2385 | 32852.4 | 0.42126 | 1505.01 | 0.8559 | 16671.3 | 1505.01 | 6632.28 | 0.40549 | 3757.56 | 3106.35 | 0.92521 | 37089.3 | 5217.28 | 0
6762 | 0 | 13980.6 | 0 | 2128.51 | 0 | 33887.6 | 0.014856 | 4315.5 | 0.05251 | 12016.8 | 4315.5 | 10305 | 0.02379 | 4567.93 | 8328.73 | 0 | 36465.5 | 24168.6 | 0
6763 | 0 | 16844.9 | 0 | 11012.1 | 0 | 7077.78 | 0 | 4491.1 | 0 | 38166 | 4491.1 | 4892.7 | 0 | 4653.7 | 15296.7 | 0 | 38611.7 | 15797.7 | 277.732
6764 | 0 | 37392.1 | 0 | 13279.9 | 0 | 8306.28 | 0 | 1795.68 | 0 | 28619.1 | 1795.68 | 1940.09 | 0 | 3034.1 | 18804.3 | 0 | 37891.5 | 15333.4 | 7212.21
6765 | 0 | 39583.5 | 0 | 23731 | 0 | 8160.51 | 0 | 0 | 0 | 21145.8 | 0 | 15700.6 | 0 | 1785.31 | 27488.1 | 0 | 34151.1 | 10572.7 | 24094.7
6766 | 0 | 39328.6 | 0 | 29023.6 | 0 | 7399.78 | 0 | 592.282 | 0 | 24261.1 | 592.282 | 2029.67 | 0 | 1081.2 | 34429.7 | 0 | 30775.2 | 16035.6 | 24882.1
6767 | 0 | 37989.5 | 0 | 37623.2 | 0 | 4978.66 | 0 | 0 | 0 | 21512.8 | 0 | 0 | 0 | 0 | 35772.2 | 0 | 21319.5 | 16637.4 | 29927.5
6768 | 0 | 37699.4 | 0 | 35022.6 | 0 | 5237.25 | 0 | 1121.05 | 0 | 26957.1 | 1121.05 | 221.972 | 0 | 0 | 35370.3 | 0 | 5936.45 | 26035.9 | 30340
6769 | 0 | 32822.4 | 0 | 35178.9 | 0 | 1056.89 | 0 | 417.233 | 0 | 23368.9 | 417.233 | 1048.58 | 0 | 0 | 34168.5 | 0 | 1075.01 | 31811.5 | 16812
6770 | 0 | 28405 | 0 | 33200 | 0 | 0 | 0 | 2063.64 | 0 | 27485.3 | 2063.64 | 157.247 | 0 | 163.751 | 34078.8 | 0 | 0 | 37873.3 | 10984.6
6771 | 0 | 25308.8 | 0 | 23084.3 | 0 | 0 | 0 | 1519.13 | 0 | 18311.8 | 1519.13 | 1532.38 | 0 | 143.278 | 34695 | 0 | 0 | 39561.4 | 11994.6
6772 | 0 | 12030.6 | 0 | 11727.9 | 0 | 0 | 0 | 2628.82 | 0 | 15030.3 | 2628.82 | 3000.52 | 0 | 0 | 33055.8 | 0 | 0 | 39749.8 | 21629
6773 | 0 | 6856.77 | 0 | 3219.33 | 0 | 0 | 0 | 1722.67 | 0 | 14803.5 | 1722.67 | 3766.27 | 0 | 0 | 31574.2 | 0 | 0 | 38011.5 | 13342.3
6774 | 0 | 10519 | 0 | 0 | 0 | 0 | 0 | 3275.1 | 0 | 14868.5 | 3275.1 | 1186.27 | 0 | 0 | 30601 | 0 | 389.43 | 31766.4 | 7344.74
6775 | 0.18632 | 16200.9 | 0.19288 | 0 | 0.49259 | 0 | 0.028309 | 1999.31 | 0 | 14738.4 | 1999.31 | 1112.78 | 0.037833 | 0 | 31918.6 | 0 | 1802.16 | 32952 | 17951.3
6776 | 1.3068 | 15520.3 | 1.298 | 0 | 1.6144 | 0 | 0.58245 | 2365.1 | 0.10856 | 14797.9 | 2365.1 | 2411.48 | 0.93716 | 0 | 30708.3 | 0.78467 | 0 | 34628.2 | 12276.6
6777 | 2.4515 | 2769.68 | 2.4261 | 586.576 | 1.0242 | 0 | 1.5944 | 1123.56 | 0.056449 | 13158.2 | 1123.56 | 4337.33 | 1.9952 | 0 | 24651.2 | 1.9017 | 0 | 23394.8 | 0
6778 | 3.3023 | 0 | 3.2698 | 0 | 3.3066 | 1038.44 | 2.4158 | 0 | 0.20566 | 9415.18 | 0 | 3478.28 | 2.7832 | 0 | 10619.3 | 2.7996 | 0 | 20100.2 | 0
6779 | 3.8803 | 1583.07 | 3.8038 | 0 | 0.59138 | 1856.7 | 1.2374 | 0 | 0.3335 | 11027.2 | 0 | 432.958 | 3.299 | 0 | 8961.44 | 3.3839 | 0 | 16838.3 | 0
6780 | 3.5589 | 3035.82 | 4.0413 | 0 | 2.7281 | 13177 | 1.7781 | 722.939 | 0.31065 | 9728.81 | 722.939 | 2411.98 | 3.5348 | 0 | 9645.12 | 3.6831 | 0 | 12403.5 | 0
6781 | 4.0392 | 6201.55 | 3.9818 | 967.276 | 1.5997 | 13283.5 | 1.6426 | 1114.15 | 0.67327 | 10220.2 | 1114.15 | 4178.83 | 3.5208 | 0 | 11430.1 | 3.691 | 0 | 14263.1 | 0
6782 | 2.9112 | 5293.58 | 3.6348 | 954.733 | 0.40452 | 22045.8 | 0.048992 | 441.049 | 0.65631 | 10626.4 | 441.049 | 3394.3 | 3.2707 | 5510.24 | 22230.9 | 3.405 | 0 | 17179.5 | 0
6783 | 2.0794 | 2727.28 | 3.0049 | 64.4484 | 0.034334 | 27788.7 | 0.58737 | 1106.93 | 0.2493 | 11041.4 | 1106.93 | 3579.46 | 1.3438 | 4625.06 | 23501.2 | 2.8249 | 0 | 12498.1 | 0
6784 | 1.325 | 2672.1 | 2.0878 | 0 | 1.1522 | 29091.3 | 0.076524 | 1800.18 | 0.090504 | 8596.22 | 1800.18 | 3417.71 | 1.95 | 9423.62 | 11910.6 | 1.9645 | 661.031 | 4889.19 | 0
6785 | 0.84915 | 2692.26 | 0.9264 | 0 | 0.30312 | 30546 | 0.25265 | 1394.4 | 0.060946 | 8167.38 | 1394.4 | 0 | 0.91295 | 16078.5 | 16994.5 | 0.88959 | 2153.93 | 5175.44 | 817.654
6786 | 0 | 39661.7 | 0 | 927.04 | 0 | 20526.9 | 0 | 4821.17 | 0.0041117 | 6040.26 | 4821.17 | 1145.47 | 0.043155 | 13520.3 | 21862 | 0 | 4834.96 | 5430.98 | 5587.86
6787 | 0 | 40053.4 | 0 | 4776.26 | 0 | 14270.4 | 0 | 1412 | 0 | 8395.2 | 1412 | 0 | 0 | 6964.37 | 31745.8 | 0 | 5289.46 | 8820.18 | 30115.9
6788 | 0 | 40053.4 | 0 | 20072.6 | 0 | 20247.5 | 0 | 5564.81 | 0 | 4617.6 | 5564.81 | 5348.38 | 0 | 6633.81 | 37433.2 | 0 | 4014.32 | 12295.4 | 35695.8
6789 | 0 | 40053.4 | 0 | 24876.2 | 0 | 10167.8 | 0 | 5172.25 | 0 | 6015.31 | 5172.25 | 1697.71 | 0 | 6240.84 | 37264.8 | 0 | 3063.84 | 17290.2 | 35695.4
6790 | 0 | 40053.4 | 0 | 25307.5 | 0 | 0 | 0 | 5426.19 | 0 | 6619.28 | 5426.19 | 0 | 0 | 4723.26 | 33680.1 | 0 | 7798.13 | 16267.3 | 39740.8
6791 | 0 | 40053.4 | 0 | 32774.9 | 0 | 0 | 0 | 12891.4 | 0 | 6383.37 | 12891.4 | 0 | 0 | 5166.36 | 35527.8 | 0 | 12021.4 | 11970.9 | 39685.2
6792 | 0 | 40053.4 | 0 | 36567 | 0 | 0 | 0 | 16662.5 | 0 | 7105.85 | 16662.5 | 0 | 0 | 5334.48 | 38471.2 | 0 | 6393.9 | 6782.74 | 39620.6
6793 | 0 | 40053.4 | 0 | 37561.6 | 0 | 0 | 0 | 17401.6 | 0 | 6732.39 | 17401.6 | 0 | 0 | 6648.57 | 36075.7 | 0 | 2164.47 | 5192.3 | 37720.1
6794 | 0 | 40053.4 | 0 | 35150.4 | 0 | 0 | 0 | 14152.1 | 0 | 3300.08 | 14152.1 | 0 | 0 | 6750.39 | 35372.1 | 0 | 497.107 | 5544.7 | 29206.3
6795 | 0 | 39708.1 | 0 | 31416 | 0 | 4287.77 | 0 | 12309.1 | 0 | 5185.06 | 12309.1 | 0 | 0 | 5797.69 | 37210 | 0 | 0 | 5175.38 | 11179.3
6796 | 0 | 40053.4 | 0 | 25673.2 | 0 | 2280.57 | 0 | 15724.5 | 0 | 4341.75 | 15724.5 | 189.062 | 0 | 5122.09 | 37506.2 | 0 | 0 | 3247.52 | 8316.93
6797 | 0 | 40053.4 | 0 | 15812.9 | 0 | 0 | 0 | 15858.3 | 0 | 3792 | 15858.3 | 0 | 0 | 1861.91 | 38066.9 | 0 | 0 | 3720.62 | 6959.89
6798 | 0 | 39358.1 | 0 | 6020.78 | 0 | 0 | 0 | 9738.33 | 0 | 3061.24 | 9738.33 | 0 | 0 | 651.437 | 38187.8 | 0 | 0 | 4100.04 | 5775.08
6799 | 0.18663 | 35691.8 | 0.090638 | 934.561 | 0.45283 | 0 | 0.014856 | 7788.03 | 0.028091 | 3515.22 | 7788.03 | 0 | 0.046196 | 615.054 | 36863.4 | 0 | 0 | 5724.49 | 8574.47
6800 | 0.82515 | 27354.4 | 0.69912 | 0 | 1.5469 | 0 | 0.028099 | 9248.15 | 0.86803 | 4053.35 | 9248.15 | 6546.56 | 1.0342 | 385.17 | 37867.8 | 0.7805 | 0 | 26488.1 | 2303.53
6801 | 2.45 | 27856.2 | 1.0045 | 211.305 | 1.6443 | 0 | 0.15438 | 11966.5 | 1.921 | 5591.75 | 11966.5 | 2999.9 | 2.1391 | 131.433 | 38672 | 1.8966 | 962.992 | 19469.9 | 0
6802 | 1.2915 | 32868.3 | 0.56533 | 1541.16 | 3.2917 | 0 | 0.62793 | 9867.88 | 1.7602 | 4229.57 | 9867.88 | 2355.94 | 2.973 | 0 | 33160.6 | 2.7724 | 1191.29 | 18980.7 | 0
6803 | 0.66143 | 26817.7 | 0.97372 | 9127.63 | 2.5621 | 0 | 1.1839 | 2181.07 | 3.3043 | 662.553 | 2181.07 | 1777.96 | 3.4989 | 0 | 30420.5 | 3.3584 | 4453.81 | 14022 | 0
6804 | 0.3268 | 26336 | 1.7642 | 11414.3 | 1.7048 | 672.198 | 1.1098 | 1938.67 | 3.5631 | 130.589 | 1938.67 | 502.196 | 3.7398 | 596.672 | 33279.8 | 3.6504 | 2586.32 | 21101 | 0
6805 | 0.66573 | 17673.2 | 2.8865 | 11953 | 0.74307 | 890.623 | 1.0341 | 0 | 3.5629 | 0 | 0 | 291.81 | 3.7244 | 312.162 | 36806.8 | 3.6367 | 5504.08 | 28353.1 | 2077.72
6806 | 1.0528 | 17943.2 | 2.4615 | 11310.5 | 2.2276 | 0 | 1.4327 | 0 | 3.2981 | 0 | 0 | 0 | 3.4576 | 6334.4 | 37403.9 | 3.3253 | 9826.25 | 32801 | 8794.62
6807 | 0.3678 | 13838.8 | 1.2274 | 9108.69 | 2.1221 | 940.401 | 0.71588 | 3534.9 | 2.8121 | 559.101 | 3534.9 | 0 | 2.9238 | 8597.73 | 35974.8 | 2.7418 | 11854 | 34149.2 | 7937.13
6808 | 0.31746 | 4501.32 | 1.683 | 4257.08 | 0.22863 | 2096.49 | 0.64502 | 3433.77 | 2.0165 | 0 | 3433.77 | 0 | 2.1027 | 3002.68 | 35394.8 | 1.8587 | 14674.7 | 36430.9 | 1922.76
6809 | 0.50857 | 1693.62 | 0.89388 | 3579.4 | 0.12185 | 1648.99 | 0.24785 | 4701.06 | 1.0055 | 2549.92 | 4701.06 | 0 | 1.0303 | 1257.11 | 38599.3 | 0.79944 | 23054.8 | 38488 | 2515.63
6810 | 0 | 4994.94 | 0 | 5467.94 | 0 | 1269.18 | 0 | 10134.4 | 0.069029 | 2007.75 | 10134.4 | 340.791 | 0.051639 | 6091.56 | 40053.4 | 0 | 31065.2 | 39463.3 | 2997.67
6811 | 0 | 9780.57 | 0 | 8398.55 | 0 | 0 | 0 | 17550 | 0 | 2022.89 | 17550 | 0 | 0 | 9762.76 | 40052.4 | 0 | 23438.5 | 39653.8 | 5658.8
6812 | 0 | 6539.83 | 0 | 11778.5 | 0 | 0 | 0 | 16035.4 | 0 | 1932.3 | 16035.4 | 0 | 0 | 6942.57 | 40053.4 | 0 | 12114.9 | 39868.2 | 18976.9
6813 | 0 | 26376.4 | 0 | 15990.3 | 0 | 0 | 0 | 16755.2 | 0 | 2269.74 | 16755.2 | 589.429 | 0 | 4932.26 | 40053.4 | 0 | 12078 | 39065.3 | 25634.4
6814 | 0 | 27993.5 | 0 | 16811.5 | 0 | 0 | 0 | 15138.1 | 0 | 4180.23 | 15138.1 | 0 | 0 | 6704.25 | 40053.4 | 0 | 16040.3 | 39516.3 | 33765.1
6815 | 0 | 34999.4 | 0 | 29288.6 | 0 | 922.528 | 0 | 13156.1 | 0 | 10460 | 13156.1 | 0 | 0 | 2308.58 | 39594.1 | 0 | 9061.55 | 40002.9 | 40053.4
6816 | 0 | 35464.1 | 0 | 32146.5 | 0 | 249.236 | 0 | 9911.96 | 0 | 13454.9 | 9911.96 | 0 | 0 | 1766.1 | 39680.7 | 0 | 8076.78 | 39728 | 40053.4
6817 | 0 | 38330 | 0 | 28175.4 | 0 | 0 | 0 | 6675.55 | 0 | 3967.97 | 6675.55 | 0 | 0 | 0 | 34353.1 | 0 | 11330.2 | 39733.9 | 40053.4
6818 | 0 | 40050.2 | 0 | 28641.5 | 0 | 436.607 | 0 | 3803.2 | 0 | 3849.59 | 3803.2 | 1111.91 | 0 | 0 | 34827.5 | 0 | 8623.73 | 40053.4 | 40053.4
6819 | 0 | 39884.8 | 0 | 33013.3 | 0 | 0 | 0 | 3648.99 | 0 | 2916.49 | 3648.99 | 1594.14 | 0 | 0 | 37139.4 | 0 | 11170.3 | 40053.4 | 40053.4
6820 | 0 | 38462.9 | 0 | 21604.7 | 0 | 1393.29 | 0 | 1349.12 | 0 | 3086.73 | 1349.12 | 880.604 | 0 | 0 | 37137.9 | 0 | 12330.4 | 40053.4 | 40053.4
6821 | 0 | 38434.5 | 0 | 16113.5 | 0 | 191.798 | 0 | 3619.2 | 0 | 7555.59 | 3619.2 | 1084.61 | 0 | 0 | 33074.6 | 0 | 14990.8 | 40053.4 | 40053.4
6822 | 0 | 34779.7 | 0 | 13518.2 | 0 | 0 | 0 | 2100.46 | 0 | 11020 | 2100.46 | 0 | 0 | 0 | 27744.1 | 0 | 17895.6 | 40053.4 | 40053.4
6823 | 0.19498 | 26542.8 | 0.17594 | 11377.5 | 0.18777 | 0 | 0.03104 | 3206.26 | 0.031369 | 12014.5 | 3206.26 | 0 | 0.034579 | 0 | 34548 | 0 | 26367.9 | 40053.4 | 40053.4
6824 | 1.4103 | 27700.5 | 1.2841 | 6637.6 | 0.22949 | 0 | 0.83188 | 2222.12 | 0.91153 | 9404.59 | 2222.12 | 0 | 0.93943 | 0 | 33443.8 | 0.43377 | 25479.7 | 40053.4 | 40053.4
6825 | 2.6269 | 8258.6 | 2.4083 | 1961.54 | 0.93532 | 0 | 0.49121 | 3302.99 | 1.9498 | 875.899 | 3302.99 | 0 | 1.9785 | 0 | 27137.9 | 1.6993 | 27509.1 | 40053.4 | 40053.4
6826 | 3.5328 | 8352.4 | 3.2518 | 804.729 | 1.0285 | 6302.01 | 1.4297 | 2894.07 | 2.7277 | 349.061 | 2894.07 | 0 | 2.7617 | 0 | 26716.2 | 2.5485 | 30966 | 40053.4 | 38794
6827 | 4.1086 | 14753.2 | 3.8072 | 7705.71 | 2.4942 | 26394.2 | 1.4472 | 621.915 | 3.2436 | 1023.54 | 621.915 | 0 | 3.2786 | 0 | 22387.7 | 3.1044 | 34944.3 | 40053.4 | 36721.9
6828 | 4.3565 | 13372.1 | 4.0778 | 13411.5 | 2.1435 | 30318.4 | 1.8461 | 1480.79 | 3.5067 | 155.059 | 1480.79 | 0 | 3.5047 | 0 | 24039.5 | 2.9229 | 33679.2 | 40053.4 | 37971.9
6829 | 4.2715 | 22268 | 4.0299 | 8121.59 | 0.4944 | 33075.3 | 3.3328 | 0 | 3.5143 | 2404.53 | 0 | 0 | 3.49 | 0 | 27083.2 | 3.3656 | 34187.6 | 39883.8 | 26861
6830 | 3.8672 | 25026.9 | 3.6953 | 8064.36 | 0.41272 | 30983.5 | 3.076 | 0 | 3.2511 | 1664.38 | 0 | 0 | 3.2601 | 0 | 28058 | 1.7239 | 39442.9 | 40053.4 | 18192.6
6831 | 3.1593 | 19416.1 | 3.0408 | 2614.16 | 0.23993 | 25619.6 | 2.5659 | 0 | 2.7549 | 709.841 | 0 | 0 | 2.7302 | 0 | 22709.2 | 1.1096 | 39614.2 | 39820.4 | 16817.6
6832 | 2.1376 | 8983.89 | 2.098 | 1475.97 | 0.039736 | 18864.8 | 1.7943 | 0 | 1.9655 | 4733.27 | 0 | 0 | 1.9373 | 0 | 20790.8 | 0.99311 | 38475.9 | 38205.1 | 4517.27
6833 | 0.88451 | 0 | 0.92383 | 3567.86 | 0.016845 | 18399 | 0.79301 | 0 | 0.94907 | 2007.24 | 0 | 720.885 | 0.88534 | 5986.19 | 22741.8 | 0.5126 | 36633.8 | 39234.9 | 796.143
6834 | 0 | 3216.6 | 0 | 5457.23 | 0 | 14557.8 | 0 | 940.455 | 0.05432 | 350.317 | 940.455 | 0 | 0.036362 | 5539.11 | 14465.7 | 0 | 32037.3 | 39663.3 | 0
6835 | 0 | 9408.23 | 0 | 7904.71 | 0 | 21441.1 | 0 | 0 | 0 | 4360.69 | 0 | 0 | 0 | 1734.45 | 11522.1 | 0 | 23746.9 | 40053.4 | 0
6836 | 0 | 9475.09 | 0 | 21982.9 | 0 | 19385.4 | 0 | 1187.22 | 0 | 1696.08 | 1187.22 | 0 | 0 | 776.812 | 23921.9 | 0 | 29619.7 | 40053.4 | 725.826
6837 | 0 | 7603.38 | 0 | 30450 | 0 | 8715.29 | 0 | 4363.45 | 0 | 1826.87 | 4363.45 | 398.721 | 0 | 0 | 36882.4 | 0 | 21904 | 40053.4 | 1214.83
6838 | 0 | 4931.46 | 0 | 35771.8 | 0 | 15334.9 | 0 | 6874.99 | 0 | 1634.87 | 6874.99 | 0 | 0 | 5.0971 | 35024.5 | 0 | 21783.2 | 40053.4 | 3848.73
6839 | 0 | 942.814 | 0 | 37524.3 | 0 | 16944.6 | 0 | 16904.4 | 0 | 898.603 | 16904.4 | 0 | 0 | 0 | 33204.3 | 0 | 23079.5 | 40053.4 | 12893.2
6840 | 0 | 1846.91 | 0 | 35657.9 | 0 | 10896 | 0 | 833.477 | 0 | 1176.5 | 833.477 | 0 | 0 | 2.9209 | 25527.6 | 0 | 24514.7 | 40053.4 | 34486.3
6841 | 0 | 39748.5 | 0 | 34462 | 0 | 12570 | 0 | 8742.84 | 0 | 1867.34 | 8742.84 | 0 | 0 | 0 | 24468.7 | 0 | 27580.5 | 40044.5 | 39948.4
6842 | 0 | 40053.4 | 0 | 35470.8 | 0 | 10903.5 | 0 | 54.2591 | 0 | 1641.62 | 54.2591 | 0 | 0 | 0 | 21141.6 | 0 | 37648.3 | 39834.6 | 40003.9
6843 | 0 | 40053.4 | 0 | 25163.3 | 0 | 950.533 | 0 | 0 | 0 | 2433.81 | 0 | 0 | 0 | 0 | 15634.1 | 0 | 39021.4 | 36479.3 | 38137.3
6844 | 0 | 40053.4 | 0 | 17458.7 | 0 | 447.984 | 0 | 538.537 | 0 | 2268.98 | 538.537 | 0 | 0 | 0 | 12372.2 | 0 | 37483.1 | 35969 | 39297.8
6845 | 0 | 40053.4 | 0 | 3812.5 | 0 | 0 | 0 | 618.313 | 0 | 2122.25 | 618.313 | 0 | 0 | 0 | 6304.55 | 0 | 33539.4 | 28239.6 | 38742.7
6846 | 0 | 39031.2 | 0 | 4500 | 0 | 0 | 0 | 448.231 | 0 | 1665.34 | 448.231 | 0 | 0 | 0 | 4217.93 | 0 | 26747.2 | 16823.1 | 38117.9
6847 | 0.1914 | 33179.3 | 0.17337 | 4990.59 | 0.51641 | 0 | 0 | 0 | 0 | 2015.11 | 0 | 0 | 0 | 299.435 | 2003.34 | 0 | 27705.7 | 17459.2 | 39537.2
6848 | 0.41852 | 30645.7 | 1.2886 | 18577.4 | 1.6864 | 0 | 0.20174 | 834.862 | 0.57652 | 4985.4 | 834.862 | 0 | 0.96515 | 0 | 2551.28 | 0.58321 | 31327.4 | 17711.2 | 37203.7
6849 | 0.82842 | 27240.2 | 1.401 | 24089.9 | 2.6669 | 0 | 0.21561 | 91.4434 | 1.5238 | 4825.88 | 91.4434 | 0 | 2.0628 | 0 | 2737.92 | 1.5393 | 28522.4 | 15971.2 | 10735.3
6850 | 1.0679 | 20763.7 | 2.7341 | 35084.4 | 3.3701 | 2694.8 | 0.2854 | 0 | 1.834 | 1953.72 | 0 | 0 | 2.8853 | 0 | 0 | 2.3394 | 32818.6 | 12467.5 | 11374.9
6851 | 1.6122 | 11404.1 | 3.7541 | 22063.3 | 2.6217 | 1449.27 | 0.84101 | 0 | 2.1258 | 1950.92 | 0 | 0 | 3.4039 | 0 | 0 | 2.8605 | 29692.5 | 10672 | 3343.03
6852 | 3.5074 | 6081.1 | 2.5371 | 9605.2 | 2.1556 | 0 | 0.44916 | 0 | 3.3735 | 2032.34 | 0 | 0 | 3.6569 | 0 | 0 | 0.88805 | 36643.7 | 3121.7 | 3681.91
6853 | 4.2253 | 3963.36 | 1 | 5328.28 | 1.9286 | 0 | 0.7242 | 0 | 3.4008 | 2934.29 | 0 | 0 | 3.6455 | 0 | 0 | 1.7221 | 38268.1 | 1346.68 | 5533.45
6854 | 3.815 | 8886.24 | 0.42302 | 2663.09 | 1.8197 | 5140.16 | 0.95476 | 777.465 | 3.2659 | 1033.75 | 777.465 | 0 | 3.373 | 1398.48 | 0 | 0.84903 | 39379.7 | 890.06 | 2176.12
6855 | 3.1013 | 32880.1 | 0.15021 | 1780.37 | 1.5592 | 898.119 | 1.3086 | 710.028 | 2.7613 | 8008.13 | 710.028 | 0 | 2.842 | 1552.5 | 0 | 0.45591 | 39910.6 | 869.379 | 113.605
6856 | 2.072 | 38235.1 | 0.26094 | 3072.87 | 1.4446 | 5984.98 | 0.8481 | 0 | 1.9756 | 9574.14 | 0 | 1779.9 | 2.033 | 3579.29 | 0 | 0.74451 | 40053.4 | 1541.11 | 0
6857 | 0.83094 | 38108.5 | 0.11856 | 6781.58 | 0.33437 | 9630.18 | 0.35921 | 0 | 0.94614 | 7968.67 | 0 | 1131.39 | 0.95508 | 1652.6 | 0 | 0.051798 | 40053.4 | 2968.48 | 0
6858 | 0 | 34834.9 | 0 | 10348.2 | 0 | 10717.9 | 0 | 0 | 0.045686 | 19923.6 | 0 | 0 | 0.029009 | 834.068 | 0 | 0 | 40053.4 | 4972.12 | 0
6859 | 0 | 26903.7 | 0 | 14992.5 | 0 | 6803.9 | 0 | 0 | 0 | 19769 | 0 | 0 | 0 | 675.834 | 0 | 0 | 39038.8 | 4651.3 | 1542.91
6860 | 0 | 21214.4 | 0 | 14708 | 0 | 9835.9 | 0 | 0 | 0 | 4512.29 | 0 | 0 | 0 | 2500.8 | 0 | 0 | 37132.8 | 11483.4 | 10137.9
6861 | 0 | 32346.4 | 0 | 6867.7 | 0 | 7857.37 | 0 | 0 | 0 | 8120.11 | 0 | 970.947 | 0 | 5602.6 | 2231.18 | 0 | 38373.8 | 12171.3 | 14461
6862 | 0 | 38444.4 | 0 | 8250.23 | 0 | 15763.1 | 0 | 0 | 0 | 8531.24 | 0 | 1065.15 | 0 | 5496.45 | 2087.13 | 0 | 39595.4 | 11861.7 | 21312.4
6863 | 0 | 38701.7 | 0 | 23190.3 | 0 | 8616.54 | 0 | 25.2882 | 0 | 9618.25 | 25.2882 | 0 | 0 | 6296.46 | 3384.68 | 0 | 40032.4 | 13405.7 | 24368.9
6864 | 0 | 39774 | 0 | 34548 | 0 | 15939.7 | 0 | 0 | 0 | 12102.9 | 0 | 0 | 0 | 5932.58 | 4223.98 | 0 | 39986.5 | 22690.7 | 36021.9
6865 | 0 | 39732.3 | 0 | 32361.1 | 0 | 2653.72 | 0 | 110.701 | 0 | 13114.3 | 110.701 | 0 | 0 | 8225.42 | 2784.34 | 0 | 40049.1 | 37496.8 | 37984.8
6866 | 0 | 39450.5 | 0 | 27797.3 | 0 | 1681.1 | 0 | 788.425 | 0 | 14647.6 | 788.425 | 0 | 0 | 17065.4 | 3078.05 | 0 | 39583.2 | 40053.4 | 38699.8
6867 | 0 | 39601.5 | 0 | 15642 | 0 | 0 | 0 | 140.026 | 0 | 13355.6 | 140.026 | 0 | 0 | 15445.2 | 2366.41 | 0 | 39336.6 | 40053.4 | 38295.8
6868 | 0 | 40053.4 | 0 | 9232.21 | 0 | 0 | 0 | 0 | 0 | 15194.4 | 0 | 0 | 0 | 15651.8 | 2121.8 | 0 | 38406.8 | 39753.3 | 34636
6869 | 0 | 39927.6 | 0 | 9195.09 | 0 | 0 | 0 | 0 | 0 | 17931 | 0 | 0 | 0 | 14346.3 | 6315.6 | 0 | 38990.6 | 39399.5 | 32168.6
6870 | 0 | 39427 | 0 | 5154.13 | 0 | 0 | 0 | 0 | 0 | 11930.6 | 0 | 0 | 0 | 19232.5 | 10470.8 | 0 | 39281.3 | 38675.1 | 30406.4
6871 | 0.11883 | 38307.6 | 0.18188 | 2210.56 | 0.47212 | 2893.6 | 0 | 0 | 0 | 15128.9 | 0 | 0 | 0 | 18821.4 | 16260.2 | 0 | 36017.4 | 39232.8 | 38037.7
6872 | 0.96706 | 31941.8 | 1.3544 | 5431.31 | 1.6054 | 959.849 | 0.06877 | 0 | 0.91617 | 13151.3 | 0 | 0 | 0.86167 | 22609.2 | 19591.5 | 0.013679 | 34633 | 37491.9 | 37645.2
6873 | 1.5431 | 9655.19 | 2.5278 | 2101.22 | 2.6116 | 0 | 0.24308 | 0 | 1.9853 | 17290.1 | 0 | 0 | 1.9035 | 26247.1 | 14156.3 | 0.15825 | 32707.9 | 32571.2 | 23646.3
6874 | 0.55989 | 612.402 | 3.411 | 742.165 | 3.2968 | 0 | 0.4787 | 0 | 2.8234 | 12827 | 0 | 0 | 2.6761 | 29131.4 | 8122.67 | 0.64835 | 38366.4 | 20362.1 | 20613.3
6875 | 1.5054 | 713.404 | 3.9695 | 9977.04 | 3.6876 | 0 | 0.97454 | 0 | 3.3365 | 8655.36 | 0 | 0 | 3.1871 | 28787 | 2622.52 | 0.92297 | 39913.4 | 23538.6 | 14278.7
6876 | 1.3532 | 850.103 | 4.1927 | 28644.6 | 3.8088 | 0 | 1.4122 | 0 | 3.5988 | 9084.14 | 0 | 0 | 3.3931 | 32543.1 | 3639.74 | 0.53356 | 40053.4 | 14408.9 | 1661.48
6877 | 1.8096 | 0 | 4.1177 | 23451.3 | 3.6362 | 0 | 1.2944 | 0 | 3.6188 | 11990.6 | 0 | 0 | 3.3844 | 35412 | 6512.04 | 0.2515 | 40053.4 | 10914.3 | 363.021
6878 | 0.69953 | 0 | 3.7459 | 15553.5 | 3.1643 | 467.211 | 1.2566 | 0 | 3.3596 | 7915.17 | 0 | 0 | 2.0983 | 37935.2 | 7774.06 | 0.30391 | 40052.6 | 6995.81 | 1552.01
6879 | 0.69711 | 0 | 3.0607 | 14542 | 2.4348 | 808.464 | 0.88933 | 0 | 2.84 | 7708.67 | 0 | 0 | 2.5327 | 38296.7 | 10880.1 | 0.40447 | 40053.4 | 2029.5 | 1703.63
6880 | 0.19169 | 4490.37 | 2.0961 | 14647.8 | 1.4014 | 1314.26 | 1.6567 | 0 | 2.0481 | 8016.47 | 0 | 0 | 1.5945 | 38931.2 | 12919.4 | 0.34486 | 40053.4 | 0 | 1726.34
6881 | 0.72697 | 11737.4 | 0.90996 | 19192.2 | 0.31277 | 1142.96 | 0.6661 | 0 | 0.99731 | 6342.82 | 0 | 0 | 0.68722 | 39636.5 | 16040.8 | 0.10791 | 40016.7 | 0 | 0
6882 | 0 | 10557.3 | 0 | 28110.5 | 0 | 3933.54 | 0 | 0 | 0.048708 | 6306.87 | 0 | 1172.46 | 0 | 39978.9 | 29594.2 | 0 | 39481.6 | 0 | 0
6883 | 0 | 10089.9 | 0 | 35259.2 | 0 | 5130.4 | 0 | 0 | 0 | 32807.1 | 0 | 2847.39 | 0 | 39914.4 | 36635.1 | 0 | 39008.8 | 714.839 | 0
6884 | 0 | 24218.7 | 0 | 37403.8 | 0 | 837.387 | 0 | 0 | 0 | 16515.9 | 0 | 918.562 | 0 | 39750.6 | 34421 | 0 | 35584.8 | 6576.2 | 1891.54
6885 | 0 | 25065.2 | 0 | 39471.2 | 0 | 0 | 0 | 0 | 0 | 18640.4 | 0 | 3633.38 | 0 | 39617.4 | 28986.7 | 0 | 29071 | 6646.88 | 773.47
6886 | 0 | 35611.2 | 0 | 40053.4 | 0 | 2041.68 | 0 | 0 | 0 | 20942.6 | 0 | 7132.84 | 0 | 40053.4 | 29549.5 | 0 | 24523.9 | 6375 | 1060.74
6887 | 0 | 34241.6 | 0 | 40053.4 | 0 | 831.182 | 0 | 0 | 0 | 19673.6 | 0 | 0 | 0 | 40053.4 | 33361.2 | 0 | 14052 | 3871.28 | 0
6888 | 0 | 38637.4 | 0 | 39784.7 | 0 | 4479.75 | 0 | 0 | 0 | 21212.7 | 0 | 611.423 | 0 | 39973 | 32101.6 | 0 | 4300.94 | 2337.92 | 0
6889 | 0 | 40053.4 | 0 | 38628.6 | 0 | 3121.22 | 0 | 0 | 0 | 16035.5 | 0 | 0 | 0 | 38339.4 | 35758.9 | 0 | 7.5227 | 4186.37 | 0
6890 | 0 | 40053.4 | 0 | 37010.5 | 0 | 2802.14 | 0 | 0 | 0 | 18149.2 | 0 | 0 | 0 | 35945.5 | 37123 | 0 | 0 | 2629.19 | 0
6891 | 0 | 40053.4 | 0 | 35164.8 | 0 | 256.074 | 0 | 0 | 0 | 18423.9 | 0 | 0 | 0 | 31500.6 | 37189.8 | 0 | 0 | 3230.46 | 12.8213
6892 | 0 | 40053.4 | 0 | 30330.3 | 0 | 1081.35 | 0 | 0 | 0 | 19481.8 | 0 | 0 | 0 | 38160.9 | 36514.1 | 0 | 0 | 7449.91 | 93.2925
6893 | 0 | 40053.4 | 0 | 32485.9 | 0 | 1843.19 | 0 | 0 | 0 | 20606.7 | 0 | 0 | 0 | 39172.5 | 32129.4 | 0 | 0 | 3963.02 | 1708.58
6894 | 0 | 39775.2 | 0 | 27526.8 | 0 | 1582.66 | 0 | 0 | 0 | 21486.8 | 0 | 0 | 0 | 37634.6 | 31710.1 | 0 | 0 | 1635.41 | 4096.83
6895 | 0.15904 | 38730.6 | 0.1791 | 22596 | 0.34374 | 0 | 0 | 0 | 0 | 20225.7 | 0 | 0 | 0 | 35625.4 | 30298.2 | 0 | 0 | 5326.42 | 1756.84
6896 | 1.3068 | 29343.4 | 1.3376 | 21660.5 | 1.1354 | 0 | 0.45352 | 0 | 0.95008 | 21913 | 0 | 0 | 0.13217 | 34752.6 | 31484.4 | 0.039477 | 0 | 13461.4 | 3840.84
6897 | 2.4644 | 15786.6 | 2.4859 | 6682.82 | 2.5844 | 0 | 1.1772 | 0 | 2.0632 | 8427.35 | 0 | 0 | 0.25494 | 34737.9 | 33221 | 0.21053 | 3044.91 | 9070.7 | 297.677
6898 | 3.3329 | 8566.2 | 3.3528 | 2635.63 | 3.2966 | 3495.13 | 2.5794 | 0 | 2.9032 | 5059.89 | 0 | 0 | 0.96168 | 32305.7 | 34683.4 | 0.35168 | 10816.5 | 5065.39 | 0
6899 | 3.8671 | 5002.32 | 3.9028 | 2491.62 | 2.8716 | 8283.79 | 3.1298 | 0 | 3.4644 | 3283.14 | 0 | 0 | 0.5687 | 27286.9 | 34400.2 | 0.68856 | 9026.07 | 2628.51 | 0
6900 | 4.1173 | 8284.65 | 4.1614 | 4219.76 | 2.668 | 12743 | 2.2748 | 0 | 3.7299 | 3211.37 | 0 | 0 | 1.1931 | 8521.86 | 35053.4 | 0.91006 | 8127.89 | 1854.95 | 0
6901 | 4.0293 | 3648.51 | 4.1088 | 4599.33 | 2.7267 | 16322.3 | 2.2497 | 0 | 3.7165 | 2715.92 | 0 | 0 | 2.3501 | 7998.36 | 31124 | 0.62385 | 11196.7 | 1067.43 | 0
6902 | 3.6423 | 5438.49 | 3.7433 | 2907.74 | 2.4011 | 17563.1 | 2.041 | 653.728 | 3.4702 | 1402.61 | 653.728 | 0 | 1.6567 | 2994.84 | 30989.8 | 0.50295 | 13897.8 | 849.048 | 176.956
6903 | 2.9671 | 6614.34 | 3.0711 | 3755.09 | 1.9598 | 23264.5 | 1.7 | 1813.15 | 2.9026 | 2333.52 | 1813.15 | 0 | 2.3664 | 876.267 | 31965.3 | 0.50046 | 16068.5 | 0 | 0
6904 | 1.9882 | 1307.97 | 2.1043 | 8058.27 | 1.3503 | 18651.4 | 0.43972 | 3853.01 | 2.0785 | 1418.71 | 3853.01 | 0 | 1.8616 | 1108.09 | 31845.4 | 0.33339 | 9488.26 | 0 | 0
6905 | 0.789 | 0 | 0.9055 | 8779.72 | 0.28259 | 11604.7 | 0.43314 | 5340.51 | 0.99378 | 2485.07 | 5340.51 | 0 | 0.19776 | 655.639 | 32416.9 | 0.10333 | 1108.53 | 0 | 0
6906 | 0 | 3187.28 | 0 | 15673.7 | 0 | 6177.08 | 0 | 8815.18 | 0.04108 | 2010.28 | 8815.18 | 137.867 | 0 | 865.654 | 33570.8 | 0 | 0 | 0 | 0
6907 | 0 | 11699.6 | 0 | 25033.3 | 0 | 11661.2 | 0 | 13977.8 | 0 | 8687.94 | 13977.8 | 0 | 0 | 0 | 33391.9 | 0 | 0 | 0 | 0
6908 | 0 | 26976.5 | 0 | 20646.6 | 0 | 6001.3 | 0 | 18390.3 | 0 | 4038.17 | 18390.3 | 554.824 | 0 | 0 | 30524.2 | 0 | 3948.5 | 0 | 1609.6
6909 | 0 | 27048.5 | 0 | 24186.6 | 0 | 1746.53 | 0 | 14916.5 | 0 | 6112.85 | 14916.5 | 0 | 0 | 319.984 | 24462.8 | 0 | 4236.91 | 0 | 3863.78
6910 | 0 | 31825.8 | 0 | 9966 | 0 | 0 | 0 | 7487.58 | 0 | 6667.45 | 7487.58 | 0 | 0 | 1241.74 | 20792.1 | 0 | 1189.25 | 0 | 24340.7
6911 | 0 | 38644.9 | 0 | 9968.69 | 0 | 0 | 0 | 8669.88 | 0 | 5576.94 | 8669.88 | 0 | 0 | 0 | 22706.1 | 0 | 0 | 881.632 | 32239
6912 | 0 | 39501.6 | 0 | 14940.7 | 0 | 0 | 0 | 17165.4 | 0 | 2484.94 | 17165.4 | 0 | 0 | 0 | 25927.2 | 0 | 1147.72 | 0 | 36954.6
6913 | 0 | 38826.1 | 0 | 5917.69 | 0 | 628.784 | 0 | 16210.6 | 0 | 3813.89 | 16210.6 | 0 | 0 | 950.081 | 22564.6 | 0 | 3627.79 | 0 | 36607.5
6914 | 0 | 38407.8 | 0 | 2375.83 | 0 | 2346.88 | 0 | 9102.58 | 0 | 2496.59 | 9102.58 | 0 | 0 | 4895.4 | 11817 | 0 | 3005 | 0 | 23832.6
6915 | 0 | 34135.6 | 0 | 6390.03 | 0 | 0 | 0 | 11167.1 | 0 | 5225.19 | 11167.1 | 0 | 0 | 2722.01 | 5716.11 | 0 | 3064.9 | 0 | 19283.7
6916 | 0 | 37480.5 | 0 | 21494.3 | 0 | 0 | 0 | 10390.3 | 0 | 5420.8 | 10390.3 | 0 | 0 | 4000.08 | 7586.9 | 0 | 4484.21 | 0 | 13931.5
6917 | 0 | 40053.4 | 0 | 25326.3 | 0 | 0 | 0 | 11981.1 | 0 | 4967.71 | 11981.1 | 0 | 0 | 5573.02 | 5467.1 | 0 | 1983.47 | 0 | 12464.3
6918 | 0 | 40052.7 | 0 | 27489.9 | 0 | 0 | 0 | 14455.1 | 0 | 2244.43 | 14455.1 | 0 | 0 | 7242.31 | 7352.84 | 0 | 528.874 | 0 | 11253.6
6919 | 0.16074 | 39258 | 0.17308 | 28584.8 | 0.45836 | 0 | 0 | 13821.7 | 0 | 0 | 13821.7 | 0 | 0 | 3557 | 3266.61 | 0 | 642.891 | 0 | 13820.4
6920 | 1.3015 | 38891.4 | 1.3334 | 14210.6 | 1.5818 | 0 | 0.13781 | 8940.53 | 0.82098 | 627.515 | 8940.53 | 0 | 0.92332 | 2352.42 | 2631.5 | 0.27764 | 2118.43 | 899.499 | 4036.32
6921 | 2.4598 | 40053.4 | 2.4639 | 4381.56 | 2.5683 | 0 | 0.26283 | 5528.88 | 0.37736 | 0 | 5528.88 | 0 | 2.0044 | 1525.51 | 599.915 | 1.2024 | 2983.37 | 3252.92 | 0
6922 | 3.3203 | 40053.4 | 3.3057 | 2732.23 | 3.2805 | 0 | 0.39059 | 3741.21 | 0.88577 | 0 | 3741.21 | 0 | 2.8207 | 47.932 | 0 | 2.5149 | 1982.23 | 1014.76 | 0
6923 | 3.8761 | 40053.4 | 3.8364 | 1467.61 | 3.6551 | 0 | 0.73111 | 3506.76 | 2.2491 | 0 | 3506.76 | 0 | 3.3307 | 0 | 0 | 3.0968 | 212.605 | 747.849 | 794.061
6924 | 4.1142 | 40053.4 | 2.9351 | 797.099 | 3.7963 | 0 | 0.3874 | 5789.86 | 1.3044 | 0 | 5789.86 | 0 | 3.5839 | 687.757 | 0 | 3.0785 | 0 | 1076.3 | 1848.49
6925 | 4.0387 | 40053.4 | 3.2502 | 1665.43 | 3.6351 | 0 | 0.637 | 6602.03 | 1.7832 | 0 | 6602.03 | 0 | 3.5756 | 0 | 631.728 | 3.3938 | 0 | 317.862 | 1209.83
6926 | 3.6523 | 39425.8 | 3.6086 | 4781.26 | 3.1696 | 223.703 | 1.596 | 5651.81 | 0.92375 | 0 | 5651.81 | 0 | 3.3076 | 0 | 938.414 | 3.0768 | 15103.8 | 0 | 946.397
6927 | 2.9667 | 37555.3 | 2.9547 | 7864.32 | 2.3972 | 1103.29 | 1.0483 | 3873.68 | 0.74462 | 0 | 3873.68 | 0 | 2.7774 | 0 | 845.485 | 2.4835 | 32707.9 | 0 | 0
6928 | 1.9625 | 22100.7 | 1.9962 | 9554.37 | 1.361 | 1417.03 | 0.48454 | 3140.05 | 1.2165 | 0 | 3140.05 | 728.794 | 1.9769 | 3074.96 | 909.861 | 1.6208 | 29802.6 | 0 | 422.738
6929 | 0.75196 | 6778.97 | 0.8449 | 19568.6 | 0.27205 | 1497.9 | 0.28878 | 671.745 | 0.90672 | 0 | 671.745 | 810.818 | 0.90676 | 9084.91 | 2441.94 | 0.61711 | 37793.4 | 0 | 5806.54
6930 | 0 | 9410.78 | 0 | 36513.7 | 0 | 1916.8 | 0 | 976.414 | 0.03509 | 0 | 976.414 | 5182.52 | 0 | 13099.4 | 5057.69 | 0 | 39752.6 | 562.562 | 18278.3
6931 | 0 | 11693.8 | 0 | 39929.4 | 0 | 2400.26 | 0 | 4833.34 | 0 | 0 | 4833.34 | 3955.04 | 0 | 19872 | 10653 | 0 | 40053.4 | 13969.4 | 32637
6932 | 0 | 15458.9 | 0 | 36599.3 | 0 | 8786.93 | 0 | 9718.2 | 0 | 0 | 9718.2 | 6888.26 | 0 | 17541.6 | 12202.1 | 0 | 40053.4 | 29753.9 | 35890.4
6933 | 0 | 8827.3 | 0 | 39813.9 | 0 | 8952.64 | 0 | 19176.4 | 0 | 0 | 19176.4 | 4889.38 | 0 | 14992.8 | 14988.1 | 0 | 40053.4 | 36564.3 | 38146
6934 | 0 | 26781.1 | 0 | 40053.4 | 0 | 5295.43 | 0 | 12539.7 | 0 | 0 | 12539.7 | 0 | 0 | 38992.3 | 15060.3 | 0 | 40053.4 | 38192.1 | 39077.7
6935 | 0 | 32094.7 | 0 | 40053.4 | 0 | 3329.46 | 0 | 8224.92 | 0 | 0 | 8224.92 | 0 | 0 | 40053.4 | 13684.5 | 0 | 40053.4 | 36498.2 | 30937.9
6936 | 0 | 36558.7 | 0 | 40053.4 | 0 | 1122.68 | 0 | 9768.92 | 0 | 244.109 | 9768.92 | 0 | 0 | 40053.4 | 12602.3 | 0 | 40053.4 | 36573.9 | 21805.3
6937 | 0 | 37031 | 0 | 40053.4 | 0 | 97.8218 | 0 | 13150.8 | 0 | 0 | 13150.8 | 0 | 0 | 40053.4 | 9694.95 | 0 | 40053.4 | 36773.3 | 34889
6938 | 0 | 37282.1 | 0 | 40053.4 | 0 | 0 | 0 | 5822.39 | 0 | 0 | 5822.39 | 0 | 0 | 38208.6 | 7301.87 | 0 | 40053.4 | 35707.7 | 37644.1
6939 | 0 | 38659.2 | 0 | 39809 | 0 | 0 | 0 | 6221.71 | 0 | 0 | 6221.71 | 0 | 0 | 38583.6 | 7249.43 | 0 | 40053.4 | 37305.7 | 38107.9
6940 | 0 | 38057 | 0 | 39846.5 | 0 | 0 | 0 | 4015 | 0 | 0 | 4015 | 0 | 0 | 38020.8 | 6122.31 | 0 | 40053.4 | 38541.9 | 36456.9
6941 | 0 | 39392.4 | 0 | 39318.9 | 0 | 0 | 0 | 3315.42 | 0 | 0 | 3315.42 | 0 | 0 | 35180.1 | 3340.09 | 0 | 40053.4 | 38334.2 | 8525.49
6942 | 0 | 39386.6 | 0 | 38077.7 | 0 | 0 | 0 | 0 | 0 | 0 | 0 | 0 | 0 | 33882.9 | 1822.3 | 0 | 40053.4 | 38157.3 | 0
6943 | 0.13709 | 39278.9 | 0.038526 | 35621.1 | 0.52198 | 0 | 0 | 0 | 0 | 0 | 0 | 0 | 0 | 30876.9 | 110.953 | 0 | 40053.4 | 37255.6 | 700.05
6944 | 1.2735 | 39271.5 | 0.035712 | 30224.8 | 1.7424 | 0 | 0.19391 | 656.314 | 0.98333 | 0 | 656.314 | 0 | 0.27007 | 24266.8 | 0 | 0.53544 | 40053.4 | 38283 | 25145.1
6945 | 2.4076 | 37901.9 | 0.4646 | 16281.3 | 2.769 | 0 | 1.8299 | 0 | 2.0994 | 0 | 0 | 0 | 1.6503 | 17463.2 | 0 | 0.60566 | 40053.4 | 32651.6 | 1629.93
6946 | 3.2542 | 25146.2 | 0.77727 | 14888.1 | 3.4634 | 579.053 | 2.6113 | 0 | 2.9397 | 0 | 0 | 0 | 2.1152 | 11988 | 0 | 1.5593 | 40053.4 | 28199 | 2390.9
6947 | 3.7578 | 14956.4 | 0.53534 | 10631.7 | 3.8466 | 631.29 | 1.3566 | 0 | 3.4861 | 0 | 0 | 0 | 2.5345 | 26429.6 | 0 | 2.0392 | 40053.4 | 26711.8 | 0
6948 | 3.9636 | 6435.75 | 1.0603 | 18627.1 | 3.9672 | 4635.16 | 0.90494 | 0 | 3.7283 | 1508.01 | 0 | 0 | 2.965 | 24933 | 2021.25 | 1.6964 | 40053.4 | 27474.8 | 0
6949 | 3.8574 | 7010.59 | 4.0176 | 15634.4 | 3.7793 | 8123.31 | 0.59942 | 0 | 3.7168 | 2176.07 | 0 | 0 | 3.4693 | 16711.1 | 5038.67 | 3.0181 | 40053.4 | 25902.8 | 0
6950 | 3.4687 | 9168.42 | 3.6364 | 7817.85 | 3.2837 | 8393.19 | 1.153 | 0 | 3.4604 | 4100.42 | 0 | 0 | 3.1888 | 14128 | 9238.11 | 1.3062 | 40053.4 | 22309.5 | 0
6951 | 2.8191 | 10029.1 | 2.9485 | 4189.49 | 2.5115 | 7512.66 | 0.3138 | 652.76 | 2.9223 | 5563.69 | 652.76 | 212.234 | 2.6604 | 12448 | 15387.2 | 1.5375 | 40053.4 | 24697.1 | 0
6952 | 1.8735 | 7919.61 | 1.0021 | 3164.39 | 1.4464 | 5952.13 | 0.038597 | 0 | 2.0956 | 7204.67 | 0 | 0 | 1.8541 | 13929.9 | 14846.7 | 0.87384 | 40053.4 | 23545.8 | 0
6953 | 0.72398 | 5260.5 | 0.80508 | 806.111 | 0.29582 | 8356.6 | 0.05262 | 0 | 0.9952 | 2953.26 | 0 | 1165.15 | 0.8171 | 25483.7 | 15070.5 | 0.59756 | 40053.4 | 32502.6 | 4015.87
6954 | 0 | 597.782 | 0 | 0 | 0 | 5097.32 | 0 | 0 | 0 | 3507.02 | 0 | 3869.46 | 0 | 26931.5 | 22686.1 | 0 | 40053.4 | 37826.4 | 24860
6955 | 0 | 0 | 0 | 0 | 0 | 11829.3 | 0 | 8421.47 | 0 | 1937.63 | 8421.47 | 15487.8 | 0 | 25357.8 | 17655.3 | 0 | 40053.4 | 37287.9 | 29334.5
6956 | 0 | 0 | 0 | 0 | 0 | 6377.95 | 0 | 6785.66 | 0 | 1171.51 | 6785.66 | 16006.1 | 0 | 21135.5 | 16082.1 | 0 | 40053.4 | 39262 | 36533.4
6957 | 0 | 1149.46 | 0 | 3047.53 | 0 | 5259.47 | 0 | 0 | 0 | 4673.62 | 0 | 0 | 0 | 16229.5 | 9924.22 | 0 | 40053.4 | 39585.2 | 33877.5
6958 | 0 | 1460.4 | 0 | 3224.55 | 0 | 5538.12 | 0 | 28425.4 | 0 | 9368.88 | 28425.4 | 31.418 | 0 | 23529.1 | 6670.18 | 0 | 40053.4 | 40053.4 | 35109.6
6959 | 0 | 8271.24 | 0 | 4527.52 | 0 | 666.413 | 0 | 3096.45 | 0 | 11725.6 | 3096.45 | 0 | 0 | 27499.8 | 5824.96 | 0 | 40053.4 | 40053.4 | 30142.1
6960 | 0 | 34921.2 | 0 | 6483.15 | 0 | 1105.67 | 0 | 6068.95 | 0 | 15383.6 | 6068.95 | 0 | 0 | 30464.6 | 7088.21 | 0 | 39314.5 | 40053.4 | 31969.3
6961 | 0 | 40005.2 | 0 | 5348.85 | 0 | 2067.79 | 0 | 35254.3 | 0 | 7504.37 | 35254.3 | 0 | 0 | 27708.1 | 14933.7 | 0 | 37793.1 | 40053.4 | 28194.4
6962 | 0 | 39880.2 | 0 | 3998.07 | 0 | 909.225 | 0 | 34979.5 | 0 | 3210.37 | 34979.5 | 0 | 0 | 29869.7 | 17086.2 | 0 | 38277 | 40053.4 | 13334.3
6963 | 0 | 40053.4 | 0 | 1111.52 | 0 | 1456.49 | 0 | 37780.2 | 0 | 23158.9 | 37780.2 | 0 | 0 | 34004.4 | 19069.2 | 0 | 39594.8 | 40053.4 | 8753.01
6964 | 0 | 39651.1 | 0 | 810.335 | 0 | 1229.48 | 0 | 16526.5 | 0 | 12023.6 | 16526.5 | 0 | 0 | 32779.7 | 16357.7 | 0 | 39375.6 | 40053.4 | 6638.37
6965 | 0 | 38923.3 | 0 | 2149.5 | 0 | 0 | 0 | 16812 | 0 | 6685.93 | 16812 | 0 | 0 | 24735.1 | 11815 | 0 | 30024.9 | 40053.4 | 2620.62
6966 | 0 | 32825.8 | 0 | 5909.94 | 0 | 1038.34 | 0 | 16376.1 | 0 | 23824.8 | 16376.1 | 0 | 0 | 15894.2 | 8611.58 | 0 | 9992.51 | 40053.4 | 189.602
6967 | 0.068405 | 18182.8 | 0.14232 | 11772.9 | 0.49444 | 2888.58 | 0 | 8549.13 | 0 | 17744.9 | 8549.13 | 9738.31 | 0 | 8959.05 | 10897.2 | 0 | 22368.7 | 40049.8 | 0
6968 | 0.9207 | 13286.9 | 1.255 | 5274.06 | 1.6823 | 4916.56 | 0.12742 | 5631.29 | 0.97185 | 17044.5 | 5631.29 | 3689.97 | 0.74346 | 8209.51 | 8081.54 | 0.41098 | 10896.7 | 39495.3 | 735.612
6969 | 2.1337 | 6915.7 | 2.4215 | 6958.18 | 2.6822 | 1826.62 | 0.27826 | 2291.43 | 2.1345 | 8108.06 | 2291.43 | 1031.7 | 1.7759 | 7436.94 | 3749.81 | 1.5869 | 1912.67 | 32062.3 | 1037.4
6970 | 2.363 | 6475.53 | 3.2816 | 2416.31 | 3.3617 | 730.19 | 0.29786 | 5907.54 | 3.0094 | 5382.15 | 5907.54 | 651.834 | 1.452 | 6686.05 | 776.726 | 2.4045 | 274.492 | 9579.19 | 1487.51
6971 | 3.1881 | 8179.43 | 3.8528 | 1600.47 | 3.725 | 0 | 0.3131 | 4118.53 | 3.5824 | 4045.75 | 4118.53 | 900.704 | 1.8247 | 2002.97 | 0 | 2.9447 | 0 | 649.281 | 0
6972 | 3.4921 | 8415.67 | 4.0757 | 385.411 | 3.7828 | 761.06 | 1.8088 | 10710.1 | 3.8561 | 1029.59 | 10710.1 | 0 | 1.5504 | 568.743 | 0 | 3.2125 | 439.055 | 0 | 0
6973 | 3.2338 | 8544.43 | 4.0035 | 1991.05 | 3.6015 | 2036.24 | 3.4332 | 11623.3 | 3.8483 | 1057.71 | 11623.3 | 0 | 2.5046 | 0 | 1728.03 | 3.2111 | 1817.22 | 0 | 492.024
6974 | 3.5397 | 4034.02 | 3.626 | 2385.87 | 3.1572 | 1770.04 | 3.149 | 12902.7 | 3.5734 | 1186.72 | 12902.7 | 0 | 0.29504 | 0 | 6697.71 | 2.9468 | 7345.9 | 0 | 978.654
6975 | 2.1294 | 6555.92 | 2.935 | 2002.15 | 2.4307 | 1892.9 | 2.5862 | 12287.5 | 3.0038 | 0 | 12287.5 | 0 | 0.12878 | 0 | 15587.9 | 2.4104 | 9710.34 | 0 | 279.873
6976 | 1.2912 | 9680.02 | 1.9615 | 936.682 | 1.4097 | 1920.61 | 1.7449 | 10467.8 | 2.1473 | 0 | 10467.8 | 0 | 1.0089 | 0 | 12588.3 | 1.5951 | 7040.02 | 5080.38 | 0
6977 | 0.34304 | 9530.87 | 0.21577 | 2204.49 | 0.27253 | 1760.99 | 0.69017 | 10314.7 | 1.0177 | 0 | 10314.7 | 0 | 0.68853 | 0 | 12558.4 | 0.61824 | 2376.62 | 13781.1 | 0
6978 | 0 | 10373.7 | 0 | 23.6358 | 0 | 2128.71 | 0 | 13891.7 | 0 | 0 | 13891.7 | 0 | 0 | 0 | 2895.86 | 0 | 0 | 27494.3 | 0
6979 | 0 | 10809.3 | 0 | 0 | 0 | 1124.46 | 0 | 12876.8 | 0 | 0 | 12876.8 | 0 | 0 | 0 | 36891.8 | 0 | 4152.82 | 19498.9 | 0
6980 | 0 | 4762.2 | 0 | 0 | 0 | 0 | 0 | 21755.1 | 0 | 0 | 21755.1 | 0 | 0 | 0 | 5187.21 | 0 | 4599.11 | 11216.3 | 0
6981 | 0 | 947.001 | 0 | 0 | 0 | 0 | 0 | 17454.6 | 0 | 0 | 17454.6 | 512.724 | 0 | 0 | 0 | 0 | 7625.01 | 7494.11 | 808.142
6982 | 0 | 0 | 0 | 0 | 0 | 0 | 0 | 11844.6 | 0 | 0 | 11844.6 | 0 | 0 | 0 | 1011.62 | 0 | 6815.97 | 9813.29 | 10129.2
6983 | 0 | 0 | 0 | 1481.72 | 0 | 1249.35 | 0 | 10159.3 | 0 | 0 | 10159.3 | 0 | 0 | 0 | 0 | 0 | 1425.83 | 5247.66 | 17829.5
6984 | 0 | 0 | 0 | 5853.32 | 0 | 0 | 0 | 11972.6 | 0 | 0 | 11972.6 | 0 | 0 | 0 | 0 | 0 | 0 | 5130.1 | 12001.8
6985 | 0 | 581.516 | 0 | 5526.64 | 0 | 0 | 0 | 15165.3 | 0 | 0 | 15165.3 | 0 | 0 | 2980.57 | 2221.42 | 0 | 0 | 5594.84 | 8590.4
6986 | 0 | 1950.93 | 0 | 3513.79 | 0 | 0 | 0 | 6983.88 | 0 | 0 | 6983.88 | 0 | 0 | 16121.6 | 5458.59 | 0 | 0 | 10661.2 | 4142.68
6987 | 0 | 2493.04 | 0 | 3564.96 | 0 | 0 | 0 | 5652.17 | 0 | 0 | 5652.17 | 0 | 0 | 9764.32 | 6711 | 0 | 0 | 17255.5 | 1391.04
6988 | 0 | 5101.79 | 0 | 3648.06 | 0 | 0 | 0 | 5571.32 | 0 | 0 | 5571.32 | 0 | 0 | 4257.53 | 5318.95 | 0 | 0 | 25132.1 | 0
6989 | 0 | 4366.52 | 0 | 8340.87 | 0 | 0 | 0 | 5283.07 | 0 | 0 | 5283.07 | 0 | 0 | 2298.52 | 2684.06 | 0 | 0 | 32089.8 | 0
6990 | 0 | 5884.49 | 0 | 8581.33 | 0 | 0 | 0 | 2198.39 | 0 | 0 | 2198.39 | 0 | 0 | 560.845 | 2751.16 | 0 | 0 | 36774 | 0
6991 | 0.11641 | 8198.36 | 0.13748 | 8834.96 | 0.44648 | 0 | 0 | 1226.33 | 0 | 0 | 1226.33 | 0 | 0 | 0 | 1704.16 | 0 | 0 | 31916.8 | 1694.79
6992 | 1.2316 | 24572.3 | 1.2644 | 10120.7 | 1.6068 | 0 | 0.81038 | 1141.97 | 0.95507 | 0 | 1141.97 | 0 | 0.78886 | 0 | 829.849 | 0.55867 | 0 | 28208.8 | 6246.8
6993 | 2.3487 | 18395 | 2.4147 | 8965.43 | 2.6061 | 0 | 1.6467 | 0 | 2.1053 | 0 | 0 | 0 | 1.8556 | 0 | 3314.47 | 1.574 | 0 | 8473.34 | 515.871
6994 | 3.1878 | 3186.99 | 3.2742 | 11385.5 | 3.3183 | 0 | 2.1181 | 0 | 2.9623 | 0 | 0 | 0 | 2.6789 | 0 | 683.622 | 2.4352 | 0 | 2511.91 | 0
6995 | 0.8228 | 2412.48 | 3.828 | 4719.64 | 3.7366 | 0 | 1.3514 | 421.74 | 3.5084 | 0 | 421.74 | 0 | 3.2007 | 0 | 618.794 | 3.0206 | 478.415 | 862.953 | 0
6996 | 1.2913 | 3390.46 | 4.0838 | 0 | 3.8502 | 0 | 0.87703 | 6533.3 | 3.7469 | 0 | 6533.3 | 0 | 3.4675 | 0 | 2466.66 | 3.282 | 0 | 0 | 0
6997 | 2.9912 | 3370.42 | 4.0182 | 0 | 3.6659 | 0 | 0.7295 | 19786.4 | 3.699 | 0 | 19786.4 | 1000.08 | 3.4706 | 0 | 6.8972 | 3.2641 | 0 | 0 | 0
6998 | 2.7038 | 0 | 3.6302 | 0 | 3.1773 | 0 | 0.56949 | 22171.8 | 3.4466 | 476.26 | 22171.8 | 2880.75 | 3.2304 | 0 | 2831.11 | 2.9601 | 0 | 0 | 0
6999 | 1.9114 | 870.808 | 2.9529 | 0 | 2.3888 | 501.22 | 0.17939 | 15108.1 | 2.8634 | 563.467 | 15108.1 | 1948.14 | 2.718 | 1146.47 | 2165.81 | 2.3671 | 0 | 41.359 | 0
7000 | 1.3223 | 930.884 | 1.9816 | 0 | 1.3403 | 0 | 0.2941 | 25427.2 | 2.0018 | 2404.79 | 25427.2 | 0 | 1.9162 | 2153.87 | 2233.25 | 1.5382 | 0 | 934.468 | 0
7001 | 0.56861 | 0 | 0.80294 | 0 | 0.07005 | 1159.96 | 0.0099331 | 14595 | 0.90996 | 1200 | 14595 | 3632.15 | 0.84568 | 4231.04 | 14735.3 | 0.56657 | 0 | 2028.79 | 0
7002 | 0 | 0 | 0 | 0 | 0 | 3041.52 | 0 | 10958.7 | 0 | 1764.1 | 10958.7 | 10769.2 | 0 | 5518.01 | 3828.5 | 0 | 0 | 4076.7 | 0
7003 | 0 | 1154.72 | 0 | 0 | 0 | 3295.46 | 0 | 8610.46 | 0 | 0 | 8610.46 | 26990.9 | 0 | 6675.59 | 1236.15 | 0 | 0 | 910.232 | 1999.52
7004 | 0 | 8718.92 | 0 | 1438.31 | 0 | 1941.28 | 0 | 23739.8 | 0 | 1830.29 | 23739.8 | 37948.6 | 0 | 4101.44 | 1401.54 | 0 | 2021.37 | 2372.31 | 13924.7
7005 | 0 | 12847.7 | 0 | 7977.06 | 0 | 1708.41 | 0 | 37786.5 | 0 | 5710.86 | 37786.5 | 29416.5 | 0 | 1946.61 | 680.765 | 0 | 2978.87 | 2349.51 | 25177
7006 | 0 | 9290.39 | 0 | 16028.2 | 0 | 3302.22 | 0 | 12985.7 | 0 | 4155.98 | 12985.7 | 9990.58 | 0 | 2711.41 | 4485.31 | 0 | 1674.02 | 8333.82 | 38804.8
7007 | 0 | 26247.4 | 0 | 28443.8 | 0 | 997.209 | 0 | 22481 | 0 | 12412.1 | 22481 | 30832.3 | 0 | 2325.21 | 1894.79 | 0 | 1660.82 | 14340.8 | 37017.7
7008 | 0 | 40053.4 | 0 | 32758.4 | 0 | 766.027 | 0 | 12962.7 | 0 | 8634.73 | 12962.7 | 27930.5 | 0 | 8605.59 | 0 | 0 | 0 | 27683.3 | 38168.8
7009 | 0 | 40053.4 | 0 | 35678.7 | 0 | 41.5976 | 0 | 13728.8 | 0 | 22919.5 | 13728.8 | 27835.7 | 0 | 10556.5 | 0 | 0 | 0 | 37785.8 | 39261.7
7010 | 0 | 40053.4 | 0 | 38295 | 0 | 686.699 | 0 | 3907.35 | 0 | 15958.1 | 3907.35 | 9900.16 | 0 | 13963.3 | 0 | 0 | 575.698 | 37899.8 | 38368.2
7011 | 0 | 40053.4 | 0 | 39204.5 | 0 | 121.536 | 0 | 7478.74 | 0 | 19441.8 | 7478.74 | 7821.06 | 0 | 8861.83 | 0 | 0 | 1460.25 | 36772.1 | 37247.7
7012 | 0 | 40053.4 | 0 | 38382 | 0 | 69.1636 | 0 | 15107.8 | 0 | 20019 | 15107.8 | 1515.83 | 0 | 7298.44 | 0 | 0 | 1251.72 | 36757.2 | 37026.5
7013 | 0 | 40053.4 | 0 | 35730.9 | 0 | 0 | 0 | 22557.8 | 0 | 23887.2 | 22557.8 | 44.7607 | 0 | 4498.52 | 0 | 0 | 727.337 | 37612.3 | 37060.5
7014 | 0 | 40053.4 | 0 | 27501.8 | 0 | 0 | 0 | 24774.6 | 0 | 27499.3 | 24774.6 | 2162.16 | 0 | 3038.25 | 0 | 0 | 32.6313 | 38319.6 | 37107.3
7015 | 0.017156 | 40053.4 | 0.14175 | 16841.9 | 0.40977 | 0 | 0 | 25714.4 | 0 | 24433.3 | 25714.4 | 14775.4 | 0 | 2641.46 | 682.149 | 0 | 2034.2 | 38421.6 | 39349.7
7016 | 0.22844 | 40053.4 | 1.2967 | 13117.1 | 1.5623 | 2110.32 | 0.81412 | 26963.1 | 0.8251 | 33056.9 | 26963.1 | 22891.7 | 0.77146 | 2095.94 | 616.268 | 0.57956 | 2319.14 | 36898.7 | 20037.6
7017 | 2.1417 | 40053.4 | 2.4607 | 15732.7 | 2.5744 | 1773.71 | 1.8946 | 22619.6 | 1.9191 | 13548.1 | 22619.6 | 22857.3 | 1.8371 | 1941.34 | 956.641 | 1.6893 | 2037.39 | 33384.3 | 12143.3
7018 | 1.9994 | 39653.2 | 3.3358 | 8009.13 | 3.2996 | 0 | 2.7239 | 8547.21 | 2.7637 | 5568.53 | 8547.21 | 2383.69 | 2.6718 | 6477.24 | 0 | 2.6018 | 1791.6 | 15976.7 | 7513.18
7019 | 3.6719 | 35484.5 | 3.8945 | 9386.5 | 3.6849 | 940.568 | 1.8593 | 10117.7 | 3.3572 | 2438.59 | 10117.7 | 1492.86 | 3.2175 | 3674.68 | 0 | 3.2278 | 835.404 | 8365.27 | 6023.09
7020 | 3.9277 | 18907.3 | 4.1312 | 9878.77 | 3.7977 | 933.973 | 3.4772 | 14987.8 | 3.4858 | 3348.21 | 14987.8 | 0 | 3.4838 | 1375.79 | 0 | 3.5432 | 1732.5 | 9058.31 | 1918.21
7021 | 3.0609 | 3895.13 | 4.0521 | 6566.13 | 3.5937 | 2744.21 | 2.9295 | 12886.7 | 3.3507 | 2812.52 | 12886.7 | 0 | 3.4962 | 0 | 0 | 3.5401 | 2762.45 | 18002.5 | 2506.58
7022 | 2.4521 | 1227.62 | 3.6738 | 7433.26 | 3.1414 | 5591.56 | 3.1112 | 10440.2 | 3.2593 | 812.008 | 10440.2 | 0 | 3.2348 | 0 | 1392.43 | 3.2274 | 7492.41 | 21777 | 2302.85
7023 | 1.8498 | 736.055 | 3.0011 | 5880.63 | 2.3596 | 6305.84 | 2.5422 | 13535.1 | 2.5465 | 0 | 13535.1 | 0 | 2.6923 | 0 | 2660.29 | 2.6229 | 11154.8 | 21391.4 | 1796
7024 | 0.054673 | 0 | 2.0215 | 12312.1 | 1.3092 | 7172.32 | 0.69123 | 11797.4 | 1.6754 | 0 | 11797.4 | 0 | 1.8837 | 0 | 1487.19 | 1.7322 | 13871.9 | 20199.3 | 5321.87
7025 | 0 | 0 | 0.68108 | 13902.4 | 0.20591 | 6149.87 | 0.64698 | 11399.6 | 0.71268 | 0 | 11399.6 | 0 | 0.81689 | 0 | 3746.69 | 0.64689 | 12311.1 | 29933.7 | 18896.6
7026 | 0 | 0 | 0 | 13472 | 0 | 3906.03 | 0 | 12841.7 | 0 | 0 | 12841.7 | 584.778 | 0 | 1307.92 | 3345.5 | 0 | 10783.6 | 36868.8 | 35640.6
7027 | 0 | 0 | 0 | 13201.3 | 0 | 6324.82 | 0 | 13213.2 | 0 | 0 | 13213.2 | 0 | 0 | 1854.44 | 15984.5 | 0 | 14567.5 | 37154.2 | 37076.4
7028 | 0 | 2031.61 | 0 | 30961.5 | 0 | 3519.89 | 0 | 25384.5 | 0 | 0 | 25384.5 | 635.562 | 0 | 1001.86 | 16545.2 | 0 | 18212.8 | 37669.5 | 35494.2
7029 | 0 | 5974.88 | 0 | 36970.7 | 0 | 165.096 | 0 | 16127.3 | 0 | 0 | 16127.3 | 0 | 0 | 120.305 | 19843.4 | 0 | 15889.1 | 38210.9 | 30805.9
7030 | 0 | 8383.83 | 0 | 30787 | 0 | 1001.6 | 0 | 12339 | 0 | 0 | 12339 | 0 | 0 | 652.914 | 34825 | 0 | 13546.9 | 39382.8 | 33515.6
7031 | 0 | 16458.8 | 0 | 35055.6 | 0 | 1742.07 | 0 | 13038.6 | 0 | 0 | 13038.6 | 0 | 0 | 679.825 | 30511.7 | 0 | 10887.5 | 39770.5 | 35810.8
7032 | 0 | 34853.1 | 0 | 34281.6 | 0 | 5016.82 | 0 | 14465.9 | 0 | 0 | 14465.9 | 0 | 0 | 632.694 | 30440.2 | 0 | 6867.82 | 39757.3 | 36878.5
7033 | 0 | 39301.6 | 0 | 32437.3 | 0 | 2380.81 | 0 | 14332.9 | 0 | 0 | 14332.9 | 0 | 0 | 662.471 | 23943.4 | 0 | 9065.03 | 39963.3 | 37132.4
7034 | 0 | 38986.7 | 0 | 18712.5 | 0 | 2191.24 | 0 | 9912.16 | 0 | 0 | 9912.16 | 0 | 0 | 582.255 | 24188 | 0 | 14091.7 | 39897.9 | 35599.9
7035 | 0 | 38447 | 0 | 8778.79 | 0 | 0 | 0 | 6293.44 | 0 | 0 | 6293.44 | 0 | 0 | 1235.99 | 23422.1 | 0 | 17281.9 | 40053.4 | 36402.2
7036 | 0 | 37240.3 | 0 | 5463 | 0 | 1933.42 | 0 | 5517.86 | 0 | 0 | 5517.86 | 0 | 0 | 415.202 | 18394.4 | 0 | 23847.7 | 40012.5 | 37919
7037 | 0 | 39576.6 | 0 | 6256.52 | 0 | 0 | 0 | 7602.99 | 0 | 0 | 7602.99 | 0 | 0 | 0 | 18475.4 | 0 | 30491.2 | 39397.4 | 39112.7
7038 | 0 | 39948.7 | 0 | 4549.7 | 0 | 0 | 0 | 6879.41 | 0 | 0 | 6879.41 | 0 | 0 | 0 | 16970.5 | 0 | 35731.3 | 37894.9 | 39572.4
7039 | 0.087524 | 40053.4 | 0.11033 | 3131.57 | 0.38516 | 0 | 0 | 8490.31 | 0 | 0 | 8490.31 | 0 | 0 | 0 | 11948.6 | 0 | 37677.1 | 33375 | 39203.1
7040 | 1.1786 | 39969.4 | 1.2118 | 2467.86 | 1.5073 | 0 | 0.78562 | 9775.01 | 0.91128 | 0 | 9775.01 | 0 | 0.86424 | 0 | 15463.2 | 0.56983 | 32826.8 | 21853.2 | 31690.8
7041 | 2.2022 | 39657 | 1.6487 | 67.9492 | 2.5091 | 0 | 1.8376 | 11005.2 | 2.0337 | 0 | 11005.2 | 0 | 1.9572 | 0 | 16380.6 | 1.6459 | 32202.4 | 8180.2 | 25957
7042 | 3.1976 | 37396 | 1.7705 | 0 | 3.21 | 0 | 2.6498 | 2486.75 | 2.8481 | 0 | 2486.75 | 0 | 2.7985 | 0 | 13483 | 2.565 | 27301.9 | 8502.49 | 17303.1
7043 | 3.0239 | 33025.3 | 3.7504 | 0 | 3.6446 | 0 | 3.1477 | 3453.88 | 3.3692 | 0 | 3453.88 | 0 | 3.3139 | 0 | 14833.1 | 3.1647 | 15058.4 | 13537.2 | 10030.6
7044 | 3.6612 | 25499.7 | 3.9969 | 0 | 3.7577 | 0 | 3.387 | 4146.41 | 3.6243 | 0 | 4146.41 | 0 | 3.5667 | 0 | 15924.6 | 3.4701 | 11405 | 28219.7 | 4500.34
7045 | 0.11279 | 24137.9 | 2.9709 | 0 | 2.6807 | 0 | 3.3734 | 8321.64 | 3.624 | 0 | 8321.64 | 0 | 3.5525 | 0 | 22586.7 | 3.4732 | 7210.59 | 31961.4 | 3841.6
7046 | 2.7453 | 13906.2 | 2.8193 | 0 | 1.3971 | 0 | 3.0826 | 10077.2 | 3.3475 | 0 | 10077.2 | 0 | 3.2708 | 0 | 23047.8 | 3.1621 | 4569.59 | 35152.7 | 5545.95
7047 | 2.0563 | 10678.1 | 2.1876 | 0 | 0.73607 | 0 | 2.5489 | 14549 | 2.8022 | 0 | 14549 | 1808.87 | 2.7251 | 977.851 | 21918.6 | 2.55 | 3989.42 | 32519.6 | 3040.18
7048 | 0.024929 | 9796.29 | 1.4303 | 0 | 0.71394 | 0 | 1.694 | 21174 | 1.9762 | 0 | 21174 | 3801.69 | 1.8994 | 1637.31 | 23611.7 | 1.6613 | 2083.74 | 27917.3 | 2374.1
7049 | 0.074578 | 11866.3 | 0.71656 | 0 | 0.058365 | 0 | 0.64234 | 20162.2 | 0.89659 | 0 | 20162.2 | 5574.34 | 0.81898 | 2110.91 | 23412.4 | 0.58707 | 1762.57 | 31709.6 | 9928.2
7050 | 0 | 9119.44 | 0 | 0 | 0 | 1731.08 | 0 | 27663.4 | 0 | 0 | 27663.4 | 5494.11 | 0 | 1013.92 | 23450 | 0 | 1524.14 | 35234.9 | 24267.8
7051 | 0 | 6822.83 | 0 | 0 | 0 | 2550.54 | 0 | 32310.8 | 0 | 0 | 32310.8 | 9050.72 | 0 | 1985.13 | 25401.1 | 0 | 0 | 38330 | 30212.5
7052 | 0 | 0 | 0 | 0 | 0 | 30.3023 | 0 | 14139.9 | 0 | 0 | 14139.9 | 15398.9 | 0 | 4625.56 | 17041 | 0 | 0 | 38727.1 | 30710.8
7053 | 0 | 955.021 | 0 | 0 | 0 | 3326.51 | 0 | 18467.6 | 0 | 0 | 18467.6 | 6683.04 | 0 | 8134.98 | 18993.2 | 0 | 13.0002 | 39282.2 | 29791.7
7054 | 0 | 1569.89 | 0 | 0 | 0 | 0 | 0 | 13119.3 | 0 | 0 | 13119.3 | 0 | 0 | 12277.7 | 12609.4 | 0 | 0 | 39770.4 | 36132.1
7055 | 0 | 352.392 | 0 | 2595.23 | 0 | 0 | 0 | 18411 | 0 | 0 | 18411 | 0 | 0 | 6350.09 | 8444.04 | 0 | 0 | 40053.4 | 22289.8
7056 | 0 | 759.682 | 0 | 10054.1 | 0 | 0 | 0 | 17977.5 | 0 | 846.619 | 17977.5 | 1789.45 | 0 | 3869.74 | 9340.83 | 0 | 0 | 40053.4 | 7519.8
7057 | 0 | 2785.89 | 0 | 10737.8 | 0 | 0 | 0 | 16803 | 0 | 0 | 16803 | 608.619 | 0 | 4229.9 | 6410.48 | 0 | 0 | 39930.4 | 4649.93
7058 | 0 | 1993.11 | 0 | 4927.62 | 0 | 0 | 0 | 16584.2 | 0 | 0 | 16584.2 | 0 | 0 | 3918.18 | 3812.47 | 0 | 0 | 39590.2 | 970.28
7059 | 0 | 487.307 | 0 | 4224.12 | 0 | 35.5466 | 0 | 15870.4 | 0 | 0 | 15870.4 | 0 | 0 | 4904.09 | 1719.96 | 0 | 0 | 39683 | 3868.39
7060 | 0 | 0 | 0 | 3235.39 | 0 | 674.018 | 0 | 21002.2 | 0 | 1819.14 | 21002.2 | 0 | 0 | 4312.55 | 1089.42 | 0 | 638.13 | 39104 | 10132.4
7061 | 0 | 0 | 0 | 2613.35 | 0 | 1258.77 | 0 | 15437.5 | 0 | 5376.38 | 15437.5 | 0 | 0 | 3650.72 | 1124.31 | 0 | 607.539 | 39097.9 | 8077.49
7062 | 0 | 0 | 0 | 4982.38 | 0 | 0 | 0 | 14573.9 | 0 | 6906.3 | 14573.9 | 942.065 | 0 | 4268.2 | 578.569 | 0 | 642.844 | 39105.3 | 5885.46
7063 | 0 | 0 | 0.11124 | 8093.12 | 0.28243 | 1465.02 | 0 | 18938.2 | 0 | 5607.55 | 18938.2 | 3422.26 | 0 | 2251.72 | 993.266 | 0 | 2229.17 | 39350.1 | 17653.6
7064 | 0.014633 | 0 | 0.78344 | 5790.1 | 1.5671 | 1153.09 | 0.073372 | 15913.7 | 0.84676 | 7790.66 | 15913.7 | 4370.06 | 0.84419 | 3438.9 | 1706.73 | 0.42246 | 4294.25 | 38940.3 | 22528.9
7065 | 2.4417 | 5266.19 | 1.272 | 1062.75 | 2.0799 | 681.78 | 0.43006 | 13128.4 | 1.9434 | 5520.12 | 13128.4 | 5146.55 | 1.9164 | 4915.51 | 764.439 | 0.39806 | 5084.57 | 27235.4 | 2424.18
7066 | 1.907 | 2978.58 | 1.2615 | 0 | 1.948 | 0 | 2.3178 | 9307.29 | 2.7689 | 0 | 9307.29 | 4979.32 | 2.7191 | 4310.34 | 0 | 2.2028 | 8653.38 | 14238.3 | 1034.38
7067 | 3.9505 | 62.4618 | 3.9727 | 0 | 2.8821 | 0 | 2.3737 | 3278.23 | 3.2749 | 0 | 3278.23 | 5791.93 | 3.1908 | 1956.68 | 0 | 2.7805 | 9753.27 | 11550.4 | 883.546
7068 | 4.1986 | 0 | 4.2413 | 0 | 2.6718 | 0 | 3.5091 | 10892.2 | 3.5114 | 0 | 10892.2 | 11112.3 | 3.4086 | 0 | 1707.07 | 2.4397 | 14283 | 12006.1 | 1260.31
7069 | 2.7197 | 0 | 3.1777 | 0 | 0.96671 | 0 | 3.4832 | 12423.1 | 3.4908 | 0 | 12423.1 | 14908.5 | 3.3847 | 0 | 2065.24 | 2.4271 | 21568.8 | 9521.94 | 1318.69
7070 | 3.7005 | 0 | 3.792 | 0 | 0.35048 | 0 | 3.1829 | 9497.24 | 3.2392 | 0 | 9497.24 | 12840.1 | 3.128 | 0 | 1875.67 | 2.1676 | 21385.4 | 8899.42 | 0
7071 | 2.9635 | 0 | 3.0833 | 0 | 0.053823 | 0 | 2.6234 | 8897.45 | 2.6728 | 0 | 8897.45 | 7839.15 | 2.543 | 1131.74 | 2216.4 | 2.0592 | 23580.5 | 7186.86 | 0
7072 | 1.9142 | 0 | 2.0657 | 0 | 0.57379 | 0 | 1.753 | 11172.8 | 1.8281 | 0 | 11172.8 | 10093 | 1.7288 | 4561.83 | 1795.79 | 1.0324 | 27117.6 | 6531.28 | 4625.86
7073 | 0.64104 | 0 | 0.81679 | 0 | 0.051809 | 0 | 0.6582 | 6525.73 | 0.78306 | 0 | 6525.73 | 6888.62 | 0.72067 | 7564.51 | 956.872 | 0.18339 | 21985.7 | 18331.4 | 14644.3
7074 | 0 | 0 | 0 | 0 | 0 | 0 | 0 | 3649.73 | 0 | 0 | 3649.73 | 9271.31 | 0 | 6685.22 | 1265.2 | 0 | 17223.5 | 32812.7 | 30155.9
7075 | 0 | 0 | 0 | 0 | 0 | 0 | 0 | 10281.6 | 0 | 2182.6 | 10281.6 | 11534.4 | 0 | 5646.98 | 849.923 | 0 | 22251.5 | 30667.4 | 35486.8
7076 | 0 | 0 | 0 | 637.315 | 0 | 2204.87 | 0 | 13814.2 | 0 | 7709.41 | 13814.2 | 3592.19 | 0 | 5797.67 | 13952.8 | 0 | 27609.9 | 36974.8 | 37348.1
7077 | 0 | 703.985 | 0 | 703.375 | 0 | 1174.24 | 0 | 13664.3 | 0 | 3721.36 | 13664.3 | 3200.19 | 0 | 5927.44 | 6906.17 | 0 | 29884.7 | 36722.1 | 39042.6
7078 | 0 | 3001.94 | 0 | 715.858 | 0 | 1272.77 | 0 | 8766.21 | 0 | 10301.1 | 8766.21 | 6476.7 | 0 | 6187.76 | 10593 | 0 | 36525.8 | 31455.4 | 40053.4
7079 | 0 | 2678.3 | 0 | 7598.4 | 0 | 0 | 0 | 754.577 | 0 | 11241.5 | 754.577 | 2048.83 | 0 | 6944.13 | 9801.81 | 0 | 34405.2 | 26013.2 | 40053.4
7080 | 0 | 5092.99 | 0 | 15348 | 0 | 0 | 0 | 0 | 0 | 29545.6 | 0 | 2997.8 | 0 | 4436.29 | 9849.06 | 0 | 31915.5 | 22167.1 | 39795.4
7081 | 0 | 8224.24 | 0 | 14574.3 | 0 | 0 | 0 | 0 | 0 | 23513.5 | 0 | 1910.14 | 0 | 1403.22 | 10194.2 | 0 | 31271.5 | 10477.9 | 39587
7082 | 0 | 12052 | 0 | 24498.5 | 0 | 0 | 0 | 0 | 0 | 13308.6 | 0 | 0 | 0 | 1491.55 | 7823.77 | 0 | 33086.1 | 3172.75 | 37589.7
7083 | 0 | 26883.4 | 0 | 37079.4 | 0 | 0 | 0 | 0 | 0 | 5485.56 | 0 | 0 | 0 | 3136.9 | 3340.36 | 0 | 31604.3 | 1884.05 | 36362.1
7084 | 0 | 36846.8 | 0 | 38232.2 | 0 | 0 | 0 | 0 | 0 | 1153.97 | 0 | 2085.4 | 0 | 5071.96 | 2709.83 | 0 | 26795.6 | 1664.89 | 38386.1
7085 | 0 | 34762.2 | 0 | 33606.1 | 0 | 0 | 0 | 0 | 0 | 0 | 0 | 1776.27 | 0 | 2055.07 | 2731.84 | 0 | 21098.9 | 6644.55 | 34742.4
7086 | 0 | 28307 | 0 | 28288.9 | 0 | 0 | 0 | 0 | 0 | 2141.41 | 0 | 0 | 0 | 2972.11 | 3664.11 | 0 | 16270.8 | 15988.2 | 26629.6
7087 | 0 | 21997 | 0.11946 | 21731.2 | 0.068677 | 0 | 0 | 533.781 | 0 | 3484.25 | 533.781 | 0 | 0 | 3875.4 | 3096.54 | 0 | 27223.8 | 27510.2 | 12321.4
7088 | 1.3131 | 21689.5 | 1.3018 | 17040.5 | 1.1932 | 0 | 0.4237 | 0 | 0.78393 | 0 | 0 | 0 | 0.79856 | 0 | 4880.35 | 0.38636 | 36785.4 | 31310.9 | 17709.2
7089 | 2.5752 | 23098.3 | 2.4966 | 8999.01 | 1.7077 | 0 | 0.34039 | 0 | 1.8341 | 0 | 0 | 0 | 1.8392 | 0 | 9665.29 | 0.65453 | 37711.1 | 19572.7 | 34350.6
7090 | 3.5219 | 26659 | 3.3815 | 0 | 1.8468 | 0 | 0.77179 | 0 | 2.6362 | 0 | 0 | 0 | 2.6068 | 0 | 6068.72 | 2.1214 | 36702 | 2788.19 | 40053.4
7091 | 4.1056 | 38445.7 | 3.9366 | 1866.9 | 2.1407 | 0 | 1.1201 | 0 | 3.1711 | 284.593 | 0 | 0 | 3.1045 | 0 | 9922.55 | 2.677 | 32281.6 | 0 | 40037
7092 | 4.3458 | 39612.5 | 4.1748 | 6448.02 | 1.8842 | 0 | 0.80496 | 0 | 3.4199 | 3306.94 | 0 | 0 | 2.4666 | 1647.9 | 7332.33 | 2.9403 | 33004.8 | 0 | 39681.6
7093 | 4.2411 | 38924.1 | 4.099 | 11481.7 | 1.2525 | 0 | 1.314 | 0 | 3.4049 | 6643.97 | 0 | 0 | 3.3025 | 950.23 | 5759.29 | 2.839 | 38131.6 | 0 | 39558.2
7094 | 3.7998 | 38204.9 | 3.7154 | 17680 | 1.114 | 0 | 1.7242 | 2672.15 | 3.1063 | 8683.83 | 2672.15 | 27409.1 | 2.5058 | 5225.21 | 6507.36 | 2.5784 | 39635.5 | 3522.78 | 39682
7095 | 3.0265 | 35522 | 3.0258 | 19213.6 | 0.61528 | 0 | 0.90331 | 2177.84 | 2.5779 | 16400.6 | 2177.84 | 27131.2 | 2.5235 | 11099.9 | 5581.11 | 2.0649 | 39754.3 | 11044.7 | 40053.4
7096 | 1.9474 | 27304.3 | 2.0285 | 17950 | 0.24621 | 0 | 0.16621 | 5340.9 | 1.7663 | 29212 | 5340.9 | 35049 | 1.7181 | 18375.8 | 7629.77 | 1.2898 | 40053.4 | 12658.2 | 40053.4
7097 | 0.66397 | 22085.3 | 0.80033 | 17797.2 | 0.0060273 | 0 | 0.046766 | 5954.2 | 0.74605 | 34998.6 | 5954.2 | 34998.2 | 0.7053 | 20866.2 | 10499.5 | 0.41113 | 40053.4 | 23372.3 | 40053.4
7098 | 0 | 11843.7 | 0 | 26178.5 | 0 | 109.037 | 0 | 20657.3 | 0 | 23181.9 | 20657.3 | 15872.9 | 0 | 21364.3 | 8521.89 | 0 | 40053.4 | 34342.1 | 39959.7
7099 | 0 | 5247.18 | 0 | 32411.4 | 0 | 871.18 | 0 | 7340.4 | 0 | 21314.8 | 7340.4 | 35893.8 | 0 | 22741.8 | 22237.5 | 0 | 40053.4 | 31969.8 | 40053.4
7100 | 0 | 12719.9 | 0 | 38366.7 | 0 | 622.048 | 0 | 929.862 | 0 | 33206.9 | 929.862 | 31412.8 | 0 | 27212 | 12332.8 | 0 | 40053.4 | 28049.1 | 40053.4
7101 | 0 | 38226.2 | 0 | 38635.3 | 0 | 743.201 | 0 | 11549.3 | 0 | 20351.5 | 11549.3 | 28954.3 | 0 | 31088.5 | 12804.6 | 0 | 40053.4 | 13385 | 40053.4
7102 | 0 | 39368.6 | 0 | 38685.8 | 0 | 3564.52 | 0 | 32269.3 | 0 | 26162 | 32269.3 | 13610.2 | 0 | 31621 | 14902.7 | 0 | 40053.4 | 9385.96 | 40053.4
7103 | 0 | 39598.3 | 0 | 39389.5 | 0 | 581.294 | 0 | 11512.4 | 0 | 14803.3 | 11512.4 | 12817.4 | 0 | 19587.4 | 16921.8 | 0 | 37977.4 | 11314.6 | 40053.4
7104 | 0 | 40053.4 | 0 | 38375.1 | 0 | 0 | 0 | 4385.41 | 0 | 18391.2 | 4385.41 | 5397.33 | 0 | 11304.7 | 16429.8 | 0 | 22358.2 | 24620.3 | 40053.4
7105 | 0 | 40053.4 | 0 | 39062 | 0 | 0 | 0 | 8771.78 | 0 | 29391.5 | 8771.78 | 19927.9 | 0 | 14236.9 | 10767.7 | 0 | 19066.5 | 39751.5 | 40053.4
7106 | 0 | 40053.4 | 0 | 39071.2 | 0 | 0 | 0 | 11118.5 | 0 | 24777.5 | 11118.5 | 28619.8 | 0 | 19525.5 | 7408.12 | 0 | 21124.5 | 40007.6 | 40053.4
7107 | 0 | 40053.4 | 0 | 36709.7 | 0 | 0 | 0 | 11706.4 | 0 | 26821.5 | 11706.4 | 25679.9 | 0 | 16400 | 7605.53 | 0 | 27819.8 | 39967.3 | 40053.4
7108 | 0 | 40053.4 | 0 | 29674.8 | 0 | 0 | 0 | 23790 | 0 | 16082 | 23790 | 6381.91 | 0 | 24282 | 6781.63 | 0 | 34461.2 | 39849.9 | 40053.4
7109 | 0 | 39953.7 | 0 | 19521.5 | 0 | 0 | 0 | 21315.6 | 0 | 16102.5 | 21315.6 | 3885.64 | 0 | 19749.6 | 6061.16 | 0 | 33698.2 | 40053.4 | 40053.4
7110 | 0 | 39663.2 | 0 | 13592.1 | 0 | 0 | 0 | 17838.3 | 0 | 18853.9 | 17838.3 | 7856.73 | 0 | 17935.7 | 4738.35 | 0 | 32853.4 | 40053.4 | 40053.4
7111 | 0 | 39364.6 | 0.10973 | 8991.75 | 0.017074 | 0 | 0 | 14407.1 | 0 | 19270.6 | 14407.1 | 16361.5 | 0 | 12142.9 | 3544 | 0 | 22245 | 40053.4 | 40053.4
7112 | 1.1952 | 38965.3 | 1.2552 | 10979.4 | 1.4829 | 0 | 0.63605 | 6285.93 | 0.73597 | 13507.2 | 6285.93 | 20418.9 | 0.2407 | 4188.29 | 5410.14 | 0.37788 | 8505.81 | 40053.4 | 36770.2
7113 | 2.362 | 38401.2 | 2.4138 | 8655.03 | 0.58 | 0 | 1.6746 | 6876.35 | 1.8032 | 2935.92 | 6876.35 | 14871 | 1.4112 | 107.552 | 6434.76 | 1.269 | 8109.57 | 38842.8 | 38372.4
7114 | 3.2212 | 29406.5 | 3.2784 | 5451.81 | 1.497 | 0 | 1.3862 | 12725.2 | 2.638 | 0 | 12725.2 | 3846.79 | 2.4729 | 837.63 | 3224.25 | 0.43661 | 11349.8 | 34555.6 | 34195.4
7115 | 3.7666 | 27723.4 | 3.8337 | 4584.62 | 1.2455 | 0 | 2.305 | 14866.3 | 3.0766 | 0 | 14866.3 | 2262.92 | 3.0095 | 3160.32 | 5451.39 | 0.46688 | 19113.5 | 26217.4 | 23494.7
7116 | 3.9971 | 18847 | 4.06 | 4474.3 | 3.974 | 0 | 1.8516 | 21700.3 | 2.8095 | 392.195 | 21700.3 | 8185.89 | 3.2299 | 8680.75 | 7390.48 | 0.53376 | 28483.9 | 18350.4 | 10770.1
7117 | 3.9367 | 15247.4 | 3.9765 | 3267.67 | 3.7595 | 0 | 1.3219 | 24277.5 | 3.3401 | 973.156 | 24277.5 | 9381.29 | 3.1952 | 692.056 | 8254.8 | 0.94642 | 25874.4 | 16789.6 | 5543.87
7118 | 3.5686 | 11051.3 | 3.58 | 7448.79 | 0.085737 | 0 | 1.2345 | 22997.4 | 2.7213 | 1513.08 | 22997.4 | 15819.6 | 2.944 | 1392.67 | 12126.9 | 0.54965 | 28650.5 | 11103.9 | 3330.25
7119 | 2.8753 | 9188.49 | 2.8982 | 12848.7 | 1.5799 | 0 | 1.7745 | 36360.2 | 2.0347 | 1891.32 | 36360.2 | 11221.6 | 2.3994 | 1888.74 | 11749.2 | 0.22701 | 29574.5 | 7511.84 | 1845.09
7120 | 1.4304 | 9821.11 | 1.917 | 13349.7 | 1.2863 | 2043.73 | 1.6482 | 14861.5 | 1.6409 | 3318.07 | 14861.5 | 22667.4 | 1.6074 | 2650.18 | 10710.6 | 0.14338 | 30672.3 | 3920.26 | 865.181
7121 | 0.33157 | 13525.2 | 0.73279 | 16674.7 | 0.16668 | 3010.03 | 0.3492 | 15859.6 | 0.66957 | 7198.05 | 15859.6 | 9823.16 | 0.62234 | 7046.31 | 11094.8 | 0.06103 | 37167.5 | 0 | 0
7122 | 0 | 9970.31 | 0 | 20529.4 | 0 | 1643.73 | 0 | 10292.3 | 0 | 1126.85 | 10292.3 | 8432.76 | 0 | 13749.8 | 7834.45 | 0 | 39348.8 | 0 | 0
7123 | 0 | 7837.12 | 0 | 25014.1 | 0 | 897.207 | 0 | 3456.2 | 0 | 5435.1 | 3456.2 | 12876.1 | 0 | 14428.5 | 18529.2 | 0 | 39848.4 | 0 | 0
7124 | 0 | 11301.7 | 0 | 37285.4 | 0 | 797.932 | 0 | 9146.85 | 0 | 549.347 | 9146.85 | 11879.1 | 0 | 15307.9 | 16861.9 | 0 | 39506.7 | 2251.89 | 0
7125 | 0 | 21110.9 | 0 | 39162.4 | 0 | 0 | 0 | 16651.7 | 0 | 2981.43 | 16651.7 | 2120.69 | 0 | 16537.7 | 13845.5 | 0 | 39166.1 | 1722.14 | 0
7126 | 0 | 25845.3 | 0 | 39627.6 | 0 | 0 | 0 | 6702.3 | 0 | 9716.54 | 6702.3 | 3820.99 | 0 | 23366.5 | 7920.43 | 0 | 39018.6 | 509.058 | 1256.02
7127 | 0 | 14044.9 | 0 | 40053.4 | 0 | 591.154 | 0 | 21071.9 | 0 | 11389.9 | 21071.9 | 457.747 | 0 | 19557 | 3684.84 | 0 | 38379.9 | 0 | 2893.55
7128 | 0 | 10849.6 | 0 | 39986.1 | 0 | 8900.12 | 0 | 16991.9 | 0 | 10131.5 | 16991.9 | 0 | 0 | 30579.2 | 4669.79 | 0 | 33468.4 | 0 | 6818.36
7129 | 0 | 11364.2 | 0 | 38641.2 | 0 | 2736.56 | 0 | 23843.7 | 0 | 15390.6 | 23843.7 | 0 | 0 | 34925.9 | 5676.87 | 0 | 24493.1 | 0 | 6492.89
7130 | 0 | 26265.7 | 0 | 23105.6 | 0 | 0 | 0 | 19931.6 | 0 | 6852.98 | 19931.6 | 15845 | 0 | 38739 | 5990.75 | 0 | 23730.5 | 0 | 838.93
7131 | 0 | 38159.8 | 0 | 19582.5 | 0 | 0 | 0 | 10437.5 | 0 | 1681.53 | 10437.5 | 8487.94 | 0 | 37381.8 | 7364.69 | 0 | 24475.3 | 0 | 0
7132 | 0 | 39503.8 | 0 | 7947.03 | 0 | 0 | 0 | 13639.8 | 0 | 4323.07 | 13639.8 | 9450.17 | 0 | 37053.6 | 7376.25 | 0 | 21697.3 | 0 | 0
7133 | 0 | 39410.7 | 0 | 7537.67 | 0 | 0 | 0 | 16484.8 | 0 | 5865.22 | 16484.8 | 3317.29 | 0 | 38222 | 7436.47 | 0 | 15911.5 | 0 | 8500.41
7134 | 0 | 38206.4 | 0 | 10341.3 | 0 | 0 | 0 | 10249.8 | 0 | 12112.5 | 10249.8 | 5712.32 | 0 | 36959.9 | 11362.7 | 0 | 11056.4 | 438.492 | 33919.7
7135 | 0 | 36077.4 | 0.089596 | 13585.7 | 0.14823 | 0 | 0 | 3274.35 | 0 | 9748.59 | 3274.35 | 0 | 0 | 37226.1 | 13978.2 | 0 | 15408.3 | 0 | 39664.1
7136 | 0.26314 | 35517.9 | 1.0195 | 13469.6 | 0.39163 | 0 | 0.70774 | 6782.22 | 0.20978 | 5774.72 | 6782.22 | 0 | 0.64337 | 36675.2 | 22072.4 | 0.2912 | 9031.86 | 266.747 | 37048.7
7137 | 1.7344 | 38275.2 | 1.5663 | 9442.09 | 0.21177 | 0 | 0.38811 | 10366.1 | 0.98455 | 5986.9 | 10366.1 | 0 | 1.6205 | 36098.7 | 29734.3 | 0.12528 | 8370.84 | 4415.99 | 28353
7138 | 2.5981 | 36926.2 | 1.5529 | 4497.19 | 0.41802 | 0 | 0.39705 | 13560.5 | 1.6117 | 3634.97 | 13560.5 | 150.291 | 2.404 | 35841.2 | 27171.1 | 0.27205 | 10071.2 | 2347.36 | 16054.4
7139 | 3.2498 | 37170 | 1.5602 | 5230.55 | 2.6497 | 0 | 0.71154 | 12380.2 | 1.9657 | 2407.22 | 12380.2 | 4851.19 | 2.8977 | 34122.3 | 19489.9 | 0.5869 | 14536.5 | 1868.88 | 10229.5
7140 | 3.7074 | 37047.9 | 0.80073 | 6405.56 | 0.59972 | 0 | 0.85202 | 11115.7 | 2.6188 | 5972.9 | 11115.7 | 8049.36 | 3.1293 | 33351.5 | 24408 | 0.43925 | 17924.9 | 2093.39 | 5815.93
7141 | 2.903 | 36883.6 | 0.84758 | 7260.3 | 0.25023 | 0 | 0.32242 | 19816.2 | 2.4459 | 6047.64 | 19816.2 | 6734.02 | 3.1144 | 39650 | 26701.5 | 0.36373 | 19341.5 | 1127.6 | 3057.24
7142 | 2.6373 | 32315.5 | 0.89253 | 8851.29 | 0.081904 | 0 | 0.52295 | 22933.6 | 1.877 | 7870.1 | 22933.6 | 4636.25 | 2.9773 | 39783.9 | 28946.1 | 0.49185 | 21707.7 | 768.922 | 1623.8
7143 | 1.8898 | 28749.9 | 0.73975 | 7514.97 | 0.051957 | 0 | 0.97705 | 32742.4 | 1.3411 | 5857.19 | 32742.4 | 4832.57 | 2.436 | 39971.9 | 28921.7 | 1.7785 | 19818.4 | 997.179 | 784.994
7144 | 1.3473 | 28794.2 | 1.2028 | 5263.07 | 0.68878 | 1462.56 | 0.41279 | 25096.1 | 0.46946 | 5506.48 | 25096.1 | 3372.45 | 1.6123 | 38065.5 | 32673.1 | 0.70176 | 18028.8 | 707.209 | 0
7145 | 0.46337 | 27347.2 | 0.28759 | 5493.36 | 0.055232 | 2360.41 | 0.33635 | 22202.2 | 0.31514 | 5171.04 | 22202.2 | 5860.93 | 0.59987 | 37127 | 32502.1 | 0.084706 | 9982.4 | 0 | 97.2672
7146 | 0 | 24669.2 | 0 | 6074.92 | 0 | 3019.44 | 0 | 7151.21 | 0 | 4810.57 | 7151.21 | 4958.3 | 0 | 36854.6 | 37613.2 | 0 | 4693.55 | 0 | 818.55
7147 | 0 | 22933.1 | 0 | 6927.45 | 0 | 1196.74 | 0 | 25781 | 0 | 4427.02 | 25781 | 21367.2 | 0 | 36600.6 | 39575.8 | 0 | 2247.16 | 1915.8 | 1078.04
7148 | 0 | 8455.25 | 0 | 8175.44 | 0 | 0 | 0 | 20349.4 | 0 | 4320.59 | 20349.4 | 15943.5 | 0 | 36318.6 | 38675.3 | 0 | 26.2126 | 4700.32 | 1324.51
7149 | 0 | 2164.75 | 0 | 12186.9 | 0 | 0 | 0 | 4735.17 | 0 | 1403.72 | 4735.17 | 6872.63 | 0 | 36322.4 | 37917.5 | 0 | 0 | 10498.9 | 2686.64
7150 | 0 | 0 | 0 | 17301.7 | 0 | 0 | 0 | 2050.43 | 0 | 488.505 | 2050.43 | 0 | 0 | 38320.1 | 33007.7 | 0 | 0 | 11677.1 | 483.967
7151 | 0 | 0 | 0 | 10655.7 | 0 | 0 | 0 | 866.774 | 0 | 0 | 866.774 | 0 | 0 | 38304.8 | 36977.7 | 0 | 0 | 16529.6 | 908.092
7152 | 0 | 0 | 0 | 20407 | 0 | 0 | 0 | 5450.67 | 0 | 0 | 5450.67 | 0 | 0 | 34064.3 | 31022.6 | 0 | 0 | 15406.3 | 1720.55
7153 | 0 | 3921.06 | 0 | 32685 | 0 | 0 | 0 | 7146.22 | 0 | 0 | 7146.22 | 0 | 0 | 36086.7 | 30526.3 | 0 | 0 | 7410.47 | 7476.39
7154 | 0 | 15593.5 | 0 | 26317.3 | 0 | 0 | 0 | 6231.8 | 0 | 1131.03 | 6231.8 | 0 | 0 | 39121.1 | 38982.4 | 0 | 0 | 1882.63 | 7080.8
7155 | 0 | 36546.3 | 0 | 9705.67 | 0 | 0 | 0 | 18284 | 0 | 1021.22 | 18284 | 0 | 0 | 40053.4 | 36822.2 | 0 | 0 | 945.618 | 4065.37
7156 | 0 | 40007 | 0 | 5496.81 | 0 | 835.462 | 0 | 12522.6 | 0 | 743.008 | 12522.6 | 0 | 0 | 40053.4 | 37442.8 | 0 | 0 | 1835.98 | 2011
7157 | 0 | 39957.4 | 0 | 3547.99 | 0 | 1087.44 | 0 | 21324.2 | 0 | 920.12 | 21324.2 | 0 | 0 | 40010.5 | 37410.3 | 0 | 0 | 980.301 | 2580.89
7158 | 0 | 39782.3 | 0 | 4681.39 | 0 | 2852.21 | 0 | 31035.6 | 0 | 0 | 31035.6 | 0 | 0 | 39230.2 | 36207 | 0 | 2410.96 | 249.77 | 3263.84
7159 | 0 | 39564.2 | 0.088263 | 5850.65 | 0.34615 | 436.234 | 0 | 27615.9 | 0 | 0 | 27615.9 | 0 | 0 | 39089.4 | 32878.7 | 0 | 2172.33 | 2330.97 | 4933.89
7160 | 0.88232 | 39566.1 | 0.23984 | 3554.61 | 1.569 | 774.241 | 0.76963 | 22607.7 | 0.19876 | 0 | 22607.7 | 0 | 0.65582 | 37664.8 | 21644.3 | 0.0092372 | 3698.92 | 3960.37 | 3039.93
7161 | 1.7615 | 39859.3 | 0.92081 | 6657.37 | 2.6202 | 1130.48 | 1.8727 | 25671.9 | 0.73727 | 0 | 25671.9 | 0 | 0.39874 | 33963.4 | 19419.2 | 0.050038 | 2039.17 | 4522.88 | 597.074
7162 | 2.8127 | 40027.7 | 3.1495 | 2704.29 | 3.3321 | 494.738 | 2.7249 | 24931.7 | 1.1841 | 0 | 24931.7 | 0 | 0.61735 | 34380 | 14721.2 | 0.25422 | 1867.79 | 0 | 0
7163 | 2.7231 | 40053.4 | 2.4771 | 0 | 3.6762 | 0 | 3.2743 | 35627.8 | 1.354 | 0 | 35627.8 | 0 | 1.4589 | 38727.4 | 10842.4 | 0.23711 | 573.94 | 0 | 0
7164 | 3.4907 | 40053.4 | 2.8361 | 0 | 3.7754 | 12.3476 | 3.5189 | 31686.3 | 1.4553 | 0 | 31686.3 | 0 | 1.6116 | 37041.7 | 11710.8 | 0.4881 | 0 | 0 | 0
7165 | 3.214 | 40053.4 | 3.098 | 0 | 3.6015 | 0 | 3.4709 | 31441.6 | 2.2873 | 1039.15 | 31441.6 | 1753.63 | 2.2962 | 38314.7 | 11066.1 | 0.60747 | 0 | 0 | 0
7166 | 3.502 | 39458.1 | 0.67958 | 0 | 3.0911 | 0 | 3.1402 | 33502.5 | 1.8299 | 1998.76 | 33502.5 | 3993.02 | 2.2237 | 35630.9 | 9283.71 | 2.5626 | 0 | 0 | 0
7167 | 2.8127 | 39485.9 | 0.52657 | 0 | 2.2746 | 53.5207 | 1.8131 | 32083.8 | 0.91912 | 3948.92 | 32083.8 | 6890.92 | 1.0726 | 36358.7 | 9380.72 | 2.0116 | 0 | 0 | 0
7168 | 1.7992 | 39837.7 | 1.8619 | 0 | 1.186 | 1074.82 | 0.047301 | 33584.9 | 0.99524 | 4981.65 | 33584.9 | 5352.17 | 0.77104 | 31346.6 | 9284.71 | 0.18711 | 0 | 0 | 0
7169 | 0.57073 | 39528.7 | 0.66976 | 0 | 0.1048 | 1752.28 | 0.0098764 | 19205.3 | 0.44078 | 5658.35 | 19205.3 | 5764.59 | 0.28995 | 32255.7 | 7531.79 | 0.067203 | 6.1085 | 433.11 | 0
7170 | 0 | 38267.2 | 0 | 748.293 | 0 | 1821.14 | 0 | 20111.5 | 0 | 9408.51 | 20111.5 | 10174.1 | 0 | 37606.3 | 8716.72 | 0 | 780.484 | 2612.02 | 0
7171 | 0 | 34852.1 | 0 | 2700.16 | 0 | 3088.38 | 0 | 21669 | 0 | 19940.3 | 21669 | 19353 | 0 | 39309.6 | 13637.4 | 0 | 0 | 15486.2 | 17020.4
7172 | 0 | 36171.2 | 0 | 3461.29 | 0 | 1199.3 | 0 | 15157.2 | 0 | 25166.3 | 15157.2 | 17985.7 | 0 | 38364.8 | 9560.49 | 0 | 0 | 26345.9 | 38963.3
7173 | 0 | 38663.9 | 0 | 27591.9 | 0 | 980.652 | 0 | 5349.92 | 0 | 31958.6 | 5349.92 | 4608.94 | 0 | 36797.2 | 8943.43 | 0 | 1243.74 | 32709.7 | 35455.3
7174 | 0 | 39078.6 | 0 | 37102.1 | 0 | 1325.18 | 0 | 17276.4 | 0 | 33921.2 | 17276.4 | 21395.3 | 0 | 39062.9 | 6499.52 | 0 | 881.632 | 32322.1 | 36843.4
7175 | 0 | 39280.4 | 0 | 38582.3 | 0 | 770.716 | 0 | 13190.3 | 0 | 33439.9 | 13190.3 | 27396.6 | 0 | 38717.7 | 6860.13 | 0 | 0 | 31123 | 24201.3
7176 | 0 | 39396.4 | 0 | 36008 | 0 | 0 | 0 | 27234.9 | 0 | 30673.8 | 27234.9 | 28599.6 | 0 | 36976.2 | 7490.83 | 0 | 0 | 35016.7 | 18685.4
7177 | 0 | 38203.7 | 0 | 30975.5 | 0 | 0 | 0 | 12068.1 | 0 | 28815.9 | 12068.1 | 30725.9 | 0 | 39002.1 | 8594.04 | 0 | 0 | 34126.4 | 20426.2
7178 | 0 | 34538.5 | 0 | 37917.4 | 0 | 0 | 0 | 12787.3 | 0 | 35167.2 | 12787.3 | 35701.8 | 0 | 39765.8 | 12275.5 | 0 | 0 | 35635.7 | 690.29
7179 | 0 | 34105 | 0 | 39402 | 0 | 0 | 0 | 18673.4 | 0 | 20748.2 | 18673.4 | 28830.8 | 0 | 40053.4 | 20772.7 | 0 | 0 | 32328.5 | 0
7180 | 0 | 37991.8 | 0 | 37854.3 | 0 | 0 | 0 | 22766.2 | 0 | 14738 | 22766.2 | 31802.7 | 0 | 39511.8 | 24582.8 | 0 | 930.086 | 30750.8 | 0
7181 | 0 | 38981.1 | 0 | 34857.3 | 0 | 4948.79 | 0 | 12314.2 | 0 | 0 | 12314.2 | 19547.9 | 0 | 38467.2 | 20872 | 0 | 3287.42 | 20520.8 | 613.024
7182 | 0 | 39000.6 | 0 | 27239 | 0 | 11511.3 | 0 | 9245.64 | 0 | 589.151 | 9245.64 | 8583.94 | 0 | 34708.1 | 20429.5 | 0 | 7021.66 | 11244.5 | 2015.29
7183 | 0 | 39037.5 | 0.080582 | 18055.5 | 0.31661 | 6731.18 | 0 | 10023.2 | 0 | 0 | 10023.2 | 13050.9 | 0 | 32959.8 | 20032 | 0 | 14626.2 | 6304.75 | 586.683
7184 | 1.162 | 40002.3 | 1.1541 | 15342.1 | 0.86393 | 20494.4 | 0.41296 | 9379.71 | 0.084225 | 30.7912 | 9379.71 | 11736.2 | 0.08974 | 30237 | 17396.5 | 0.43099 | 22798.8 | 3226 | 0
7185 | 2.3156 | 39541.3 | 0.94363 | 7773.09 | 2.051 | 24064.2 | 1.5851 | 3173.64 | 0.39707 | 0 | 3173.64 | 0 | 0.72167 | 27148 | 8560.85 | 0.30738 | 25174.5 | 0 | 3324.78
7186 | 3.1625 | 38525.3 | 3.1266 | 1288.31 | 2.541 | 16598.8 | 2.6232 | 1947.9 | 0.2819 | 0 | 1947.9 | 0 | 1.0338 | 18684.4 | 4838.42 | 0.70511 | 29025 | 0 | 0
7187 | 3.685 | 38673.8 | 3.6805 | 4195.75 | 3.2752 | 27091.8 | 0.53319 | 5663.77 | 0.39344 | 0 | 5663.77 | 0 | 1.7519 | 16148.6 | 0 | 0.79366 | 29153.9 | 0 | 0
7188 | 3.9028 | 40052.2 | 1.5816 | 6099.11 | 2.98 | 33121.1 | 0.71327 | 11070.3 | 0.44662 | 0 | 11070.3 | 0 | 2.2806 | 13113.8 | 273.843 | 1.1189 | 26642.7 | 0 | 0
7189 | 3.8152 | 40053.4 | 2.0249 | 6544.49 | 2.7624 | 35688.1 | 0.95782 | 11154.8 | 0.64706 | 0 | 11154.8 | 2543.63 | 1.4958 | 12242.4 | 1794.87 | 1.2811 | 27533.6 | 369.759 | 1927.92
7190 | 3.4337 | 40053.4 | 1.6426 | 9805.74 | 2.3903 | 37204.1 | 0.71581 | 17314.3 | 0.55129 | 0 | 17314.3 | 3773.85 | 1.6452 | 11949.1 | 5285.09 | 3.0839 | 25115.1 | 5013.94 | 3280.28
7191 | 2.7436 | 40053.4 | 0.51411 | 15503.4 | 1.8077 | 34192.6 | 0.72816 | 11372.1 | 0.1365 | 0 | 11372.1 | 2578.53 | 1.0373 | 10310.5 | 12812.5 | 2.4816 | 14198.2 | 11063.7 | 6268.79
7192 | 1.7407 | 40053.4 | 1.3109 | 13197.1 | 0.73611 | 36421.2 | 0.29993 | 12006.6 | 0.065061 | 0 | 12006.6 | 1105.36 | 1.0734 | 4259.39 | 18448.2 | 1.5572 | 13161 | 19904.4 | 14764
7193 | 0.55107 | 40053.4 | 0.36317 | 12485.5 | 0.043126 | 34545.3 | 0.082861 | 11406.5 | 0.020333 | 0 | 11406.5 | 1684.28 | 0.31319 | 11046.4 | 25344.3 | 0.47165 | 10175.5 | 23862.8 | 8094.64
7194 | 0 | 39694.2 | 0 | 21682.8 | 0 | 37918.3 | 0 | 21266.9 | 0 | 768.185 | 21266.9 | 1891.16 | 0 | 27762.1 | 32433.2 | 0 | 7525.18 | 27417.7 | 3158.64
7195 | 0 | 36329.9 | 0 | 31952.4 | 0 | 40053.4 | 0 | 8093.42 | 0 | 0 | 8093.42 | 12906.4 | 0 | 37493.6 | 28627.8 | 0 | 3065.67 | 33550.8 | 2216.11
7196 | 0 | 39072.8 | 0 | 32161.6 | 0 | 40053.4 | 0 | 1159.54 | 0 | 0 | 1159.54 | 340.412 | 0 | 39082 | 26633.5 | 0 | 2537.75 | 37980.3 | 2197.33
7197 | 0 | 39177.5 | 0 | 35426.4 | 0 | 40053.4 | 0 | 0 | 0 | 1147.32 | 0 | 835.943 | 0 | 39574.4 | 28908.7 | 0 | 822.137 | 37293.5 | 584.465
7198 | 0 | 39605.6 | 0 | 30128.2 | 0 | 39701.2 | 0 | 0 | 0 | 0 | 0 | 0 | 0 | 39338.6 | 38255.1 | 0 | 0 | 38185.2 | 0
7199 | 0 | 40053.4 | 0 | 35044.6 | 0 | 35788.6 | 0 | 318.156 | 0 | 289.875 | 318.156 | 0 | 0 | 40053.4 | 36958.2 | 0 | 0 | 37701.7 | 0
7200 | 0 | 39887.5 | 0 | 37586.8 | 0 | 40053.4 | 0 | 1564.38 | 0 | 0 | 1564.38 | 0 | 0 | 40053.4 | 30268 | 0 | 0 | 38995.7 | 0
7201 | 0 | 39504.5 | 0 | 34416.7 | 0 | 40053.4 | 0 | 4879.92 | 0 | 0 | 4879.92 | 0 | 0 | 40053.4 | 26889.6 | 0 | 0 | 39475.5 | 0
7202 | 0 | 39683.3 | 0 | 36228.8 | 0 | 40053.4 | 0 | 5247.11 | 0 | 0 | 5247.11 | 0 | 0 | 40053.4 | 27856.2 | 0 | 0 | 39374 | 0
7203 | 0 | 37209 | 0 | 6092.09 | 0 | 40053.4 | 0 | 8822.84 | 0 | 0 | 8822.84 | 0 | 0 | 39918.9 | 23969.2 | 0 | 0 | 39676.1 | 0
7204 | 0 | 34676.9 | 0 | 39306.9 | 0 | 40053.4 | 0 | 7558.28 | 0 | 0 | 7558.28 | 0 | 0 | 39745.9 | 20308.4 | 0 | 0 | 39906.2 | 1180.77
7205 | 0 | 35747.1 | 0 | 39776 | 0 | 12194.9 | 0 | 7568.29 | 0 | 0 | 7568.29 | 0 | 0 | 39485.7 | 15954.6 | 0 | 0 | 39619.7 | 4555.42
7206 | 0 | 33345 | 0 | 37945 | 0 | 10147 | 0 | 7731.01 | 0 | 0 | 7731.01 | 0 | 0 | 39045.1 | 15032.4 | 0 | 0 | 39342.2 | 10596.1
7207 | 0 | 30379 | 0 | 30489.1 | 0.28485 | 40053.4 | 0 | 7474.44 | 0 | 0 | 7474.44 | 0 | 0 | 38646 | 12528.3 | 0 | 0 | 38759.6 | 8472.59
7208 | 1.1151 | 21613.1 | 1.1933 | 22347 | 1.4308 | 15809.5 | 0.71312 | 11175.1 | 0.34 | 0 | 11175.1 | 0 | 0.32792 | 38820.5 | 8866.79 | 0.043829 | 0 | 38432.8 | 2991.71
7209 | 2.2486 | 28732.5 | 2.3531 | 10649.8 | 2.424 | 40053.4 | 1.7839 | 3191.07 | 0.037958 | 0 | 3191.07 | 0 | 0.47395 | 38973.3 | 7820.83 | 0.18798 | 0 | 32853.7 | 0
7210 | 3.0834 | 12693.8 | 3.2362 | 7102.01 | 3.1167 | 40053.4 | 2.5865 | 0 | 0.12168 | 0 | 0 | 0 | 0.78888 | 39233 | 5792.1 | 0.42718 | 0 | 17429.7 | 0
7211 | 3.5898 | 7590.28 | 3.7977 | 0 | 3.5033 | 40053.4 | 3.1358 | 0 | 0.098333 | 0 | 0 | 0 | 1.8171 | 39263.8 | 3701.16 | 0.93531 | 0 | 5313.54 | 536.31
7212 | 3.7966 | 1321.24 | 2.3837 | 0 | 3.6075 | 40053.4 | 3.3536 | 0 | 0.22768 | 0 | 0 | 0 | 1.624 | 38405 | 2781.28 | 1.1163 | 0 | 3852.72 | 1858.63
7213 | 3.7166 | 0 | 3.9641 | 0 | 2.6374 | 40014.8 | 3.3141 | 0 | 0.47611 | 0 | 0 | 0 | 0.91984 | 37209 | 2089.65 | 0.99435 | 789.664 | 3717.1 | 10930.2
7214 | 3.3377 | 0 | 2.3653 | 0 | 1.8679 | 39902.3 | 3.0212 | 0 | 1.2486 | 0 | 0 | 0 | 0.47143 | 35727.8 | 1826.53 | 1.4972 | 1438.13 | 4428.46 | 8224.53
7215 | 2.673 | 0 | 2.8758 | 0 | 1.472 | 40035.9 | 2.4586 | 0 | 2.479 | 0 | 0 | 0 | 0.51803 | 31899.4 | 1989.21 | 1.3031 | 1816.25 | 6340.66 | 635.935
7216 | 1.6992 | 1225.37 | 1.8755 | 0 | 0.62964 | 38274 | 1.5816 | 0 | 1.7011 | 0 | 0 | 0 | 0.44041 | 32778.4 | 2166.19 | 1.1015 | 599.071 | 7757.35 | 0
7217 | 0.52801 | 2994.59 | 0.66391 | 35.0389 | 0.032417 | 38139.8 | 0.51977 | 0 | 0.70341 | 0 | 0 | 2261.92 | 0.07123 | 28771.2 | 1894.67 | 0.29774 | 1526.72 | 14477.2 | 0
7218 | 0 | 10716.9 | 0 | 3627.97 | 0 | 9648.65 | 0 | 1014.96 | 0 | 0 | 1014.96 | 7738.19 | 0 | 27098.7 | 3484.13 | 0 | 2993.57 | 23697.2 | 926.391
7219 | 0 | 24494.4 | 0 | 10575.1 | 0 | 5549.56 | 0 | 0 | 0 | 0 | 0 | 4450.66 | 0 | 27678.6 | 6875.31 | 0 | 3329.72 | 32470 | 158.645
7220 | 0 | 33989 | 0 | 20397 | 0 | 779.069 | 0 | 0 | 0 | 0 | 0 | 0 | 0 | 27769.3 | 9379.12 | 0 | 1620.82 | 36527.4 | 0
7221 | 0 | 32435.4 | 0 | 33375.8 | 0 | 1897.31 | 0 | 25720.5 | 0 | 81.9721 | 25720.5 | 0 | 0 | 27896.5 | 12894.4 | 0 | 0 | 38398.4 | 0
7222 | 0 | 33243.4 | 0 | 33570.5 | 0 | 24308.2 | 0 | 14547.6 | 0 | 0 | 14547.6 | 0 | 0 | 27997.7 | 7051.92 | 0 | 0 | 39526.7 | 9855.85
7223 | 0 | 28877.9 | 0 | 37550.3 | 0 | 23668.4 | 0 | 11005.7 | 0 | 0 | 11005.7 | 0 | 0 | 24001.6 | 5895.15 | 0 | 0 | 39483.1 | 9477.11
7224 | 0 | 32769.5 | 0 | 39066.6 | 0 | 7382.46 | 0 | 5224.22 | 0 | 0 | 5224.22 | 0 | 0 | 21077.7 | 4811.42 | 0 | 0 | 39684.9 | 8704.7
7225 | 0 | 34417.4 | 0 | 39787.3 | 0 | 1905.28 | 0 | 5701.7 | 0 | 0 | 5701.7 | 0 | 0 | 14432.9 | 2601.95 | 0 | 0 | 39492.3 | 12648.1
7226 | 0 | 34902.6 | 0 | 39410.2 | 0 | 3826.52 | 0 | 4341.99 | 0 | 0 | 4341.99 | 0 | 0 | 12843.7 | 0 | 0 | 1370.68 | 39216.8 | 14757.3
7227 | 0 | 37238.6 | 0 | 39388.8 | 0 | 7405.64 | 0 | 2951.32 | 0 | 0 | 2951.32 | 0 | 0 | 10639.4 | 685.507 | 0 | 5985.04 | 39384.1 | 16772.2
7228 | 0 | 39734.5 | 0 | 39295.1 | 0 | 12372.1 | 0 | 2159.41 | 0 | 0 | 2159.41 | 0 | 0 | 10196.5 | 0 | 0 | 5583.37 | 39089.7 | 27332.5
7229 | 0 | 40053.4 | 0 | 36083 | 0 | 2206.69 | 0 | 438.462 | 0 | 0 | 438.462 | 0 | 0 | 10743.6 | 0 | 0 | 6208.58 | 35924.6 | 34336.5
7230 | 0 | 39961.4 | 0 | 34373.4 | 0 | 20612.8 | 0 | 0 | 0 | 0 | 0 | 0 | 0 | 8016.41 | 0 | 0 | 6925.19 | 27548.4 | 37891.5
7231 | 0 | 38922.1 | 0 | 31490.8 | 0.2598 | 28093.7 | 0 | 0 | 0 | 0 | 0 | 0 | 0 | 6268.55 | 0 | 0 | 1093.69 | 25157 | 37088.4
7232 | 1.129 | 36778.6 | 1.249 | 30150.3 | 1.4031 | 28679.4 | 0.68488 | 0 | 0.73086 | 0 | 0 | 0 | 0.04319 | 8518.76 | 0 | 0.056284 | 2319.83 | 25542.1 | 37676.5
7233 | 2.2841 | 29375.2 | 2.4696 | 17661.5 | 2.4191 | 8266.06 | 1.7535 | 0 | 1.2946 | 0 | 0 | 0 | 0.30147 | 11027 | 0 | 0.26584 | 3530.48 | 24552.1 | 25826.1
7234 | 3.1304 | 34341.2 | 3.384 | 6489.91 | 3.146 | 0 | 2.5799 | 0 | 1.8192 | 0 | 0 | 0 | 0.28772 | 10364.4 | 0 | 0.46654 | 14455.1 | 16282.6 | 16160.9
7235 | 3.6518 | 35991.4 | 3.9768 | 5453.78 | 3.5207 | 9209.08 | 3.1317 | 0 | 1.4186 | 0 | 0 | 0 | 0.4361 | 8897 | 0 | 0.27082 | 33381 | 16383.2 | 19775.1
7236 | 3.8748 | 26129.6 | 4.2236 | 8044.9 | 3.6325 | 12876.8 | 3.3331 | 0 | 1.745 | 0 | 0 | 0 | 0.49862 | 8238.29 | 0 | 0.78093 | 31210.1 | 15912.7 | 10262.2
7237 | 3.7854 | 37086.8 | 4.1403 | 11009.5 | 3.4363 | 6564.63 | 3.3123 | 0 | 2.499 | 0 | 0 | 0 | 0.54875 | 6879.6 | 0 | 0.87909 | 33030.2 | 11743.9 | 10260.3
7238 | 3.3957 | 38034.9 | 3.7456 | 15773.5 | 2.9763 | 5093.74 | 2.9855 | 0 | 2.1091 | 0 | 0 | 0 | 0.4224 | 6278.67 | 0 | 0.55822 | 38394.6 | 16723.4 | 12878.3
7239 | 2.7056 | 33490.9 | 3.0215 | 23242.1 | 2.1949 | 0 | 2.3942 | 0 | 1.4138 | 0 | 0 | 0 | 0.30391 | 1350.72 | 0 | 0.79933 | 35244.5 | 21158.8 | 9330.65
7240 | 1.7051 | 6867.4 | 1.9895 | 34787.4 | 1.1473 | 1865.72 | 1.5139 | 0 | 0.28122 | 0 | 0 | 0 | 0.28475 | 0 | 0 | 0.86367 | 21240.8 | 18960.2 | 22351.2
7241 | 0.51757 | 0 | 0.72076 | 33052.4 | 0.090033 | 0 | 0.45758 | 0 | 0.18644 | 0 | 0 | 808.021 | 0.10361 | 0 | 1408 | 0.19843 | 17710.8 | 25834.1 | 4455.91
7242 | 0 | 7071.9 | 0 | 39862.9 | 0 | 0 | 0 | 0 | 0 | 0 | 0 | 6653.23 | 0 | 0 | 3398.79 | 0 | 14438.8 | 31718.1 | 0
7243 | 0 | 25034.3 | 0 | 40053.4 | 0 | 0 | 0 | 0 | 0 | 0 | 0 | 1136.79 | 0 | 0 | 2749.85 | 0 | 36650.1 | 35543.3 | 7315.19
7244 | 0 | 40053.4 | 0 | 40053.4 | 0 | 0 | 0 | 0 | 0 | 0 | 0 | 1212.14 | 0 | 2395.43 | 2870.55 | 0 | 40053.4 | 23310.1 | 33292.9
7245 | 0 | 40053.4 | 0 | 39694.3 | 0 | 0 | 0 | 0 | 0 | 0 | 0 | 3806.49 | 0 | 6684.55 | 5109.8 | 0 | 40053.4 | 15863.2 | 34657.4
7246 | 0 | 38036.4 | 0 | 38669 | 0 | 0 | 0 | 0 | 0 | 0 | 0 | 2753.53 | 0 | 10490.2 | 6049.79 | 0 | 40053.4 | 33355.5 | 26301.8
7247 | 0 | 37741.1 | 0 | 22235.1 | 0 | 0 | 0 | 0 | 0 | 0 | 0 | 1736.74 | 0 | 11812.2 | 2782.17 | 0 | 40053.4 | 36929.4 | 14667.2
7248 | 0 | 38254 | 0 | 17829.5 | 0 | 0 | 0 | 0 | 0 | 0 | 0 | 412.151 | 0 | 12943.6 | 2579.57 | 0 | 40053.4 | 36792 | 10009.1
7249 | 0 | 38395.4 | 0 | 9742.63 | 0 | 0 | 0 | 0 | 0 | 641.313 | 0 | 0 | 0 | 15123.3 | 1676.8 | 0 | 40053.4 | 39300.7 | 24097.5
7250 | 0 | 38835.1 | 0 | 3285.6 | 0 | 0 | 0 | 0 | 0 | 1793.4 | 0 | 1389.76 | 0 | 16548.7 | 990.157 | 0 | 40053.4 | 40053.4 | 21923.2
7251 | 0 | 30341.4 | 0 | 8561.06 | 0 | 0 | 0 | 0 | 0 | 118.587 | 0 | 429.488 | 0 | 16339.7 | 895.919 | 0 | 40012.5 | 40053.4 | 20671.4
7252 | 0 | 28379.3 | 0 | 22679.4 | 0 | 0 | 0 | 0 | 0 | 856.913 | 0 | 0 | 0 | 19011.3 | 1267.11 | 0 | 40050 | 39889 | 22727.4
7253 | 0 | 15217.3 | 0 | 32988.2 | 0 | 0 | 0 | 0 | 0 | 317.05 | 0 | 0 | 0 | 14916.4 | 781.087 | 0 | 39936.4 | 39226.4 | 23264.7
7254 | 0 | 24843.3 | 0 | 27258.3 | 0 | 0 | 0 | 0 | 0 | 3467.17 | 0 | 0 | 0 | 11582.8 | 903.448 | 0 | 39820.1 | 37138.9 | 24620.5
7255 | 0 | 32676.9 | 0 | 19822.8 | 0.26819 | 0 | 0 | 0 | 0 | 2405.75 | 0 | 0 | 0 | 16587.4 | 801.354 | 0 | 39449.5 | 37403.6 | 22504.8
7256 | 1.0652 | 23598.2 | 1.2337 | 20032.8 | 1.4353 | 0 | 0.56124 | 0 | 0.7795 | 1251.45 | 0 | 0 | 0.18594 | 16072 | 1077.86 | 0.024729 | 40044.9 | 37353 | 31538.4
7257 | 2.1985 | 13848.8 | 2.4171 | 23193.1 | 2.4547 | 0 | 1.5783 | 0 | 1.9047 | 909.983 | 0 | 0 | 0.018083 | 15649.9 | 834.717 | 0.12191 | 40053.4 | 26065.7 | 39531.8
7258 | 3.0633 | 7050.58 | 3.2895 | 22867.7 | 3.1764 | 0 | 2.4289 | 0 | 2.7697 | 0 | 0 | 0 | 0.50908 | 31674.4 | 889.709 | 0.21757 | 40053.4 | 17527.7 | 40053.4
7259 | 3.6042 | 849.521 | 3.8401 | 24264.7 | 3.5743 | 0 | 3.0377 | 0 | 3.3514 | 0 | 0 | 0 | 0.56412 | 19979.8 | 229.888 | 0.32048 | 39632.8 | 13593.5 | 28995.1
7260 | 3.0769 | 2355.87 | 3.6318 | 33248.8 | 3.6729 | 2122.78 | 3.258 | 0 | 3.6136 | 869.284 | 0 | 0 | 0.61823 | 13532.6 | 0 | 0.33837 | 39020.8 | 21295.2 | 13355.3
7261 | 2.9338 | 6513.57 | 4.0224 | 34041.7 | 3.4739 | 3930.92 | 3.206 | 0 | 3.5897 | 1815.04 | 0 | 0 | 1.6505 | 8592.36 | 0 | 0.42646 | 38411.1 | 27805.5 | 5811.83
7262 | 3.3635 | 4641.3 | 3.6408 | 30032.5 | 2.9644 | 2026.62 | 2.9031 | 0 | 3.3052 | 1942.42 | 0 | 0 | 1.45 | 6080.78 | 295.394 | 0.57552 | 37459 | 25840.9 | 6417.82
7263 | 2.6706 | 2139.02 | 2.1498 | 29255.3 | 2.1923 | 3299.83 | 2.3266 | 0 | 2.7434 | 2229.53 | 0 | 0 | 0.87733 | 4718.4 | 738.665 | 0.19054 | 36979.2 | 30177.8 | 22920.7
7264 | 1.6696 | 1752.55 | 1.9028 | 24408 | 1.1216 | 1907.38 | 1.4696 | 0 | 1.8935 | 3062.23 | 0 | 877.719 | 0.23047 | 3659.13 | 0 | 0.13177 | 33920.3 | 31058.5 | 30155.4
7265 | 0.49184 | 5749.48 | 0.67077 | 16117.8 | 0.076898 | 1863.55 | 0.44337 | 0 | 0.7887 | 1994.17 | 0 | 0 | 0.62844 | 2964.81 | 0 | 0.024274 | 33929.3 | 36857.8 | 27009.9
7266 | 0 | 16034 | 0 | 17290.1 | 0 | 3394.6 | 0 | 1401.35 | 0 | 1735.3 | 1401.35 | 0 | 0 | 5123.9 | 0 | 0 | 33910.1 | 39024.9 | 23417.9
7267 | 0 | 31037.9 | 0 | 18435.2 | 0 | 2972.91 | 0 | 3720.68 | 0 | 7704.2 | 3720.68 | 0 | 0 | 8609.87 | 0 | 0 | 33789.3 | 32323.4 | 6997.84
7268 | 0 | 23088.4 | 0 | 5166.08 | 0 | 1068.46 | 0 | 3822.54 | 0 | 11675.4 | 3822.54 | 0 | 0 | 13943.9 | 0 | 0 | 32956 | 15031 | 4803.56
7269 | 0 | 13731 | 0 | 0 | 0 | 1524.08 | 0 | 0 | 0 | 14358.6 | 0 | 0 | 0 | 21608.2 | 0 | 0 | 33217.9 | 37758.1 | 4981.91
7270 | 0 | 2741.82 | 0 | 0 | 0 | 0 | 0 | 0 | 0 | 19439.9 | 0 | 0 | 0 | 21131.7 | 0 | 0 | 32188.6 | 39588.2 | 10596.7
7271 | 0 | 3207.19 | 0 | 0 | 0 | 9924.92 | 0 | 0 | 0 | 19885.6 | 0 | 0 | 0 | 19143 | 0 | 0 | 33619.3 | 39594.5 | 14583.5
7272 | 0 | 3007.52 | 0 | 0 | 0 | 1832.02 | 0 | 0 | 0 | 25687.7 | 0 | 0 | 0 | 13252 | 0 | 0 | 33187.1 | 39313.9 | 19261.2
7273 | 0 | 1911.89 | 0 | 1550.99 | 0 | 2136.75 | 0 | 0 | 0 | 25383.8 | 0 | 0 | 0 | 15104 | 415.87 | 0 | 35674.1 | 30422.3 | 25106
7274 | 0 | 1660.1 | 0 | 8494.17 | 0 | 2859.44 | 0 | 111.59 | 0 | 17603.8 | 111.59 | 0 | 0 | 11535.2 | 0 | 0 | 35356.7 | 14886 | 16628.9
7275 | 0 | 1117.05 | 0 | 14309.2 | 0 | 73.2924 | 0 | 2031.69 | 0 | 28524.4 | 2031.69 | 0 | 0 | 7944.83 | 0 | 0 | 34400.1 | 15889.9 | 12247.9
7276 | 0 | 2790.59 | 0 | 23609.8 | 0 | 0 | 0 | 3664.17 | 0 | 17600.5 | 3664.17 | 0 | 0 | 4761.37 | 0 | 0 | 37013.2 | 15821.7 | 10506.7
7277 | 0 | 1379.38 | 0 | 29966.7 | 0 | 1019.14 | 0 | 2063.9 | 0 | 20243.5 | 2063.9 | 0 | 0 | 3518.23 | 0 | 0 | 38537.1 | 15686 | 3614.6
7278 | 0 | 1158 | 0 | 30147.3 | 0 | 510.957 | 0 | 7236.96 | 0 | 11716.2 | 7236.96 | 0 | 0 | 4447.49 | 751.343 | 0 | 39456.2 | 15581.7 | 68.9313
7279 | 0 | 1095.99 | 0 | 30146.1 | 0.26804 | 0 | 0 | 22204.1 | 0 | 15236.8 | 22204.1 | 0 | 0 | 2530.63 | 1141.88 | 0 | 39425.5 | 18889.6 | 1706.33
7280 | 1.108 | 1567.76 | 1.1863 | 33546.6 | 1.457 | 626.399 | 0.049232 | 20457.3 | 0.75224 | 12746.9 | 20457.3 | 0 | 0.1935 | 4579.29 | 303.39 | 0.045232 | 39888.1 | 31778.9 | 2431.21
7281 | 2.2633 | 1224.46 | 2.3558 | 10937.8 | 2.4938 | 0 | 0.013723 | 21704.3 | 1.8555 | 4193.66 | 21704.3 | 0 | 0.20957 | 6974.12 | 13.1084 | 0.3342 | 40053.4 | 32137.9 | 555.765
7282 | 3.0898 | 0 | 3.2388 | 6785.29 | 3.2454 | 0 | 0.50514 | 16415.2 | 2.717 | 0 | 16415.2 | 0 | 1.3375 | 8500.31 | 0 | 2.0175 | 40053.4 | 31176.7 | 0
7283 | 3.5841 | 0 | 3.8087 | 4216.85 | 3.6419 | 0 | 1.5711 | 13305 | 3.2408 | 826.517 | 13305 | 0 | 3.1448 | 3143.87 | 0 | 2.6001 | 40053.4 | 27906.6 | 0
7284 | 3.8007 | 0 | 4.0465 | 7467.62 | 3.7479 | 0 | 0.6543 | 13237 | 3.4851 | 4972.28 | 13237 | 2905.89 | 2.434 | 41.624 | 263.476 | 2.9044 | 40053.4 | 28806.7 | 0
7285 | 3.725 | 0 | 3.9658 | 9295.98 | 2.6029 | 0 | 0.52387 | 16352 | 2.1253 | 7645.98 | 16352 | 10531.1 | 1.4357 | 0 | 0 | 2.9374 | 40053.4 | 32699.4 | 0
7286 | 3.3269 | 2484.87 | 3.5786 | 6765.36 | 2.311 | 962.533 | 0.60656 | 15618.4 | 1.2885 | 11629.4 | 15618.4 | 24457.2 | 1.7403 | 0 | 137.81 | 1.9334 | 40053.4 | 26514.4 | 0
7287 | 1.803 | 4327.41 | 2.8898 | 3595.78 | 1.5469 | 1621.26 | 0.38551 | 13886.7 | 2.0572 | 14795.9 | 13886.7 | 27151.7 | 1.1827 | 0 | 725.998 | 2.0638 | 40053.4 | 18890.1 | 0
7288 | 1.1343 | 4817.44 | 1.8782 | 2937.05 | 0.64223 | 2875.45 | 0.23538 | 15002.3 | 0.60059 | 13073.8 | 15002.3 | 32403.4 | 1.3078 | 0 | 1447.3 | 0.74301 | 12000.5 | 20905.3 | 10658.2
7289 | 0.26778 | 0 | 0.64956 | 15608.4 | 0 | 2301.41 | 0.060505 | 14326.2 | 0.6402 | 13289.6 | 14326.2 | 19544.5 | 0.13383 | 0 | 2579.19 | 0.14868 | 16341.2 | 16577.6 | 8609.1
7290 | 0 | 2807.92 | 0 | 17046.5 | 0 | 1818.18 | 0 | 16655 | 0 | 28488.5 | 16655 | 21065.2 | 0 | 0 | 6263.05 | 0 | 20588.6 | 13219.9 | 7061.39
7291 | 0 | 11662.7 | 0 | 17937.4 | 0 | 1196.84 | 0 | 35553.5 | 0 | 22212.2 | 35553.5 | 24335.8 | 0 | 14058 | 5550.75 | 0 | 15272.2 | 11373.9 | 13446.2
7292 | 0 | 24731.8 | 0 | 15558 | 0 | 0 | 0 | 39416.6 | 0 | 23673.8 | 39416.6 | 19273.3 | 0 | 17310.4 | 6420.32 | 0 | 7930.65 | 10823.9 | 16782
7293 | 0 | 27422.8 | 0 | 17044.7 | 0 | 0 | 0 | 39835.7 | 0 | 5834.69 | 39835.7 | 12453.2 | 0 | 21190.1 | 6335.82 | 0 | 6690.02 | 27112 | 18151.6
7294 | 0 | 21750.3 | 0 | 14919.6 | 0 | 315.034 | 0 | 40049.6 | 0 | 25347.7 | 40049.6 | 20996.1 | 0 | 19241.2 | 5500.4 | 0 | 8468.22 | 35734.7 | 33446.2
7295 | 0 | 35718.5 | 0 | 17302.4 | 0 | 1208.1 | 0 | 39927.6 | 0 | 29275 | 39927.6 | 19447.1 | 0 | 11909.2 | 5733.51 | 0 | 7722.66 | 37385.8 | 34924
7296 | 0 | 34131.3 | 0 | 11485.5 | 0 | 2270.26 | 0 | 39821.3 | 0 | 35267.3 | 39821.3 | 15981 | 0 | 11553.3 | 5671.01 | 0 | 3142.53 | 35927.1 | 34255.7
7297 | 0 | 28954.2 | 0 | 10369.3 | 0 | 0 | 0 | 40053.4 | 0 | 38415.5 | 40053.4 | 7441.91 | 0 | 8533.44 | 8409.8 | 0 | 1154.58 | 34657.2 | 10419.6
7298 | 0 | 33424.2 | 0 | 11068.6 | 0 | 0 | 0 | 40053.4 | 0 | 38891.7 | 40053.4 | 9902.16 | 0 | 4030.47 | 7849.25 | 0 | 269.92 | 33468.5 | 13544.5
7299 | 0 | 27838.7 | 0 | 11886.6 | 0 | 0 | 0 | 40053.4 | 0 | 37850.2 | 40053.4 | 31843.4 | 0 | 5820.56 | 13922.8 | 0 | 0 | 27713 | 33108.3
7300 | 0 | 22277.1 | 0 | 12245.2 | 0 | 0 | 0 | 40029.9 | 0 | 33887 | 40029.9 | 37238.9 | 0 | 6985.92 | 13181.9 | 0 | 0 | 31957.7 | 37295.9
7301 | 0 | 25365.8 | 0 | 7924.04 | 0 | 0 | 0 | 40053.4 | 0 | 36148.6 | 40053.4 | 33537.8 | 0 | 9291.39 | 16798.4 | 0 | 0 | 35768.5 | 37536.7
7302 | 0 | 28606.8 | 0 | 14400.7 | 0 | 0 | 0 | 39057.4 | 0 | 33901.9 | 39057.4 | 31958.5 | 0 | 12783.1 | 12099.3 | 0 | 0 | 37977 | 37770.1
7303 | 0 | 32145.1 | 0 | 22885.9 | 0.26364 | 0 | 0 | 37698.3 | 0 | 29664.1 | 37698.3 | 29650.7 | 0 | 10882.1 | 9483.54 | 0 | 0 | 27248.1 | 35412.3
7304 | 1.1609 | 24124.3 | 0.57932 | 27991.6 | 1.4712 | 0 | 0.16072 | 33612.6 | 0.52143 | 33246.6 | 33612.6 | 9341.73 | 0.47972 | 4214.85 | 6871.61 | 0.19582 | 0 | 18200 | 28618.9
7305 | 2.408 | 20550.3 | 1.8106 | 11713.6 | 2.5351 | 0 | 0.52328 | 38391 | 1.3827 | 32945 | 38391 | 0 | 1.3162 | 676.518 | 6178.32 | 0.69402 | 0 | 28763.2 | 21135.5
7306 | 3.3338 | 7809 | 0.83771 | 6552.52 | 3.2438 | 0 | 0.13508 | 39683.8 | 2.5766 | 35977 | 39683.8 | 9230.42 | 1.2881 | 997.747 | 3150.12 | 1.3523 | 0 | 28426.8 | 27005.7
7307 | 3.9039 | 6091.02 | 0.60439 | 5043.15 | 3.6093 | 0 | 0.49074 | 39448.8 | 3.1192 | 39191.6 | 39448.8 | 31722 | 1.9972 | 1257.45 | 1150.49 | 2.8143 | 0 | 26749.8 | 39362.7
7308 | 4.1405 | 9606.79 | 0.84891 | 6539.18 | 3.1979 | 0 | 0.58471 | 39199.4 | 2.7527 | 35576.2 | 39199.4 | 31190.5 | 2.0489 | 1218.91 | 1621.04 | 3.0961 | 0 | 17835.6 | 40053.4
7309 | 4.0427 | 9024.76 | 1.2356 | 4902.79 | 2.9773 | 0 | 0.19207 | 31105.5 | 2.6106 | 33159.1 | 31105.5 | 11574.1 | 2.6869 | 5804.69 | 1548.38 | 3.1713 | 0 | 18046.2 | 39633.4
7310 | 3.6162 | 6567.53 | 1.7718 | 7243.79 | 1.7955 | 0 | 0.27979 | 37103.6 | 2.5474 | 25156.5 | 37103.6 | 9085.86 | 2.2919 | 6907.77 | 2207.29 | 2.8365 | 0 | 25332 | 39596.9
7311 | 2.8651 | 4114.8 | 2.0691 | 17027.8 | 1.2496 | 0 | 0.28582 | 38313.8 | 2.4709 | 23207.4 | 38313.8 | 6445.52 | 0.95543 | 10867.9 | 4346.62 | 0.87896 | 0 | 24681.4 | 39312.1
7312 | 1.7889 | 3257.48 | 1.7452 | 23160.5 | 0.86957 | 0 | 0.16551 | 32832.2 | 1.6314 | 14165.8 | 32832.2 | 8521.66 | 0.92469 | 18733.4 | 7247.52 | 0.63399 | 0 | 23848.8 | 36861
7313 | 0.51011 | 5917.92 | 0.57257 | 16964 | 0 | 0 | 0.033822 | 7828.19 | 0.60652 | 5392.7 | 7828.19 | 1159.56 | 0.31558 | 24073.6 | 4102.16 | 0.11397 | 0 | 25031.8 | 33232.8
7314 | 0 | 1103.29 | 0 | 25401.5 | 0 | 0 | 0 | 9937.51 | 0 | 17643.4 | 9937.51 | 3951.78 | 0 | 29281.1 | 4704.33 | 0 | 0 | 26486.7 | 27781.6
7315 | 0 | 0 | 0 | 32656.4 | 0 | 0 | 0 | 24692.5 | 0 | 5640.18 | 24692.5 | 15546.4 | 0 | 33897.9 | 17015.5 | 0 | 0 | 31917.8 | 14742.4
7316 | 0 | 765.529 | 0 | 32356.2 | 0 | 1745.63 | 0 | 12774.8 | 0 | 17256.7 | 12774.8 | 22530.2 | 0 | 36476.3 | 22181.5 | 0 | 0 | 30734.5 | 21696
7317 | 0 | 2769.8 | 0 | 13461.5 | 0 | 0 | 0 | 9727.21 | 0 | 15570.4 | 9727.21 | 5181.43 | 0 | 38155.4 | 26675.5 | 0 | 0 | 37063.4 | 36736.5
7318 | 0 | 9848.27 | 0 | 5066.28 | 0 | 0 | 0 | 2610.98 | 0 | 16500.4 | 2610.98 | 7381.39 | 0 | 38560.2 | 25843.2 | 0 | 258.776 | 39008.8 | 39597
7319 | 0 | 15448 | 0 | 4296.63 | 0 | 0 | 0 | 0 | 0 | 9985.79 | 0 | 16478.2 | 0 | 39467.7 | 20578.7 | 0 | 2027.51 | 38351.4 | 39576.5
7320 | 0 | 35822.7 | 0 | 2963.03 | 0 | 0 | 0 | 566.639 | 0 | 21290.9 | 566.639 | 5812.73 | 0 | 40051 | 13364.4 | 0 | 2899.95 | 37840.5 | 39793.5
7321 | 0 | 39307.8 | 0 | 3941.79 | 0 | 0 | 0 | 680.805 | 0 | 12194.3 | 680.805 | 1256.64 | 0 | 39873.8 | 10243.9 | 0 | 2361.04 | 30647.9 | 39941.4
7322 | 0 | 40047.3 | 0 | 1413.82 | 0 | 0 | 0 | 299.632 | 0 | 10299.7 | 299.632 | 394.776 | 0 | 39406.6 | 8486.43 | 0 | 2107.61 | 21446.8 | 37068.7
7323 | 0 | 40053.4 | 0 | 0 | 0 | 0 | 0 | 648.987 | 0 | 6281.84 | 648.987 | 618.835 | 0 | 37984.1 | 11272.3 | 0 | 2542.29 | 15482.3 | 20402.4
7324 | 0 | 40053.4 | 0 | 0 | 0 | 0 | 0 | 0 | 0 | 2873.28 | 0 | 789.396 | 0 | 37492.2 | 8348.37 | 0 | 5355.42 | 8862.49 | 7905.37
7325 | 0 | 40053.4 | 0 | 0 | 0 | 2065.26 | 0 | 0 | 0 | 404.575 | 0 | 557.659 | 0 | 37100.6 | 6212.42 | 0 | 7899.39 | 10839 | 7810.53
7326 | 0 | 39413.5 | 0 | 913.324 | 0 | 4472.61 | 0 | 1254.37 | 0 | 3063.01 | 1254.37 | 1996.94 | 0 | 35418.5 | 5610.08 | 0 | 10550.7 | 12956 | 7733.38
7327 | 0 | 36874.4 | 0 | 3039.65 | 0.072159 | 1257.42 | 0 | 1770.53 | 0 | 0 | 1770.53 | 980.675 | 0 | 34045.9 | 3438.16 | 0 | 6022.17 | 12932.1 | 5141.82
7328 | 1.0381 | 37090.7 | 0.96457 | 4927.84 | 1.1437 | 4685.66 | 0.53111 | 8755.69 | 0.62145 | 908.607 | 8755.69 | 479.844 | 0.59563 | 33391.8 | 2283.35 | 0.26122 | 10546 | 19227.7 | 4281.1
7329 | 2.2496 | 30235.6 | 2.072 | 5748.85 | 2.2597 | 5261.76 | 1.1595 | 15938.1 | 1.6529 | 874.138 | 15938.1 | 0 | 1.141 | 32724.7 | 1905.87 | 1.3713 | 21565.6 | 13627.9 | 3332.61
7330 | 3.1677 | 10140.9 | 2.9301 | 8489 | 2.1932 | 16010 | 1.5053 | 3840.4 | 1.7866 | 0 | 3840.4 | 0 | 2.4164 | 27359.6 | 0 | 2.2868 | 31365.4 | 11409.7 | 4870.66
7331 | 3.7341 | 1729.94 | 2.3494 | 13408.6 | 2.839 | 4877.32 | 2.9087 | 2059.42 | 3.0016 | 0 | 2059.42 | 8754.7 | 2.9577 | 17867.8 | 0 | 2.9126 | 36964.2 | 14661 | 3042.79
7332 | 3.9747 | 0 | 3.1066 | 6053.9 | 2.7557 | 0 | 2.1752 | 4827.3 | 1.7939 | 175.61 | 4827.3 | 9960.38 | 3.1837 | 13380.6 | 0 | 3.2247 | 39866.4 | 17968.9 | 4921.45
7333 | 3.8852 | 0 | 2.8024 | 3813.76 | 1.6858 | 309.213 | 1.2562 | 10969.1 | 3.2274 | 2872.74 | 10969.1 | 12306.8 | 3.1791 | 12675.2 | 0 | 3.1947 | 40053.4 | 20417.5 | 10948.6
7334 | 3.475 | 0 | 1.3769 | 7292.24 | 1.9108 | 16811 | 0.4916 | 15547.1 | 2.9639 | 3800.22 | 15547.1 | 18182 | 1.5252 | 6116.37 | 0 | 2.8974 | 39693.4 | 21670.5 | 12389.7
7335 | 2.7503 | 0 | 1.2117 | 6246.64 | 0.45201 | 28610.5 | 1.1273 | 11179.7 | 0.89065 | 4773.14 | 11179.7 | 25628.2 | 2.3769 | 4412.14 | 0 | 2.2765 | 40020.5 | 24642.2 | 10955.3
7336 | 1.7066 | 0 | 0.050223 | 8991.82 | 0.35049 | 33990.3 | 0.67692 | 9148.61 | 1.5926 | 6413.59 | 9148.61 | 21714.3 | 1.5561 | 6334.08 | 0 | 0.39631 | 17000.9 | 28841.5 | 18799.3
7337 | 0.45915 | 0 | 0.10165 | 9758.13 | 0 | 27159.9 | 0.1668 | 4315.56 | 0.58099 | 5437.23 | 4315.56 | 22653.7 | 0.52753 | 10832.5 | 0 | 0.27754 | 37924.7 | 32914.8 | 18449.6
7338 | 0 | 0 | 0 | 16591 | 0 | 4375.77 | 0 | 3621.29 | 0 | 7570.54 | 3621.29 | 30136.2 | 0 | 17716.9 | 687.365 | 0 | 40053.4 | 35929.2 | 18943.5
7339 | 0 | 0 | 0 | 24475 | 0 | 36810.9 | 0 | 1932.06 | 0 | 9872.84 | 1932.06 | 33709.7 | 0 | 28236.6 | 0 | 0 | 39887.6 | 34032.1 | 17115.9
7340 | 0 | 1053.94 | 0 | 26403.7 | 0 | 28336.9 | 0 | 0 | 0 | 25900.3 | 0 | 6639.72 | 0 | 25735.1 | 742.976 | 0 | 39042.6 | 37039.7 | 13110.2
7341 | 0 | 8127.6 | 0 | 34687.4 | 0 | 9082.52 | 0 | 2584.51 | 0 | 33372.1 | 2584.51 | 33905.6 | 0 | 22940.7 | 2627.11 | 0 | 37976.5 | 39383.9 | 13791.2
7342 | 0 | 8229.31 | 0 | 30819.4 | 0 | 3446.67 | 0 | 2324.05 | 0 | 29582.8 | 2324.05 | 15434.2 | 0 | 34560.5 | 6258.77 | 0 | 38840 | 39638.6 | 23016.4
7343 | 0 | 29354.9 | 0 | 27930 | 0 | 0 | 0 | 14707 | 0 | 37523.4 | 14707 | 22057.6 | 0 | 32117.2 | 5479.28 | 0 | 39719.4 | 39607 | 11633.4
7344 | 0 | 39106 | 0 | 30719.4 | 0 | 0 | 0 | 16941 | 0 | 26533.5 | 16941 | 7895.28 | 0 | 23630.6 | 3887.48 | 0 | 39589.2 | 39808 | 12579.9
7345 | 0 | 37966.6 | 0 | 32351 | 0 | 0 | 0 | 14090.4 | 0 | 30750.7 | 14090.4 | 267.143 | 0 | 18651.9 | 5674.37 | 0 | 39440.7 | 39871.4 | 19711.3
7346 | 0 | 38834.2 | 0 | 32380 | 0 | 1214.47 | 0 | 25103 | 0 | 25782.6 | 25103 | 35351.8 | 0 | 12086.9 | 8073.97 | 0 | 39295.9 | 39643.1 | 19126.3
7347 | 0 | 37776.9 | 0 | 27301.7 | 0 | 6481.54 | 0 | 22153.7 | 0 | 21606.3 | 22153.7 | 2276.43 | 0 | 13843.3 | 8393.74 | 0 | 39272.3 | 39424.4 | 12137.9
7348 | 0 | 34799.6 | 0 | 16063.1 | 0 | 1234.37 | 0 | 17358 | 0 | 33045.7 | 17358 | 4979.14 | 0 | 22492.9 | 8156.54 | 0 | 39914 | 39373.9 | 16484.5
7349 | 0 | 38234.9 | 0 | 15409.6 | 0 | 1715.94 | 0 | 20284.4 | 0 | 36708.8 | 20284.4 | 16411.7 | 0 | 26470.4 | 10260 | 0 | 39309.6 | 39527.6 | 12254.3
7350 | 0 | 37688.4 | 0 | 17319.6 | 0 | 1016.22 | 0 | 25792.7 | 0 | 36500.3 | 25792.7 | 3078.85 | 0 | 21249 | 25065 | 0 | 37623.3 | 39744.2 | 8666.74
7351 | 0 | 36754.6 | 0 | 18660 | 0.050138 | 8156.75 | 0 | 25707.5 | 0 | 35840.5 | 25707.5 | 0 | 0 | 22221.5 | 30136.5 | 0 | 39714.9 | 39315.2 | 13576.5
7352 | 0.99515 | 35711.8 | 0.50079 | 21307.6 | 0.70923 | 2618.77 | 0.46775 | 12769 | 0.59808 | 34606.9 | 12769 | 0 | 0.58035 | 17154.5 | 36185.1 | 0.21461 | 40053.4 | 38383.1 | 25808.3
7353 | 2.2052 | 36567.4 | 2.3141 | 10756.5 | 2.3889 | 1585.66 | 1.3904 | 13419.9 | 1.64 | 16310.8 | 13419.9 | 0 | 1.6046 | 12838.4 | 37402.1 | 0.98391 | 40053.4 | 39511.6 | 12038.4
7354 | 3.1145 | 26335.6 | 3.1831 | 9944.81 | 2.2676 | 8124.1 | 0.36263 | 10226.6 | 2.4565 | 5344.6 | 10226.6 | 0 | 2.4019 | 11617.8 | 38067.3 | 1.1556 | 40053.4 | 39677.6 | 11672.2
7355 | 3.7075 | 34462.6 | 3.7328 | 10239.4 | 3.0742 | 6181.93 | 0.38774 | 6259.97 | 2.9622 | 5760.7 | 6259.97 | 789.093 | 2.9191 | 6589.67 | 33414 | 2.037 | 40053.4 | 38648.9 | 26432.1
7356 | 3.9614 | 39385.9 | 3.9672 | 9497 | 1.4994 | 9276.46 | 0.28623 | 7569.21 | 3.1759 | 7208.65 | 7569.21 | 5472.08 | 3.1288 | 6747.62 | 33337.9 | 2.8798 | 40053.4 | 39118.1 | 30239
7357 | 3.8651 | 39457.7 | 3.8986 | 10225 | 1.1111 | 8803.35 | 0.6194 | 8535.49 | 3.13 | 8878.57 | 8535.49 | 11241.1 | 3.1091 | 8532.64 | 35766.6 | 2.5262 | 40053.4 | 38244.6 | 33904.3
7358 | 3.4535 | 39283.8 | 1.7314 | 20683.5 | 0.78424 | 12314.7 | 1.4308 | 13534 | 2.8883 | 11389.3 | 13534 | 8302.64 | 2.8356 | 5626.31 | 38225.5 | 2.152 | 40053.4 | 36440.3 | 37255.8
7359 | 2.721 | 38981.5 | 1.3698 | 25219.4 | 0.56697 | 12757.2 | 1.8583 | 17361.1 | 2.327 | 7416.24 | 17361.1 | 5532.64 | 0.94461 | 1747.97 | 39377.8 | 1.5804 | 40053.4 | 34462.2 | 40053.4
7360 | 1.6837 | 37117.5 | 0.83117 | 23698.5 | 0.19576 | 9859.78 | 1.1312 | 12960.8 | 1.4972 | 6817.15 | 12960.8 | 5961.93 | 0.58079 | 0 | 39768.6 | 1.1389 | 40053.4 | 29143.1 | 40053.4
7361 | 0.43629 | 27427.2 | 0.31972 | 26252.4 | 0 | 3081.93 | 0.30144 | 12908.9 | 0.52399 | 8823.02 | 12908.9 | 5605.56 | 0.15444 | 0 | 39201.6 | 0.17515 | 40053.4 | 30073.1 | 40053.4
7362 | 0 | 7342.3 | 0 | 31769.5 | 0 | 2740.91 | 0 | 12744.5 | 0 | 8248.08 | 12744.5 | 9260.72 | 0 | 0 | 39615.5 | 0 | 40053.4 | 31509.7 | 40053.4
7363 | 0 | 0 | 0 | 35755.1 | 0 | 5899.32 | 0 | 20075.1 | 0 | 7467.39 | 20075.1 | 12251.1 | 0 | 0 | 40033.8 | 0 | 40053.4 | 21995.9 | 40053.4
7364 | 0 | 0 | 0 | 32727.1 | 0 | 2882.46 | 0 | 11303.1 | 0 | 25078.7 | 11303.1 | 18125.6 | 0 | 0 | 40053.4 | 0 | 40053.4 | 22073.1 | 39191.5
7365 | 0 | 0 | 0 | 14533.3 | 0 | 0 | 0 | 8437.07 | 0 | 10174.9 | 8437.07 | 2572.5 | 0 | 0 | 40016 | 0 | 40053.4 | 23325.2 | 39545.3
7366 | 0 | 1857.21 | 0 | 16382.5 | 0 | 0 | 0 | 17538.8 | 0 | 23634.4 | 17538.8 | 0 | 0 | 0 | 39502.9 | 0 | 40053.4 | 35686.9 | 40053.4
7367 | 0 | 16235.6 | 0 | 24274.7 | 0 | 946.703 | 0 | 11554.5 | 0 | 16686.3 | 11554.5 | 0 | 0 | 209.387 | 39945 | 0 | 40053.4 | 39063.3 | 39490.6
7368 | 0 | 35982.3 | 0 | 17755.2 | 0 | 1773.04 | 0 | 4806.79 | 0 | 6781.13 | 4806.79 | 0 | 0 | 738.493 | 39696.3 | 0 | 40053.4 | 39983.4 | 39352.6
7369 | 0 | 39259.9 | 0 | 12257.2 | 0 | 2553.07 | 0 | 9310.95 | 0 | 10491.8 | 9310.95 | 0 | 0 | 1503.03 | 39921.1 | 0 | 40053.4 | 39978.5 | 38050.3
7370 | 0 | 38680.1 | 0 | 5006.78 | 0 | 2903.01 | 0 | 2832.57 | 0 | 17089.5 | 2832.57 | 0 | 0 | 8625.57 | 39668.6 | 0 | 40053.4 | 39932 | 34449.2
7371 | 0 | 38196.3 | 0 | 1108.17 | 0 | 1253.44 | 0 | 989.239 | 0 | 15758.8 | 989.239 | 0 | 0 | 3122.99 | 38763.9 | 0 | 40053.4 | 39973.7 | 34202.8
7372 | 0 | 37707.8 | 0 | 151.294 | 0 | 1444.94 | 0 | 420.177 | 0 | 21265 | 420.177 | 0 | 0 | 0 | 38903.6 | 0 | 40053.4 | 39893.4 | 38105.3
7373 | 0 | 36538.9 | 0 | 0 | 0 | 1215.17 | 0 | 0 | 0 | 26020.4 | 0 | 0 | 0 | 925.081 | 39070.6 | 0 | 40053.4 | 37899.2 | 38930.2
7374 | 0 | 33920.7 | 0 | 0 | 0 | 0 | 0 | 0 | 0 | 24787.2 | 0 | 896.458 | 0 | 0 | 38400.4 | 0 | 40053.4 | 28631.4 | 39388.2
7375 | 0 | 30428.1 | 0 | 0 | 0.22821 | 0 | 0 | 0 | 0 | 24303.6 | 0 | 0 | 0 | 0 | 38879.4 | 0 | 40053.4 | 10516.7 | 39975.8
7376 | 0.13993 | 38285.1 | 0.056536 | 0 | 1.4045 | 0 | 0.53852 | 0 | 0.51782 | 27949.7 | 0 | 3327.35 | 0.056482 | 0 | 37280.2 | 0.12018 | 40053.4 | 5183.9 | 39956.1
7377 | 2.0905 | 38944.6 | 0.1348 | 934.112 | 2.4582 | 0 | 1.5379 | 0 | 0.1778 | 19546.8 | 0 | 999.452 | 0.18685 | 1425.96 | 36170.9 | 0.74831 | 40053.4 | 2375.36 | 37755.7
7378 | 2.9645 | 31073.2 | 0.51458 | 4008.33 | 3.1848 | 0 | 2.149 | 0 | 0.059697 | 5106.11 | 0 | 0 | 0.48757 | 1092.11 | 26441.4 | 0.48321 | 39966.4 | 0 | 37261.7
7379 | 2.7992 | 36261.3 | 2.1711 | 7548.62 | 3.6158 | 490.501 | 2.3743 | 0 | 0.34011 | 3414.02 | 0 | 0 | 0.26554 | 1738.11 | 18364.8 | 0.055798 | 40053.4 | 0 | 23572.8
7380 | 3.3339 | 30336.2 | 2.6115 | 9053 | 3.7185 | 3771.74 | 2.8565 | 0 | 0.35673 | 3218.32 | 0 | 0 | 0.049906 | 3452.4 | 10655.8 | 0.38869 | 39627.1 | 485.831 | 14642.5
7381 | 2.8604 | 37584.7 | 3.9788 | 9621.14 | 3.5059 | 3336.54 | 2.7546 | 1550.56 | 0.39575 | 5103.49 | 1550.56 | 0 | 0.58515 | 3179.91 | 8772.7 | 1.4899 | 39038.6 | 0 | 5208.32
7382 | 3.2936 | 40053.4 | 2.3584 | 7740.46 | 1.0167 | 4050 | 2.1745 | 0 | 0.36212 | 6450.52 | 0 | 0 | 0.031616 | 3254.06 | 8741.22 | 0.063313 | 37885.6 | 0 | 2648.4
7383 | 2.5797 | 40053.4 | 2.8706 | 3537.35 | 0.72194 | 4570.22 | 1.7352 | 1748.7 | 0.46835 | 6029.12 | 1748.7 | 0 | 0.1617 | 1786.29 | 6668.62 | 0.19428 | 31503.5 | 613.593 | 1142.63
7384 | 1.1059 | 40053.4 | 1.8497 | 4067 | 1.0748 | 7729.54 | 1.0446 | 2838 | 1.0337 | 5364.81 | 2838 | 0 | 0.096853 | 1145.84 | 15157.5 | 1.322 | 31455.2 | 668.802 | 655.305
7385 | 0.29965 | 39132.8 | 0.60141 | 5810.97 | 0 | 5653.05 | 0.26544 | 3288.3 | 0.4385 | 5493.78 | 3288.3 | 0 | 0.023622 | 520.521 | 11708.8 | 0.23112 | 27043.8 | 4291.29 | 7900.61
7386 | 0 | 38232.2 | 0 | 13168.8 | 0 | 11500.8 | 0 | 5031.86 | 0 | 6360.48 | 5031.86 | 1087.03 | 0 | 0 | 15592.7 | 0 | 22119.5 | 11338.8 | 25501.4
7387 | 0 | 36987.8 | 0 | 24072.9 | 0 | 19377.8 | 0 | 6595.79 | 0 | 24566.1 | 6595.79 | 0 | 0 | 0 | 17111.9 | 0 | 11462.8 | 21235.7 | 40053.4
7388 | 0 | 38351.7 | 0 | 35727.1 | 0 | 13745.5 | 0 | 13130.4 | 0 | 24219.7 | 13130.4 | 0 | 0 | 0 | 29230.2 | 0 | 0 | 24696.4 | 40053.4
7389 | 0 | 39992.6 | 0 | 36884 | 0 | 10127.5 | 0 | 10655.9 | 0 | 26413.2 | 10655.9 | 1151.42 | 0 | 0 | 25290.5 | 0 | 0 | 20803.4 | 39774.6
7390 | 0 | 40053.4 | 0 | 36603.9 | 0 | 15625.3 | 0 | 8395.05 | 0 | 20262.5 | 8395.05 | 1813.83 | 0 | 4567.25 | 31339.3 | 0 | 1022.23 | 17337.3 | 39783.6
7391 | 0 | 40053.4 | 0 | 35616.7 | 0 | 16251.1 | 0 | 4170.77 | 0 | 18647.5 | 4170.77 | 1974.9 | 0 | 2319.05 | 27545.2 | 0 | 3828.18 | 10351.4 | 37737.9
7392 | 0 | 40053.4 | 0 | 36569.7 | 0 | 8201.93 | 0 | 3786.08 | 0 | 16063 | 3786.08 | 2086.49 | 0 | 4913.83 | 23050 | 0 | 3136.15 | 12301.5 | 37781.5
7393 | 0 | 40053.4 | 0 | 31512.1 | 0 | 2743.74 | 0 | 5723.38 | 0 | 22321 | 5723.38 | 0 | 0 | 3735.39 | 20024.6 | 0 | 94.4612 | 15225 | 37282
7394 | 0 | 40053.4 | 0 | 26628.2 | 0 | 2483.41 | 0 | 5090.99 | 0 | 19644.1 | 5090.99 | 0 | 0 | 2937.17 | 16613.6 | 0 | 718.364 | 11156.3 | 36515.1
7395 | 0 | 40053.4 | 0 | 25363.6 | 0 | 1810.86 | 0 | 4785.04 | 0 | 18826.2 | 4785.04 | 0 | 0 | 3489.3 | 14824.6 | 0 | 2707.62 | 7997.45 | 31557.5
7396 | 0 | 37992.1 | 0 | 28983.1 | 0 | 659.034 | 0 | 3517.07 | 0 | 22916.1 | 3517.07 | 0 | 0 | 1743.18 | 13855.6 | 0 | 4670.98 | 6514.41 | 19880.3
7397 | 0 | 33137 | 0 | 35917.7 | 0 | 625.454 | 0 | 4650.51 | 0 | 22361 | 4650.51 | 0 | 0 | 4329.9 | 10560 | 0 | 3867.07 | 5238.45 | 10994.1
7398 | 0 | 31883.9 | 0 | 37407.7 | 0 | 0 | 0 | 5432.06 | 0 | 24065.7 | 5432.06 | 0 | 0 | 4704.09 | 9470.21 | 0 | 2931.02 | 3845.05 | 5227.1
7399 | 0 | 29401.1 | 0 | 38393.2 | 0.074637 | 0 | 0 | 10796.2 | 0 | 21973.9 | 10796.2 | 0 | 0 | 6647.71 | 7025.04 | 0 | 906.646 | 205.857 | 3776.4
7400 | 0.99652 | 31283 | 1.178 | 32885.3 | 0.92247 | 0 | 0.027241 | 10032.7 | 0.51917 | 9847.55 | 10032.7 | 0 | 0.44127 | 5714.04 | 5328.44 | 0.12106 | 0 | 0 | 3220.59
7401 | 2.1867 | 24533.6 | 2.3953 | 29036.4 | 1.2303 | 0 | 0.10146 | 3158.16 | 0.095045 | 10535.6 | 3158.16 | 0 | 1.4195 | 4870.21 | 4026.01 | 0.56542 | 0 | 2565.19 | 2714.42
7402 | 3.066 | 19404.4 | 3.2932 | 27492.5 | 1.9843 | 0 | 0.02106 | 3187.14 | 0.19239 | 3988.23 | 3187.14 | 0 | 0.33758 | 776.743 | 1017.96 | 0.68857 | 0 | 0 | 1118.31
7403 | 3.6262 | 8466.75 | 3.8403 | 14792.8 | 2.4274 | 0 | 0.17705 | 3028.34 | 0.55753 | 3558.3 | 3028.34 | 0 | 0.26566 | 116.068 | 2100.5 | 0.95119 | 0 | 0 | 1106.27
7404 | 3.8431 | 5088.11 | 4.0522 | 13407.5 | 2.2423 | 0 | 0.33187 | 2936.28 | 1.6348 | 3770.41 | 2936.28 | 0 | 0.30599 | 2011.68 | 1488.41 | 0.91744 | 0 | 0 | 857.085
7405 | 3.7592 | 6144.06 | 3.951 | 7557.82 | 2.3204 | 0 | 0.24498 | 3971.17 | 1.887 | 2125.78 | 3971.17 | 0 | 0.65983 | 735.766 | 1049.69 | 0.70019 | 0 | 74.4745 | 0
7406 | 3.363 | 6419.37 | 3.5691 | 8680.19 | 2.0189 | 0 | 0.076279 | 4558.46 | 2.7875 | 2520.68 | 4558.46 | 0 | 0.077968 | 543.68 | 137.719 | 0.70775 | 653.615 | 0 | 0
7407 | 1.7075 | 12113.3 | 2.891 | 6831.9 | 1.2168 | 0 | 0.79536 | 4657.11 | 2.2527 | 2021.17 | 4657.11 | 0 | 0.060257 | 1974.42 | 0 | 0.55328 | 3081.77 | 0 | 0
7408 | 0.91455 | 15553.9 | 1.8827 | 2911.41 | 0.54713 | 0 | 0.44502 | 3064.7 | 1.2657 | 1865.48 | 3064.7 | 0 | 0.034954 | 4370.29 | 722.337 | 0.24491 | 2971.28 | 0 | 0
7409 | 0.21109 | 16144.7 | 0.62963 | 2000.35 | 0 | 0 | 0.077954 | 6591.41 | 0.50485 | 3018.46 | 6591.41 | 0 | 0.0094925 | 12362.8 | 29.6549 | 0.031361 | 2650.21 | 0 | 0
7410 | 0 | 15680.5 | 0 | 0 | 0 | 0 | 0 | 8030.24 | 0 | 6607.45 | 8030.24 | 1239.24 | 0 | 15426.8 | 0 | 0 | 2214.12 | 0 | 37.9797
7411 | 0 | 15536.9 | 0 | 0 | 0 | 0 | 0 | 3813.87 | 0 | 21403.4 | 3813.87 | 3096.37 | 0 | 26297.2 | 877.492 | 0 | 4643.04 | 0 | 1345.72
7412 | 0 | 11378.4 | 0 | 0 | 0 | 0 | 0 | 2119.74 | 0 | 14488 | 2119.74 | 1406.87 | 0 | 28459.9 | 1660.22 | 0 | 1815.78 | 0 | 4665.27
7413 | 0 | 4754.75 | 0 | 0 | 0 | 547.605 | 0 | 3477.22 | 0 | 12277.7 | 3477.22 | 645.16 | 0 | 30892.5 | 5417.57 | 0 | 0 | 0 | 22823.9
7414 | 0 | 1347.64 | 0 | 2208.7 | 0 | 0 | 0 | 4358.17 | 0 | 14919.9 | 4358.17 | 0 | 0 | 39951.6 | 5573.48 | 0 | 1937.68 | 159.259 | 7946.94
7415 | 0 | 0 | 0 | 13057.8 | 0 | 0 | 0 | 7107.34 | 0 | 19344 | 7107.34 | 0 | 0 | 40053.4 | 6654.55 | 0 | 5600.54 | 853.241 | 6444.14
7416 | 0 | 0 | 0 | 23441.7 | 0 | 0 | 0 | 8872.93 | 0 | 17710.5 | 8872.93 | 0 | 0 | 40053.4 | 5614.03 | 0 | 4315.62 | 242.933 | 11629.1
7417 | 0 | 0 | 0 | 30715.8 | 0 | 0 | 0 | 6733.81 | 0 | 11295.8 | 6733.81 | 0 | 0 | 40053.4 | 4949.65 | 0 | 44.2301 | 961.683 | 18232.7
7418 | 0 | 0 | 0 | 36275.5 | 0 | 0 | 0 | 6128.35 | 0 | 9675.62 | 6128.35 | 0 | 0 | 40053.4 | 3701.93 | 0 | 3226.51 | 1169.15 | 20849.2
7419 | 0 | 347.978 | 0 | 29252.9 | 0 | 0 | 0 | 9738.32 | 0 | 7324.84 | 9738.32 | 0 | 0 | 40053.4 | 2849.62 | 0 | 15036.8 | 1314.35 | 20861.5
7420 | 0 | 4933.5 | 0 | 8286.51 | 0 | 0 | 0 | 7951.63 | 0 | 7196.76 | 7951.63 | 0 | 0 | 39168.2 | 2621.18 | 0 | 12114.4 | 2581.14 | 15195.9
7421 | 0 | 7757.24 | 0 | 3912.54 | 0 | 0 | 0 | 11083.7 | 0 | 5482.34 | 11083.7 | 0 | 0 | 40053.4 | 4123.83 | 0 | 5898.07 | 4339.43 | 16962
7422 | 0 | 9368.04 | 0 | 3532.83 | 0 | 0 | 0 | 16348.5 | 0 | 4010.13 | 16348.5 | 0 | 0 | 39573.4 | 12735.4 | 0 | 1929.18 | 6446.46 | 18851
7423 | 0 | 10889.8 | 0 | 3302.55 | 0.047503 | 0 | 0 | 16418.5 | 0 | 2445.96 | 16418.5 | 0 | 0 | 31553.1 | 5816.69 | 0 | 1309.91 | 5910.94 | 17676.9
7424 | 0.78868 | 17168.7 | 1.1373 | 3800.21 | 0.57004 | 0 | 0.18618 | 18033.6 | 0.56426 | 1943.43 | 18033.6 | 0 | 0.24104 | 11563.7 | 4110.43 | 0.2203 | 1685.06 | 9551.88 | 16299.5
7425 | 2.1307 | 11335 | 2.3203 | 7591.33 | 1.424 | 0 | 0.70227 | 16023.7 | 1.6063 | 2520.95 | 16023.7 | 0 | 0.75403 | 1443.38 | 4771.19 | 1.3771 | 2401.32 | 7261.87 | 4589.48
7426 | 2.9924 | 10215.1 | 3.193 | 4771.08 | 2.9606 | 0 | 0.36067 | 12111.9 | 1.7854 | 1394.61 | 12111.9 | 0 | 1.6642 | 8714.98 | 3143.44 | 2.3465 | 4932.71 | 1075.25 | 3313.35
7427 | 2.6932 | 6830.32 | 3.7435 | 4345.95 | 2.6713 | 0 | 0.3844 | 6058.09 | 2.9436 | 0 | 6058.09 | 0 | 1.3747 | 10215.5 | 1883.94 | 3.0045 | 9205.57 | 0 | 2753.27
7428 | 2.4323 | 4414.77 | 3.9374 | 5701.02 | 2.4233 | 0 | 0.60598 | 10881.5 | 3.2105 | 0 | 10881.5 | 0 | 2.0855 | 19257.5 | 2032.7 | 2.1327 | 11262.7 | 0 | 2582.49
7429 | 3.6557 | 1182.99 | 3.8324 | 7018.73 | 2.5607 | 0 | 1.6697 | 7599.17 | 2.1683 | 0 | 7599.17 | 0 | 3.0179 | 35738.1 | 2827.98 | 3.3045 | 17061.8 | 0 | 2173.12
7430 | 3.2516 | 0 | 3.44 | 26795.2 | 2.18 | 0 | 0.62796 | 13085.7 | 0.93758 | 0 | 13085.7 | 6210.23 | 2.7615 | 31264.7 | 3955.62 | 2.949 | 22021.7 | 0 | 2077.54
7431 | 1.872 | 0 | 2.7555 | 22600.5 | 1.4114 | 0 | 2.1151 | 20327.9 | 2.2979 | 0 | 20327.9 | 9531.23 | 1.6075 | 30718.2 | 5294.81 | 0.74962 | 24189.1 | 3048.27 | 1973.96
7432 | 1.0516 | 0 | 1.785 | 12668.7 | 0.85929 | 0 | 1.2842 | 16018.7 | 1.0891 | 0 | 16018.7 | 9526.58 | 1.4108 | 29572.2 | 4956.79 | 1.2853 | 19642.8 | 9430.91 | 784.711
7433 | 0.36119 | 792.083 | 0.58768 | 12904.8 | 0 | 0 | 0.28825 | 12209.8 | 0.50228 | 0 | 12209.8 | 9105.24 | 0.43052 | 28657.9 | 3375.07 | 0.18902 | 14538.7 | 10575.6 | 1021.11
7434 | 0 | 1961.85 | 0 | 21618.8 | 0 | 0 | 0 | 13836.7 | 0 | 0 | 13836.7 | 11063.5 | 0 | 38288.4 | 2447.95 | 0 | 10381.2 | 11651.5 | 1457.59
7435 | 0 | 3705.89 | 0 | 30078.7 | 0 | 0 | 0 | 32903.9 | 0 | 968.104 | 32903.9 | 11582.1 | 0 | 40053.4 | 4753.55 | 0 | 11682.6 | 14742.2 | 0
7436 | 0 | 6205.93 | 0 | 34743.6 | 0 | 0 | 0 | 31019.7 | 0 | 0 | 31019.7 | 25171.8 | 0 | 40053.4 | 3326.74 | 0 | 11608.7 | 9059.2 | 0
7437 | 0 | 5010.03 | 0 | 38390.8 | 0 | 0 | 0 | 29554.6 | 0 | 2335.68 | 29554.6 | 18917.4 | 0 | 40053.4 | 2844.53 | 0 | 11453.4 | 7990.34 | 0
7438 | 0 | 8258.21 | 0 | 37061.8 | 0 | 0 | 0 | 33222.4 | 0 | 8647.1 | 33222.4 | 12945 | 0 | 40053.4 | 0 | 0 | 13491.1 | 5510.96 | 1699.67
7439 | 0 | 19220.6 | 0 | 31229.6 | 0 | 985.087 | 0 | 31894.1 | 0 | 8007.54 | 31894.1 | 4982.23 | 0 | 40053.4 | 160.231 | 0 | 3826.03 | 3282.38 | 3477.79
7440 | 0 | 35714.7 | 0 | 27728.9 | 0 | 661.505 | 0 | 30284.1 | 0 | 6357.74 | 30284.1 | 2290.04 | 0 | 40053.4 | 0 | 0 | 1120.01 | 9407.08 | 6338.35
7441 | 0 | 39644.9 | 0 | 12861.2 | 0 | 0 | 0 | 22989.4 | 0 | 5562.18 | 22989.4 | 1215.25 | 0 | 40053.4 | 539.118 | 0 | 3335.29 | 15992.3 | 8955.47
7442 | 0 | 40053.4 | 0 | 7137.32 | 0 | 0 | 0 | 30536.6 | 0 | 1123.22 | 30536.6 | 0 | 0 | 40045.6 | 828.174 | 0 | 4727.49 | 14834.1 | 3167.7
7443 | 0 | 40053.4 | 0 | 3725.77 | 0 | 0 | 0 | 14473.1 | 0 | 0 | 14473.1 | 0 | 0 | 39654 | 795.553 | 0 | 3215.76 | 11371.3 | 2861.55
7444 | 0 | 40053.4 | 0 | 1648.62 | 0 | 0 | 0 | 10578.2 | 0 | 0 | 10578.2 | 0 | 0 | 39054.4 | 916.054 | 0 | 1037.97 | 12381.9 | 0
7445 | 0 | 39671 | 0 | 2194.57 | 0 | 0 | 0 | 7912.75 | 0 | 0 | 7912.75 | 0 | 0 | 36372.5 | 303.463 | 0 | 747.079 | 9445.57 | 0
7446 | 0 | 37511.6 | 0 | 3705.56 | 0 | 0 | 0 | 2181.45 | 0 | 0 | 2181.45 | 1251.42 | 0 | 36859.4 | 957.879 | 0 | 299.365 | 7330.93 | 451.846
7447 | 0 | 28549.8 | 0 | 5903.13 | 0.1381 | 0 | 0 | 5869.83 | 0 | 0 | 5869.83 | 3365.2 | 0 | 38353.7 | 1311.7 | 0 | 0 | 8938.37 | 3453.55
7448 | 0.29053 | 36947.6 | 1.1025 | 3392.67 | 1.2778 | 0 | 0.038631 | 12078.1 | 0.0096055 | 0 | 12078.1 | 2856.19 | 0.096936 | 38103.6 | 1912.12 | 0.067172 | 0 | 7858.87 | 5243.76
7449 | 0.9522 | 39838.6 | 2.2956 | 3565.39 | 2.2964 | 0 | 0.13973 | 10920.6 | 0.031324 | 2117.5 | 10920.6 | 0 | 0.33484 | 37758 | 1858.32 | 0.88618 | 0 | 4437.55 | 4853.89
7450 | 1.9555 | 39691.3 | 3.1846 | 3936.91 | 3.0254 | 0 | 0.28384 | 3288.91 | 0.29666 | 1473.59 | 3288.91 | 0 | 0.54066 | 34734.7 | 626.085 | 1.3032 | 0 | 1593.16 | 0
7451 | 2.6825 | 40053.4 | 3.739 | 0 | 3.4401 | 0 | 0.20496 | 6729.65 | 0.38611 | 1247.83 | 6729.65 | 0 | 0.35924 | 27967.3 | 206.069 | 2.8327 | 71.5975 | 6400.78 | 0
7452 | 3.2485 | 39749.6 | 3.9848 | 4707.27 | 3.5547 | 9288.06 | 0.25612 | 20481.1 | 0.63259 | 0 | 20481.1 | 11379.3 | 0.072946 | 24284.9 | 864.903 | 3.1247 | 1936.33 | 16152.7 | 0
7453 | 2.831 | 38569.9 | 3.9229 | 8000.2 | 3.3554 | 15546.6 | 0.39471 | 24236.9 | 0.43302 | 1405.68 | 24236.9 | 4155.51 | 0.95462 | 30723.5 | 1954.69 | 3.1886 | 1897.46 | 23376 | 0
7454 | 2.3152 | 35239.6 | 3.5349 | 16226.5 | 2.8641 | 14794.9 | 0.85358 | 13403.1 | 0.26668 | 3434.6 | 13403.1 | 25532.3 | 1.1367 | 12422.4 | 2912.45 | 0.68568 | 1843.32 | 26140.3 | 0
7455 | 1.6711 | 30706.1 | 2.8242 | 15551.3 | 2.0632 | 25716.9 | 1.3728 | 17890.7 | 1.016 | 1863.21 | 17890.7 | 24143.3 | 0.23398 | 5444.08 | 3192.03 | 0.96359 | 1453.42 | 22750.3 | 0
7456 | 1.035 | 19865.6 | 1.8059 | 19324.9 | 1.013 | 33873.3 | 0.79799 | 27037.4 | 0.57206 | 3662.49 | 27037.4 | 39621.6 | 0.13674 | 706.609 | 5000.87 | 0.16022 | 0 | 24530.9 | 0
7457 | 0.088279 | 5717.01 | 0.58115 | 23734.9 | 0 | 3756.61 | 0.15887 | 25752.1 | 0.16221 | 9173.09 | 25752.1 | 38752.7 | 0.034288 | 0 | 4937.18 | 0.097721 | 0 | 28965 | 0
7458 | 0 | 760.089 | 0 | 18314.5 | 0 | 11811.2 | 0 | 36690.2 | 0 | 4215.94 | 36690.2 | 4009.47 | 0 | 0 | 10035 | 0 | 0 | 33232 | 28.9368
7459 | 0 | 0 | 0 | 14147.1 | 0 | 12782.9 | 0 | 36489.6 | 0 | 7079.99 | 36489.6 | 16701.3 | 0 | 1782.88 | 15996.2 | 0 | 0 | 35616 | 0
7460 | 0 | 0 | 0 | 22953.6 | 0 | 13916 | 0 | 39232.7 | 0 | 35990.3 | 39232.7 | 23446.2 | 0 | 2265.46 | 13949.3 | 0 | 0 | 37736.2 | 0
7461 | 0 | 832.571 | 0 | 35701 | 0 | 1693.17 | 0 | 38195.4 | 0 | 37413.4 | 38195.4 | 39702.7 | 0 | 3113.49 | 8959.52 | 0 | 0 | 38878 | 1017.7
7462 | 0 | 17412.7 | 0 | 34916.8 | 0 | 24944.4 | 0 | 38008.9 | 0 | 36391.8 | 38008.9 | 38241.6 | 0 | 548.193 | 2181.48 | 0 | 0 | 39326.6 | 9947.09
7463 | 0 | 37214.8 | 0 | 34015.8 | 0 | 23732 | 0 | 37860.3 | 0 | 17133.3 | 37860.3 | 29915.5 | 0 | 3045.04 | 0 | 0 | 0 | 39218.2 | 13311.4
7464 | 0 | 39294.5 | 0 | 37290.4 | 0 | 35300 | 0 | 35007.5 | 0 | 28214.2 | 35007.5 | 8946.09 | 0 | 5858.74 | 0 | 0 | 0 | 38634.8 | 22985.3
7465 | 0 | 40053.4 | 0 | 36822.6 | 0 | 32164.1 | 0 | 35385.6 | 0 | 16547 | 35385.6 | 3328.75 | 0 | 4507.77 | 0 | 0 | 0 | 39044.5 | 19744.6
7466 | 0 | 40053.4 | 0 | 33515.3 | 0 | 13344.2 | 0 | 32730.6 | 0 | 17245 | 32730.6 | 8952.55 | 0 | 3256.38 | 597.545 | 0 | 0 | 38328.4 | 27224.5
7467 | 0 | 40053.4 | 0 | 32572.3 | 0 | 24626.5 | 0 | 29144.4 | 0 | 28365.1 | 29144.4 | 17586.6 | 0 | 1736.29 | 1899.1 | 0 | 0 | 38190.9 | 18167
7468 | 0 | 40053.4 | 0 | 26845.6 | 0 | 18673.5 | 0 | 28212.3 | 0 | 32628.6 | 28212.3 | 0 | 0 | 2009.35 | 1148.34 | 0 | 0 | 38190.9 | 6536.69
7469 | 0 | 40053.4 | 0 | 29414.1 | 0 | 13849.1 | 0 | 4112.3 | 0 | 30743 | 4112.3 | 850.977 | 0 | 4814.71 | 2844.09 | 0 | 0 | 32059.7 | 7250.06
7470 | 0 | 39811.2 | 0 | 34663.4 | 0 | 12232.2 | 0 | 4492.79 | 0 | 30630.1 | 4492.79 | 2202.23 | 0 | 6484.2 | 5167.68 | 0 | 0 | 20187.9 | 8383.19
7471 | 0 | 39229.3 | 0 | 37519.8 | 0.17739 | 10728.5 | 0 | 16774.2 | 0 | 28630.6 | 16774.2 | 642.642 | 0 | 10450 | 9699.32 | 0 | 0 | 20234.6 | 21093.3
7472 | 0.98218 | 39510.3 | 1.0475 | 37734.8 | 1.3449 | 8209.56 | 0.53303 | 27248.9 | 0.071821 | 24197.8 | 27248.9 | 0 | 0.14613 | 13134.3 | 13487.8 | 0.04631 | 0 | 29416.8 | 30859.1
7473 | 2.1749 | 39873 | 2.2289 | 28496 | 2.3904 | 8251.69 | 1.641 | 17398.5 | 0.24979 | 14772.4 | 17398.5 | 704.645 | 0.56099 | 16317.3 | 17395.8 | 0.15203 | 0 | 14730.8 | 14146.2
7474 | 3.0705 | 39497.8 | 3.0946 | 28257 | 3.1345 | 2689.94 | 2.5241 | 12846.2 | 0.33993 | 396.816 | 12846.2 | 0 | 0.95355 | 10420.6 | 23404.6 | 0.50196 | 217.907 | 1747.36 | 13602
7475 | 3.6288 | 39958.8 | 3.5951 | 22040.6 | 3.5624 | 0 | 3.0718 | 23863.7 | 0.16189 | 0 | 23863.7 | 0 | 0.58362 | 12249.2 | 25530.6 | 0.12857 | 0 | 0 | 9344.16
7476 | 3.8698 | 39709.9 | 3.7463 | 22251.1 | 3.6815 | 604.104 | 3.3272 | 30444.9 | 0.41786 | 2005.64 | 30444.9 | 3100.7 | 0.78278 | 9286.35 | 27934.6 | 1.1459 | 1831.12 | 0 | 5596.85
7477 | 3.7734 | 38717.2 | 3.6202 | 22867.1 | 3.4787 | 3711.37 | 3.3017 | 32617.4 | 0.85239 | 5801.88 | 32617.4 | 10865.4 | 0.50576 | 8499.36 | 35619 | 0.31143 | 4172.6 | 3023.99 | 17394.3
7478 | 3.3698 | 35958.3 | 3.2838 | 37694.4 | 2.9513 | 6823.64 | 2.985 | 25664.3 | 0.16127 | 7815.55 | 25664.3 | 21550.6 | 1.0972 | 7733.93 | 38221.7 | 0.26695 | 2063.23 | 7296.87 | 29209.7
7479 | 2.6345 | 31322.1 | 2.6768 | 33771.3 | 2.1248 | 6518.57 | 2.4075 | 34763.3 | 0.11611 | 7172.74 | 34763.3 | 20297.7 | 0.14793 | 8844.41 | 38409.5 | 0.052799 | 1210.75 | 8894.28 | 35360
7480 | 1.5906 | 19717.8 | 1.7301 | 27360 | 0.69116 | 5954.86 | 1.4935 | 35767.5 | 0.066651 | 6175.77 | 35767.5 | 13860.2 | 0.086232 | 15976.3 | 36741.1 | 0.70475 | 1853.62 | 9759.5 | 35757.1
7481 | 0.37557 | 10451.5 | 0.54794 | 15772.8 | 0 | 8395.4 | 0.33067 | 33678.1 | 0.016878 | 3049.73 | 33678.1 | 13754.7 | 0.023627 | 15529.9 | 39470.8 | 0.04918 | 5071.2 | 18239.9 | 38328.6
7482 | 0 | 12883.4 | 0 | 16844.8 | 0 | 11579.2 | 0 | 27410.1 | 0 | 1762.58 | 27410.1 | 18391.1 | 0 | 19077.3 | 39799.7 | 0 | 9713.18 | 29463.9 | 39498.8
7483 | 0 | 15439.2 | 0 | 19053.7 | 0 | 5311.71 | 0 | 25517 | 0 | 5371.16 | 25517 | 6617.19 | 0 | 23881 | 38867.9 | 0 | 17313.3 | 25862.1 | 39681.6
7484 | 0 | 5860.37 | 0 | 17103.2 | 0 | 6382.63 | 0 | 22941.2 | 0 | 11465.5 | 22941.2 | 4956.8 | 0 | 20885.3 | 34563.4 | 0 | 22119.4 | 17412.3 | 39600.5
7485 | 0 | 934.337 | 0 | 7497.95 | 0 | 8131.79 | 0 | 27533.5 | 0 | 7205.45 | 27533.5 | 7854.42 | 0 | 17806.1 | 25415.8 | 0 | 34801.9 | 11389.7 | 37143.7
7486 | 0 | 91.5453 | 0 | 12756.9 | 0 | 1615.43 | 0 | 26130.3 | 0 | 7805.47 | 26130.3 | 1321.77 | 0 | 17733 | 11200.4 | 0 | 36747.8 | 21919.5 | 38817.2
7487 | 0 | 2732.69 | 0 | 26932.3 | 0 | 0 | 0 | 22682.6 | 0 | 4567.76 | 22682.6 | 0 | 0 | 26629.8 | 6435.07 | 0 | 37925.8 | 8054.04 | 37734.2
7488 | 0 | 1883.53 | 0 | 39326.4 | 0 | 2169.97 | 0 | 19308.7 | 0 | 1611.58 | 19308.7 | 0 | 0 | 21520.7 | 3131.97 | 0 | 38665.6 | 7376.52 | 39711.8
7489 | 0 | 1410.55 | 0 | 39725.8 | 0 | 0 | 0 | 9218.67 | 0 | 8121.23 | 9218.67 | 0 | 0 | 16479.5 | 6250.89 | 0 | 39887.6 | 12911.3 | 40053.4
7490 | 0 | 1901.77 | 0 | 39754.7 | 0 | 0 | 0 | 2683.18 | 0 | 1761.47 | 2683.18 | 0 | 0 | 19963.8 | 12111.5 | 0 | 39814.6 | 10879 | 40053.4
7491 | 0 | 3223.18 | 0 | 39877.5 | 0 | 0 | 0 | 0 | 0 | 699.58 | 0 | 0 | 0 | 20453.7 | 17274.1 | 0 | 39213.5 | 8601.59 | 40053.4
7492 | 0 | 12862.9 | 0 | 39405.1 | 0 | 0 | 0 | 358.284 | 0 | 1276.51 | 358.284 | 0 | 0 | 22591 | 25230 | 0 | 37285.8 | 9556.14 | 40053.4
7493 | 0 | 23803.2 | 0 | 39020.1 | 0 | 0 | 0 | 1814.11 | 0 | 958.93 | 1814.11 | 0 | 0 | 19240 | 27095.7 | 0 | 36737.8 | 16082.6 | 39900.8
7494 | 0 | 14372.2 | 0 | 39383.5 | 0 | 0 | 0 | 1873.79 | 0 | 1246.18 | 1873.79 | 0 | 0 | 15524.8 | 29666.9 | 0 | 35701.4 | 24458.8 | 39384
7495 | 0 | 7229.35 | 0 | 39632.7 | 0.16083 | 0 | 0 | 1035.89 | 0 | 752.159 | 1035.89 | 0 | 0 | 17634.6 | 28261.4 | 0 | 38089 | 26259.2 | 38423.2
7496 | 0.91981 | 13784.7 | 1.052 | 40053.4 | 1.382 | 0 | 0.49835 | 2364.15 | 0.10161 | 0 | 2364.15 | 0 | 0.14584 | 23963.4 | 23662.9 | 0.11044 | 39328.5 | 27658.7 | 37249.6
7497 | 2.1044 | 18302.6 | 2.2242 | 40053.4 | 2.4869 | 0 | 1.5745 | 3820.64 | 0.36694 | 0 | 3820.64 | 0 | 0.55803 | 29606 | 24878.5 | 1.0728 | 39751.5 | 16198.3 | 37925.6
7498 | 3.005 | 5317.76 | 3.1103 | 40053.4 | 1.6308 | 0 | 0.49659 | 1598.9 | 0.043305 | 0 | 1598.9 | 0 | 0.75104 | 28694.4 | 30023.9 | 0.17334 | 40053.4 | 11038.2 | 16971.4
7499 | 3.5871 | 0 | 3.6562 | 40053.4 | 2.6059 | 0 | 0.4703 | 1836.2 | 0.88157 | 0 | 1836.2 | 0 | 0.77006 | 18868.1 | 35111.6 | 0.23329 | 40008.9 | 7376.11 | 5275.73
7500 | 3.8377 | 0 | 3.8755 | 40053.4 | 3.8379 | 0 | 1.3441 | 5497.7 | 0.94095 | 0 | 5497.7 | 0 | 0.42907 | 10334.2 | 30705.3 | 0.37905 | 40053.4 | 3030.19 | 3713.86
7501 | 3.7521 | 369.483 | 3.8018 | 40053.4 | 3.6025 | 2365.22 | 0.45443 | 8568.95 | 1.3831 | 0 | 8568.95 | 2035.76 | 0.35495 | 12934.3 | 31362 | 0.2318 | 40053.4 | 1099.2 | 1620.28
7502 | 3.3572 | 673.451 | 3.4114 | 40053.4 | 2.321 | 3973.19 | 1.962 | 15474.7 | 1.1374 | 0 | 15474.7 | 3382.27 | 0.4472 | 17998.9 | 34740.6 | 0.16748 | 39688 | 1855.12 | 1243.81
7503 | 2.6132 | 2381.3 | 2.6952 | 40053.4 | 1.4833 | 9788 | 2.1351 | 20782.7 | 0.02815 | 0 | 20782.7 | 4557.7 | 0.52963 | 26104.1 | 36093.4 | 0.15243 | 39987.8 | 4765.35 | 959.125
7504 | 1.5472 | 8353.24 | 1.7114 | 40053.4 | 0.77329 | 8691.79 | 1.2615 | 21361.2 | 0.017403 | 1218.32 | 21361.2 | 3208.51 | 0.30988 | 32504 | 33774.5 | 0.048359 | 40053.4 | 4578.89 | 3240.03
7505 | 0.32527 | 14160.8 | 0.51349 | 40053.4 | 0 | 10020.8 | 0.21725 | 22787.2 | 0 | 2008.15 | 22787.2 | 3257.75 | 0.38702 | 35574.4 | 34968.5 | 0.0048453 | 39793.1 | 4523.92 | 26832.4
7506 | 0 | 17238.1 | 0 | 40053.4 | 0 | 8408.76 | 0 | 37670.3 | 0 | 6702.01 | 37670.3 | 18319.2 | 0 | 37512.7 | 33215.6 | 0 | 39491.1 | 4449.23 | 39839.8
7507 | 0 | 21365.7 | 0 | 40053.4 | 0 | 8723.97 | 0 | 29432.3 | 0 | 16019 | 29432.3 | 20550.2 | 0 | 32583 | 37580.9 | 0 | 39905.6 | 0 | 40053.4
7508 | 0 | 22145.9 | 0 | 39933.1 | 0 | 1452.18 | 0 | 31470.8 | 0 | 12861.1 | 31470.8 | 13651.4 | 0 | 26437.4 | 37338.6 | 0 | 39484.4 | 0 | 39780.7
7509 | 0 | 30031.5 | 0 | 40053.4 | 0 | 0 | 0 | 28407.4 | 0 | 17583.5 | 28407.4 | 0 | 0 | 19097.1 | 36364.8 | 0 | 38396.3 | 4206.62 | 37713.1
7510 | 0 | 19885.5 | 0 | 40053.4 | 0 | 0 | 0 | 24164.7 | 0 | 22648.1 | 24164.7 | 0 | 0 | 17392.6 | 37497.9 | 0 | 37213.9 | 13895.5 | 33009.4
7511 | 0 | 8718.87 | 0 | 40053.4 | 0 | 0 | 0 | 12185.8 | 0 | 23132.4 | 12185.8 | 1981.17 | 0 | 16440.2 | 37411.6 | 0 | 37429.3 | 9549.91 | 29445.3
7512 | 0 | 6179.32 | 0 | 40053.4 | 0 | 0 | 0 | 27959.1 | 0 | 21321.2 | 27959.1 | 8650.73 | 0 | 17660 | 34664.6 | 0 | 39039.4 | 9142.47 | 37000.6
7513 | 0 | 18152.3 | 0 | 40053.4 | 0 | 0 | 0 | 32546.9 | 0 | 29689.9 | 32546.9 | 13187.1 | 0 | 25183.4 | 31620.1 | 0 | 39331.6 | 4797.71 | 35477.7
7514 | 0 | 34824.4 | 0 | 39741.4 | 0 | 0 | 0 | 37314.2 | 0 | 32040.9 | 37314.2 | 9949.3 | 0 | 27306.7 | 27519.2 | 0 | 38039.7 | 3380.69 | 17670.2
7515 | 0 | 39872.6 | 0 | 33331.4 | 0 | 0 | 0 | 36489.9 | 0 | 27478.9 | 36489.9 | 9734.19 | 0 | 26734.2 | 17183 | 0 | 36550.3 | 2176.51 | 10816.9
7516 | 0 | 39995.6 | 0 | 27747.2 | 0 | 0 | 0 | 37180.3 | 0 | 30522.2 | 37180.3 | 8410.88 | 0 | 26794 | 12322.3 | 0 | 28934.6 | 3048.64 | 6558.85
7517 | 0 | 39958 | 0 | 31267.1 | 0 | 0 | 0 | 38202.8 | 0 | 26824.2 | 38202.8 | 27426.4 | 0 | 27282.6 | 8828.75 | 0 | 27187.6 | 2650.29 | 9824.88
7518 | 0 | 38354.3 | 0 | 32936.6 | 0 | 0 | 0 | 35049.4 | 0 | 29467.5 | 35049.4 | 30824.3 | 0 | 33089 | 2964.39 | 0 | 25157 | 2172.54 | 13524.3
7519 | 0 | 32273.3 | 0 | 35369.3 | 0.066736 | 0 | 0 | 26578.7 | 0 | 27290.3 | 26578.7 | 34464.8 | 0 | 37315.4 | 1469.4 | 0 | 22541.5 | 897.663 | 20545.5
7520 | 0.97352 | 39325.9 | 1.0042 | 34236.4 | 1.3946 | 0 | 0.074615 | 13040.9 | 0.59404 | 10286.9 | 13040.9 | 39167.8 | 0.56914 | 36353.9 | 2594.06 | 0.029791 | 21362.9 | 0 | 12857
7521 | 2.2308 | 37191.6 | 2.1737 | 38348.5 | 2.4943 | 0 | 0.31549 | 14877.1 | 1.7212 | 3638.76 | 14877.1 | 37094.4 | 1.7107 | 34544.8 | 3802.32 | 0.37386 | 24036.9 | 176.723 | 2997.13
7522 | 3.1705 | 21551.3 | 3.0617 | 34796.1 | 3.2772 | 0 | 0.99765 | 19472 | 2.6373 | 0 | 19472 | 18657.2 | 2.6342 | 36931.9 | 0 | 1.3129 | 24963.5 | 0 | 0
7523 | 3.7721 | 8276.62 | 3.6316 | 35602 | 3.7462 | 0 | 1.7748 | 31304.1 | 3.2185 | 0 | 31304.1 | 24057.8 | 3.2122 | 37274.3 | 705.186 | 1.75 | 34335.8 | 0 | 0
7524 | 4.0238 | 509.929 | 3.8781 | 37417.8 | 3.8705 | 0 | 2.2283 | 34579.4 | 3.508 | 1211.92 | 34579.4 | 19766.8 | 3.46 | 39122.1 | 2721.75 | 1.7221 | 33677.4 | 0 | 0
7525 | 3.9251 | 0 | 3.8033 | 36986.9 | 3.6647 | 0 | 3.4313 | 37131.8 | 3.5069 | 1420.87 | 37131.8 | 16316.6 | 2.2376 | 39523.8 | 4285.13 | 1.7524 | 29201.2 | 0 | 0
7526 | 3.4926 | 290.427 | 3.41 | 37362.1 | 3.1221 | 2461.99 | 3.152 | 36858.5 | 3.2075 | 1839.94 | 36858.5 | 22258.2 | 2.0342 | 38687.6 | 6268.24 | 1.6636 | 28966 | 0 | 0
7527 | 2.7493 | 1211.05 | 2.7199 | 37592.8 | 2.2463 | 5559.63 | 2.524 | 33656.8 | 2.6454 | 2928.13 | 33656.8 | 19511.4 | 2.5713 | 39431.2 | 7434.48 | 0.45953 | 24798.8 | 0 | 0
7528 | 1.6607 | 721.738 | 1.7146 | 39131.3 | 0.8889 | 4513.94 | 1.5734 | 37083.5 | 1.7459 | 8287.22 | 37083.5 | 20638.1 | 1.6637 | 40040.2 | 5988.55 | 0.13862 | 21632.2 | 0 | 0
7529 | 0.37906 | 0 | 0.51426 | 38836.9 | 0 | 7384.73 | 0.30035 | 29380.9 | 0.62161 | 5258.34 | 29380.9 | 36857 | 0.53493 | 40050.9 | 7390.8 | 0.012965 | 23810.1 | 0 | 0
7530 | 0 | 6317.62 | 0 | 37001.5 | 0 | 3324.69 | 0 | 3103.17 | 0 | 10934.2 | 3103.17 | 25597.8 | 0 | 40053.4 | 9250.79 | 0 | 26001.3 | 0 | 557.797
7531 | 0 | 28164.1 | 0 | 32821.3 | 0 | 1377.36 | 0 | 5241.05 | 0 | 9401.75 | 5241.05 | 27946.7 | 0 | 40053.4 | 17741.8 | 0 | 6065.85 | 0 | 17886.6
7532 | 0 | 22895.6 | 0 | 37515 | 0 | 1951.68 | 0 | 6779.61 | 0 | 32844 | 6779.61 | 20411.9 | 0 | 39848.8 | 16864.1 | 0 | 3936.02 | 0 | 34886.2
7533 | 0 | 36984.1 | 0 | 39233 | 0 | 0 | 0 | 23504.3 | 0 | 31222.3 | 23504.3 | 33772 | 0 | 39410.4 | 13674.1 | 0 | 7724.42 | 2212.39 | 32493.1
7534 | 0 | 37924.4 | 0 | 39464 | 0 | 0 | 0 | 15390.1 | 0 | 33723.7 | 15390.1 | 9829.89 | 0 | 39721.2 | 22221.5 | 0 | 7336.5 | 15526.1 | 27970.1
7535 | 0 | 38272.4 | 0 | 39167.9 | 0 | 0 | 0 | 1618.81 | 0 | 20408.4 | 1618.81 | 37871.4 | 0 | 39758.3 | 30771.1 | 0 | 8632.08 | 5896.78 | 34431.4
7536 | 0 | 39329 | 0 | 38968.6 | 0 | 0 | 0 | 4348.79 | 0 | 29537.7 | 4348.79 | 0 | 0 | 40053.4 | 28244.9 | 0 | 4420.31 | 1577.79 | 34521.8
7537 | 0 | 40053.4 | 0 | 39074.6 | 0 | 0 | 0 | 8911.74 | 0 | 11547.3 | 8911.74 | 2385.05 | 0 | 40053.4 | 35516.7 | 0 | 3662.03 | 720.919 | 29418.4
7538 | 0 | 39970.5 | 0 | 38431.7 | 0 | 0 | 0 | 7821.06 | 0 | 25884.3 | 7821.06 | 7586.09 | 0 | 40053.4 | 34237.4 | 0 | 5341.01 | 0 | 18072.8
7539 | 0 | 40050.2 | 0 | 37437.5 | 0 | 0 | 0 | 10843 | 0 | 24582.7 | 10843 | 0 | 0 | 40053.4 | 39476.3 | 0 | 12306.9 | 0 | 11445.5
7540 | 0 | 39774.5 | 0 | 31867.8 | 0 | 0 | 0 | 4914.72 | 0 | 24054.2 | 4914.72 | 0 | 0 | 40050.3 | 35450.1 | 0 | 19279 | 0 | 12455.4
7541 | 0 | 39597.5 | 0 | 30069.7 | 0 | 0 | 0 | 9125.4 | 0 | 10996.6 | 9125.4 | 0 | 0 | 39904.4 | 32569.1 | 0 | 17468.7 | 481.001 | 4459.82
7542 | 0 | 36093.4 | 0 | 19592.2 | 0 | 0 | 0 | 9408.49 | 0 | 9250.08 | 9408.49 | 0 | 0 | 39584.7 | 22302.9 | 0 | 15343.9 | 3256.64 | 294.089
7543 | 0 | 22281.1 | 0 | 11064.6 | 0 | 0 | 0 | 8027.59 | 0 | 6087.43 | 8027.59 | 0 | 0 | 39841.5 | 18524.7 | 0 | 12170.1 | 11376.6 | 272.714
7544 | 0.96067 | 32424.9 | 0.95594 | 7261.76 | 0.033376 | 0 | 0.50307 | 6771.5 | 0.64892 | 2910.78 | 6771.5 | 0 | 0.49512 | 40053.4 | 15232.2 | 0.03931 | 11892.8 | 27047.9 | 911.451
7545 | 2.1861 | 31972.6 | 2.1542 | 14529.4 | 0.72302 | 0 | 1.6494 | 14861.8 | 1.8465 | 1580.71 | 14861.8 | 0 | 1.5005 | 40053.4 | 15044.4 | 0.73527 | 7476.36 | 16022 | 521.078
7546 | 2.2004 | 4754.9 | 3.0437 | 13470.9 | 0.12266 | 0 | 2.1325 | 10247.3 | 2.7938 | 0 | 10247.3 | 0 | 2.3345 | 40053.4 | 18981.4 | 1.2764 | 799.661 | 14525.4 | 0
7547 | 3.1101 | 1265.02 | 3.6115 | 7481.31 | 1.99 | 0 | 3.1033 | 13702.8 | 3.3706 | 0 | 13702.8 | 0 | 2.7812 | 40053.4 | 18856.4 | 0.90628 | 0 | 22855.3 | 0
7548 | 2.9334 | 873.176 | 3.8754 | 4662 | 2.5564 | 0 | 2.6343 | 15444.7 | 3.6471 | 0 | 15444.7 | 0 | 2.9382 | 40053.4 | 18920.8 | 0.70243 | 0 | 18400.1 | 0
7549 | 2.3332 | 915.108 | 3.8098 | 5866.61 | 1.9379 | 0 | 2.4919 | 15546.2 | 3.6266 | 0 | 15546.2 | 0 | 2.9803 | 40053.4 | 15304.9 | 1.0063 | 737.961 | 24166.1 | 0
7550 | 2.7888 | 1649.91 | 3.4201 | 10486.1 | 0.8034 | 0 | 2.3773 | 23010 | 3.3101 | 0 | 23010 | 0 | 2.5482 | 40053.4 | 15679.1 | 1.1796 | 3536.11 | 23467.5 | 0
7551 | 2.5699 | 3801.74 | 2.7186 | 10181.8 | 0.60999 | 1089.57 | 1.4057 | 22288.6 | 2.7264 | 0 | 22288.6 | 682.916 | 1.8632 | 40053.4 | 18117.1 | 0.67944 | 5346.91 | 18434.6 | 4137.48
7552 | 0.93361 | 4695.47 | 1.7244 | 7485.06 | 0.099078 | 0 | 0.82576 | 18304.6 | 1.8097 | 0 | 18304.6 | 1514.73 | 1.1929 | 36575.6 | 16715 | 0.4653 | 4513.35 | 13884.2 | 569.012
7553 | 0.13176 | 9510.13 | 0.50506 | 5625 | 0 | 0 | 0.12329 | 19371.7 | 0.64243 | 0 | 19371.7 | 1917.15 | 0.36837 | 19946.6 | 19517.4 | 0.033124 | 2853.29 | 6490.76 | 0
7554 | 0 | 25824.3 | 0 | 1027.47 | 0 | 3859.03 | 0 | 18466 | 0 | 0 | 18466 | 8432.82 | 0 | 16228.1 | 23671.6 | 0 | 1633.29 | 2030.1 | 0
7555 | 0 | 37801.4 | 0 | 0 | 0 | 1892.89 | 0 | 17071.5 | 0 | 0 | 17071.5 | 10347.4 | 0 | 20044.1 | 18957.6 | 0 | 1649.7 | 2599.42 | 3696.71
7556 | 0 | 38246.4 | 0 | 0 | 0 | 3857.22 | 0 | 8207.56 | 0 | 0 | 8207.56 | 479.973 | 0 | 28287.9 | 15487 | 0 | 1102.57 | 2779.86 | 21407.7
7557 | 0 | 31742.4 | 0 | 13594.9 | 0 | 2366.84 | 0 | 8135.1 | 0 | 0 | 8135.1 | 0 | 0 | 35088.7 | 16281.8 | 0 | 0 | 3376.79 | 35316
7558 | 0 | 18943.4 | 0 | 21332.5 | 0 | 1694.31 | 0 | 3950.95 | 0 | 2085.17 | 3950.95 | 0 | 0 | 13798.6 | 11826 | 0 | 0 | 7944.9 | 31349.9
7559 | 0 | 11532.1 | 0 | 18890.1 | 0 | 1917.27 | 0 | 194.533 | 0 | 2160.91 | 194.533 | 0 | 0 | 11999.5 | 6569.72 | 0 | 0 | 15526.1 | 22198.5
7560 | 0 | 10915.3 | 0 | 14364.8 | 0 | 1055.22 | 0 | 864.09 | 0 | 3293.16 | 864.09 | 0 | 0 | 2037.18 | 4899.52 | 0 | 0 | 22929.5 | 17258.9
7561 | 0 | 19772 | 0 | 24959.1 | 0 | 0 | 0 | 3350.79 | 0 | 4238.05 | 3350.79 | 1617.53 | 0 | 0 | 3201.68 | 0 | 1028.2 | 21911.7 | 14543.4
7562 | 0 | 18081.1 | 0 | 11612.1 | 0 | 187.06 | 0 | 19467.2 | 0 | 5883.85 | 19467.2 | 8466.97 | 0 | 0 | 875.174 | 0 | 7075.55 | 18902.7 | 14845
7563 | 0 | 16893.5 | 0 | 0 | 0 | 1913.45 | 0 | 8757.88 | 0 | 8970.19 | 8757.88 | 10091.2 | 0 | 0 | 1125.72 | 0 | 8674.86 | 13469.8 | 14546.8
7564 | 0 | 7218.15 | 0 | 0 | 0 | 3855.05 | 0 | 13774.6 | 0 | 12313.4 | 13774.6 | 10459.8 | 0 | 0 | 1421.52 | 0 | 2841.14 | 14967.2 | 13171.7
7565 | 0 | 4140.35 | 0 | 3907.88 | 0 | 6860.25 | 0 | 2109.62 | 0 | 14259.9 | 2109.62 | 0 | 0 | 1235.55 | 2158.39 | 0 | 1792.92 | 17962.8 | 19418.6
7566 | 0 | 9211.89 | 0 | 8748.45 | 0 | 6727.94 | 0 | 10007.8 | 0 | 17985.5 | 10007.8 | 4449.31 | 0 | 4895.64 | 2384.88 | 0 | 925.214 | 21460.3 | 26433.8
7567 | 0 | 17566.2 | 0 | 16077.9 | 0 | 3962.86 | 0 | 15946.2 | 0 | 6225.48 | 15946.2 | 8044.59 | 0 | 4231.11 | 3672.07 | 0 | 1922.75 | 15000.1 | 10336.4
7568 | 0.46126 | 13727.2 | 0.052754 | 7659.93 | 1.3534 | 5629.55 | 0.38066 | 34271.4 | 0.19876 | 1882.69 | 34271.4 | 8070.71 | 0.22452 | 8641.78 | 6095.95 | 0.14505 | 3289.69 | 8484.75 | 6869.84
7569 | 1.3864 | 7814.47 | 0.099938 | 902.638 | 2.4472 | 5208.35 | 1.4289 | 27617.7 | 0.71652 | 4868.71 | 27617.7 | 3919.25 | 0.76484 | 14968.6 | 8219.81 | 1.3123 | 2551.87 | 3592.6 | 13361.3
7570 | 0.83284 | 7583.48 | 1.3705 | 254.373 | 3.2199 | 8959.53 | 1.9192 | 21595.8 | 0.58059 | 1272.92 | 21595.8 | 16636.4 | 0.96563 | 20545.1 | 2259.9 | 2.3234 | 656.363 | 0 | 2371.57
7571 | 1.4943 | 4266.29 | 1.8427 | 0 | 3.6393 | 8284.18 | 2.8289 | 18463.4 | 0.87673 | 0 | 18463.4 | 25722.4 | 1.5215 | 27800.4 | 2514.27 | 2.9819 | 237.618 | 0 | 0
7572 | 0.79548 | 0 | 1.717 | 94.3706 | 3.7387 | 9977.21 | 3.0348 | 25941.7 | 1.9889 | 13754.9 | 25941.7 | 23770.3 | 1.0972 | 30856.5 | 3402.61 | 3.307 | 0 | 0 | 1151.24
7573 | 2.2777 | 0 | 1.1453 | 606.564 | 3.523 | 7464.66 | 2.4671 | 29077.2 | 0.46736 | 27244.6 | 29077.2 | 22360.6 | 0.77686 | 39328.5 | 4459.19 | 3.283 | 0 | 0 | 2626.76
7574 | 2.0513 | 348.127 | 2.0649 | 1105.15 | 2.9995 | 5217.08 | 0.54853 | 33203.5 | 0.68843 | 28658.8 | 33203.5 | 24618.9 | 0.7505 | 40053.4 | 6364.93 | 2.9165 | 0 | 0 | 1197.16
7575 | 1.5364 | 1779.8 | 1.0076 | 2739.06 | 1.6614 | 1883.11 | 0.50809 | 33637.6 | 0.43363 | 27335.1 | 33637.6 | 25463.2 | 0.76897 | 40053.4 | 7580.61 | 1.9054 | 1370.59 | 0 | 0
7576 | 1.494 | 835.508 | 1.6263 | 1234.18 | 0.68282 | 719.556 | 1.2585 | 26536.8 | 0.26009 | 33155.4 | 26536.8 | 29201.8 | 0.42922 | 40053.4 | 9733.89 | 1.2334 | 2388.52 | 0 | 0
7577 | 0.29778 | 5700.86 | 0.4339 | 1658.77 | 0 | 4365.56 | 0.18329 | 25049.9 | 0.074535 | 26841.5 | 25049.9 | 29633.2 | 0.095698 | 40053.4 | 11307.5 | 0.13243 | 1006.73 | 7178.1 | 9444.47
7578 | 0 | 19494.8 | 0 | 3179.73 | 0 | 6086.55 | 0 | 35156.8 | 0 | 37305.9 | 35156.8 | 26531.6 | 0 | 39386.3 | 16398.9 | 0 | 0 | 26006 | 32434.9
7579 | 0 | 35821.5 | 0 | 5335.95 | 0 | 4983.43 | 0 | 0 | 0 | 28502.7 | 0 | 13050.5 | 0 | 39442.3 | 22526.5 | 0 | 875.281 | 16680.8 | 38185.9
7580 | 0 | 37851.8 | 0 | 13511.7 | 0 | 4003.14 | 0 | 1386.37 | 0 | 3041.36 | 1386.37 | 31333.5 | 0 | 38068.5 | 25409.1 | 0 | 1516.15 | 11135 | 38392.5
7581 | 0 | 37944.2 | 0 | 14652.8 | 0 | 0 | 0 | 8189.78 | 0 | 13473.6 | 8189.78 | 28179.4 | 0 | 33298.1 | 29338.7 | 0 | 1028.85 | 20605.1 | 33867.4
7582 | 0 | 39363.2 | 0 | 31332.3 | 0 | 0 | 0 | 5736.14 | 0 | 37896.6 | 5736.14 | 16712.9 | 0 | 34906.2 | 28105.8 | 0 | 73.6322 | 37076.8 | 28470.7
7583 | 0 | 39401.3 | 0 | 35083.6 | 0 | 0 | 0 | 5139.02 | 0 | 32767 | 5139.02 | 22680.4 | 0 | 40053.4 | 28425.1 | 0 | 1758.63 | 38064.2 | 24488.6
7584 | 0 | 38978.8 | 0 | 37282.4 | 0 | 0 | 0 | 12198.6 | 0 | 32659.5 | 12198.6 | 39285.6 | 0 | 34761.2 | 28942.6 | 0 | 2027.49 | 38560.8 | 19071.1
7585 | 0 | 38987.1 | 0 | 36854.2 | 0 | 0 | 0 | 9422.9 | 0 | 30639 | 9422.9 | 38140 | 0 | 39966.3 | 30507.6 | 0 | 2746.83 | 38349.7 | 36251.2
7586 | 0 | 33748.5 | 0 | 38484.7 | 0 | 0 | 0 | 21389.3 | 0 | 29571 | 21389.3 | 39792.1 | 0 | 38705.6 | 29447.1 | 0 | 3455.27 | 38762.1 | 40053.4
7587 | 0 | 18977.5 | 0 | 39110.3 | 0 | 0 | 0 | 7340.32 | 0 | 20641.6 | 7340.32 | 26698.2 | 0 | 36148.6 | 33332.7 | 0 | 5249.99 | 39384.4 | 40053.4
7588 | 0 | 14323.9 | 0 | 39681 | 0 | 0 | 0 | 0 | 0 | 27184.3 | 0 | 7889.72 | 0 | 35082 | 34492.9 | 0 | 8279.24 | 38693.4 | 40053.4
7589 | 0 | 17963.8 | 0 | 39393.3 | 0 | 0 | 0 | 0 | 0 | 18801.9 | 0 | 8360.78 | 0 | 35687.3 | 36412.7 | 0 | 13913.9 | 38222.3 | 40053.4
7590 | 0 | 32745.4 | 0 | 36528.2 | 0 | 0 | 0 | 585.602 | 0 | 18654.1 | 585.602 | 12944.5 | 0 | 33530.4 | 36776.4 | 0 | 21418.8 | 37499.5 | 40046.6
7591 | 0 | 39064.9 | 0 | 26107 | 0 | 0 | 0 | 364.834 | 0 | 22145.2 | 364.834 | 18751.5 | 0 | 34043.6 | 37544.6 | 0 | 34868.9 | 38492.6 | 39470.6
7592 | 0.092807 | 40053.4 | 0.17343 | 24359 | 0.14489 | 0 | 0.24519 | 641.053 | 0.43835 | 17161.9 | 641.053 | 3035.24 | 0.41415 | 34464.4 | 37934.8 | 0.12515 | 29835.3 | 37507.8 | 40053.4
7593 | 1.2447 | 39619.6 | 0.75507 | 13115.3 | 0.74919 | 0 | 1.1682 | 110.919 | 0.56893 | 18257.5 | 110.919 | 80.8268 | 1.4769 | 34776 | 37874 | 0.7672 | 28297.6 | 30252.7 | 38215
7594 | 2.563 | 40053.4 | 1.4689 | 15584.7 | 1.2557 | 0 | 1.3337 | 4711.75 | 1.2315 | 5306.08 | 4711.75 | 5473.88 | 0.59104 | 39033.2 | 36199.4 | 1.5136 | 37363.9 | 30832 | 37516.1
7595 | 0.63672 | 40053.4 | 2.2513 | 21416.7 | 1.1033 | 0 | 1.4144 | 5478.64 | 3.0518 | 13820.7 | 5478.64 | 13933.6 | 0.74012 | 39605.4 | 29238.4 | 2.3321 | 38317.1 | 32192.9 | 37317.2
7596 | 1.2289 | 40053.4 | 3.8805 | 26427.9 | 2.2326 | 0 | 1.5733 | 7409.21 | 3.3444 | 11224.8 | 7409.21 | 7993.4 | 0.62521 | 40021.1 | 17562.9 | 3.032 | 37714.8 | 26448 | 37801.3
7597 | 2.4109 | 40053.4 | 3.8213 | 21215.7 | 1.8711 | 0 | 1.0365 | 9879.29 | 3.3576 | 11556.6 | 9879.29 | 4158.88 | 0.78366 | 40053.4 | 13421.6 | 3.0214 | 33267.5 | 20217.1 | 37289
7598 | 3.3789 | 40053.4 | 3.447 | 13368.6 | 1.4204 | 0 | 0.58637 | 12427.9 | 3.0657 | 8289.4 | 12427.9 | 15272.6 | 1.4835 | 40053.4 | 12375.9 | 2.5326 | 26714.1 | 15877.1 | 37472.9
7599 | 2.6458 | 40053.4 | 1.7513 | 15144.8 | 0.9626 | 4755.67 | 0.2525 | 11246 | 1.3268 | 6311.32 | 11246 | 6947.19 | 0.82347 | 40053.4 | 9758.34 | 2.0194 | 18359.9 | 9760.52 | 38694
7600 | 1.5787 | 40053.4 | 1.0121 | 10484 | 0.16895 | 10484.9 | 1.2939 | 11467.3 | 1.6238 | 4584.41 | 11467.3 | 19225.8 | 0.47855 | 39423.6 | 15626.6 | 1.1056 | 16915.9 | 9264.65 | 36224.1
7601 | 0.32307 | 40053.4 | 0.46642 | 6609.47 | 0 | 5517.03 | 0.18614 | 7275.41 | 0.52949 | 2177.83 | 7275.41 | 7014.32 | 0.097794 | 36929.1 | 24533.9 | 0.094506 | 23137.6 | 9922.05 | 28914
7602 | 0 | 40053.4 | 0 | 8682.48 | 0 | 29660.8 | 0 | 8120.61 | 0 | 1146.49 | 8120.61 | 11689.3 | 0 | 35944.9 | 28285.8 | 0 | 29830 | 10896.8 | 17709.8
7603 | 0 | 40024.6 | 0 | 10666.4 | 0 | 32755 | 0 | 20671.7 | 0 | 1531.4 | 20671.7 | 17806.6 | 0 | 35992.1 | 32002.4 | 0 | 14842.3 | 14139.5 | 24995.4
7604 | 0 | 39631.3 | 0 | 23038.8 | 0 | 23157.4 | 0 | 26668.9 | 0 | 0 | 26668.9 | 2070.27 | 0 | 35877.9 | 24595.3 | 0 | 4029.9 | 9611.6 | 35185.7
7605 | 0 | 39647.3 | 0 | 21068.8 | 0 | 4646.04 | 0 | 34114.2 | 0 | 0 | 34114.2 | 0 | 0 | 34851.8 | 16587.9 | 0 | 1119.14 | 5444.1 | 39437.4
7606 | 0 | 39595.3 | 0 | 32265.4 | 0 | 337.555 | 0 | 34887.6 | 0 | 0 | 34887.6 | 0 | 0 | 38625 | 12283.2 | 0 | 848.251 | 2208.72 | 40053.4
7607 | 0 | 37501.6 | 0 | 39202.8 | 0 | 0 | 0 | 38086.7 | 0 | 0 | 38086.7 | 0 | 0 | 38137.5 | 7536.46 | 0 | 785.638 | 1218.1 | 40053.4
7608 | 0 | 38099.1 | 0 | 39518.8 | 0 | 0 | 0 | 39142.1 | 0 | 0 | 39142.1 | 0 | 0 | 38093.3 | 5581.95 | 0 | 0 | 1884.76 | 40053.4
7609 | 0 | 39653.8 | 0 | 39921 | 0 | 285.791 | 0 | 39474.4 | 0 | 873.922 | 39474.4 | 0 | 0 | 37416.6 | 4845.3 | 0 | 0 | 5065.72 | 40053.4
7610 | 0 | 40053.4 | 0 | 39263.8 | 0 | 0 | 0 | 38432.6 | 0 | 196.537 | 38432.6 | 0 | 0 | 34786.7 | 4364.09 | 0 | 0 | 5069.25 | 40053.4
7611 | 0 | 40053.4 | 0 | 38592.7 | 0 | 0 | 0 | 38576.2 | 0 | 554.696 | 38576.2 | 1040.71 | 0 | 28495.1 | 2281.69 | 0 | 1020.38 | 1809.89 | 40053.4
7612 | 0 | 40053.4 | 0 | 36533.6 | 0 | 0 | 0 | 38244.1 | 0 | 2062.26 | 38244.1 | 0 | 0 | 20870.9 | 2877.32 | 0 | 335.767 | 1791.15 | 40053.4
7613 | 0 | 40053.4 | 0 | 37371.6 | 0 | 0 | 0 | 38360.3 | 0 | 1546.2 | 38360.3 | 0 | 0 | 16948.9 | 3043.72 | 0 | 379.819 | 2831.71 | 39867.6
7614 | 0 | 39213.5 | 0 | 31984.4 | 0 | 0 | 0 | 37319.8 | 0 | 2118 | 37319.8 | 0 | 0 | 11646.5 | 5300.93 | 0 | 398.65 | 4348.02 | 38992.6
7615 | 0 | 27418 | 0 | 22917.1 | 0 | 0 | 0 | 38359.8 | 0 | 3595.92 | 38359.8 | 0 | 0 | 11311 | 4309.78 | 0 | 0 | 2605.54 | 39286.1
7616 | 0.82603 | 25775.4 | 0.84666 | 13115 | 0.78981 | 0 | 0.021958 | 37702.9 | 0.45075 | 4525.33 | 37702.9 | 0 | 0.22179 | 5985.69 | 1762.87 | 0.023888 | 0 | 762.995 | 38004.9
7617 | 2.0357 | 33410.7 | 2.0263 | 8794.63 | 2.4932 | 580.337 | 0.1115 | 33811.4 | 1.1227 | 1898.31 | 33811.4 | 0 | 0.84888 | 2479.76 | 2318.58 | 0.67959 | 1156.21 | 802.782 | 39652.5
7618 | 1.8891 | 38414.2 | 2.9118 | 5758.26 | 3.3188 | 411.355 | 0.26714 | 36229.2 | 1.9667 | 0 | 36229.2 | 0 | 0.84294 | 2410.09 | 1565.01 | 0.79197 | 1331.66 | 0 | 39922.1
7619 | 2.9901 | 39229.5 | 3.4867 | 877.285 | 3.7407 | 559.661 | 0.32927 | 28787 | 2.0079 | 0 | 28787 | 0 | 0.70948 | 888.036 | 1942.03 | 2.1666 | 5518.8 | 0 | 39060
7620 | 0.16146 | 39263.3 | 3.7615 | 792.976 | 3.8578 | 5250.63 | 0.46162 | 15969.6 | 2.3644 | 0 | 15969.6 | 0 | 0.52102 | 0 | 1156.6 | 2.7481 | 4041.84 | 3008.49 | 39500.1
7621 | 0.56967 | 39186.8 | 3.6797 | 0 | 3.6369 | 17101.6 | 0.65183 | 16833.6 | 1.6779 | 74.6241 | 16833.6 | 0 | 0.53199 | 0 | 1473.63 | 2.9233 | 5823.05 | 10630.8 | 40053.4
7622 | 3.3976 | 39550.1 | 3.2983 | 0 | 3.0764 | 32343.9 | 0.72501 | 20000.4 | 2.4736 | 680.367 | 20000.4 | 0 | 0.64614 | 0 | 1330.53 | 2.6188 | 11910.9 | 25751.5 | 40053.4
7623 | 1.8743 | 39753.5 | 1.7234 | 231.912 | 2.1982 | 23365.6 | 0.33107 | 21134.8 | 2.112 | 920.49 | 21134.8 | 0 | 0.45119 | 0 | 0 | 1.9572 | 23864.1 | 32721.9 | 39805.8
7624 | 1.5432 | 39605.8 | 0.82159 | 0 | 1.0321 | 23776.9 | 0.17814 | 11529.8 | 1.5572 | 1208.48 | 11529.8 | 0 | 0.25838 | 851.059 | 0.17111 | 0.24356 | 33178.7 | 32594.2 | 39534.3
7625 | 0.2735 | 37932.3 | 0.19509 | 525.123 | 0 | 16486.4 | 0.02027 | 14594.3 | 0.4756 | 1990.04 | 14594.3 | 0 | 0.056975 | 3948.81 | 6697.41 | 0.018322 | 29625.7 | 33321 | 39311.4
7626 | 0 | 30444.6 | 0 | 1565.41 | 0 | 30738.8 | 0 | 27533.2 | 0 | 7498.44 | 27533.2 | 2393.99 | 0 | 9639.22 | 3313.49 | 0 | 26222.7 | 33793.3 | 38878.3
7627 | 0 | 18124.9 | 0 | 3301.93 | 0 | 32356.7 | 0 | 26161.4 | 0 | 12072.7 | 26161.4 | 1150.75 | 0 | 14155.3 | 5257.43 | 0 | 13044 | 36869.5 | 37114.9
7628 | 0 | 22612.4 | 0 | 6409.92 | 0 | 3215.86 | 0 | 20787.9 | 0 | 17811 | 20787.9 | 0 | 0 | 13358.7 | 2960.49 | 0 | 22300.8 | 39139 | 32141.6
7629 | 0 | 16302.3 | 0 | 11272.5 | 0 | 21896.2 | 0 | 21775.4 | 0 | 18779.6 | 21775.4 | 0 | 0 | 12010.9 | 3618.66 | 0 | 30780 | 39373.7 | 39105.6
7630 | 0 | 11756.6 | 0 | 19208.5 | 0 | 4577.05 | 0 | 12736.8 | 0 | 20564.2 | 12736.8 | 0 | 0 | 9598.69 | 6351.96 | 0 | 33001.2 | 40053.4 | 38443.2
7631 | 0 | 11497.7 | 0 | 24140.6 | 0 | 3903.53 | 0 | 12751.2 | 0 | 17680.5 | 12751.2 | 0 | 0 | 12865.2 | 7412.42 | 0 | 35175 | 39723.3 | 35734.5
7632 | 0 | 19097.9 | 0 | 25949.9 | 0 | 833.176 | 0 | 1910.95 | 0 | 13718.4 | 1910.95 | 0 | 0 | 9812.38 | 2610.83 | 0 | 36779.9 | 39922.6 | 38606.7
7633 | 0 | 13242.6 | 0 | 34705.9 | 0 | 155.894 | 0 | 14856.5 | 0 | 10819.8 | 14856.5 | 0 | 0 | 10131.2 | 9571.15 | 0 | 36802.5 | 39867.9 | 38399.4
7634 | 0 | 17436.6 | 0 | 35240 | 0 | 0 | 0 | 21571.6 | 0 | 5559.36 | 21571.6 | 0 | 0 | 11042.9 | 6165.07 | 0 | 36095.2 | 40053.4 | 36853.9
7635 | 0 | 36244.6 | 0 | 32519.3 | 0 | 0 | 0 | 24744 | 0 | 4495.28 | 24744 | 0 | 0 | 9474.13 | 1159.29 | 0 | 35380.2 | 39990.2 | 28780.9
7636 | 0 | 38673.1 | 0 | 30381.1 | 0 | 0 | 0 | 19197.6 | 0 | 4358.12 | 19197.6 | 0 | 0 | 10976.2 | 885.879 | 0 | 35605.3 | 40010.6 | 37097
7637 | 0 | 39674.1 | 0 | 8794.24 | 0 | 0 | 0 | 16805.4 | 0 | 2383.29 | 16805.4 | 0 | 0 | 9319.03 | 3106.6 | 0 | 38018.7 | 39751.4 | 36723.1
7638 | 0 | 38368.4 | 0 | 15491.5 | 0 | 0 | 0 | 20325.6 | 0 | 1252.56 | 20325.6 | 0 | 0 | 5190.81 | 2021.84 | 0 | 39149.9 | 39486.9 | 36116.2
7639 | 0 | 34402.3 | 0 | 23691 | 0 | 570.955 | 0 | 14601.3 | 0 | 439.128 | 14601.3 | 0 | 0 | 2842.24 | 0 | 0 | 39599.8 | 40048.4 | 39147
7640 | 0.89858 | 34231.4 | 0.8868 | 26568.9 | 1.0191 | 0 | 0.31848 | 16081.9 | 0.50126 | 0 | 16081.9 | 0 | 0.45359 | 2546.67 | 0 | 0 | 39508 | 39815.1 | 38768.2
7641 | 2.1418 | 25673.9 | 2.1004 | 29355.6 | 2.273 | 3135.66 | 1.4086 | 5018.38 | 1.683 | 0 | 5018.38 | 0 | 1.5797 | 2229.18 | 0 | 1.0912 | 39402.9 | 38154.9 | 34247.6
7642 | 3.0524 | 8618.19 | 3.0155 | 16996.7 | 2.6143 | 905.285 | 2.2823 | 4056.85 | 2.6089 | 0 | 4056.85 | 0 | 1.7989 | 1951.53 | 1734.54 | 2.0343 | 37712.1 | 37080.9 | 9289.19
7643 | 3.6105 | 7681.19 | 3.6071 | 5689.9 | 2.359 | 3341.56 | 2.8621 | 1445.33 | 3.2084 | 0 | 1445.33 | 0 | 2.6012 | 373.828 | 1827.54 | 2.67 | 32004.1 | 28453.7 | 5952.49
7644 | 3.855 | 7191.41 | 3.863 | 27929.5 | 3.0695 | 4514.51 | 2.6429 | 1385.42 | 2.9834 | 0 | 1385.42 | 0 | 2.7728 | 0 | 2313.93 | 2.968 | 23197.9 | 25105.3 | 2008.73
7645 | 2.2699 | 12087.5 | 3.7844 | 35580.8 | 2.1138 | 4090.9 | 3.1068 | 1877.43 | 3.4272 | 0 | 1877.43 | 0 | 2.8552 | 0 | 1477.75 | 2.9628 | 12797.9 | 30557.5 | 0
7646 | 3.3351 | 22282.9 | 3.3891 | 32339.6 | 2.2158 | 2108.4 | 1.7653 | 2701.57 | 3.12 | 0 | 2701.57 | 0 | 2.2339 | 0 | 2482.94 | 2.62 | 7475.56 | 32234.9 | 0
7647 | 2.5942 | 25677.3 | 2.6723 | 28640.9 | 1.5444 | 1819.9 | 1.0934 | 6313.58 | 2.5276 | 0 | 6313.58 | 0 | 1.589 | 0 | 4625.81 | 1.9814 | 3399.72 | 32075.2 | 1118.63
7648 | 1.5297 | 23177.4 | 1.6549 | 17549.2 | 0.8311 | 3273.03 | 0.60063 | 4964.7 | 1.6417 | 0 | 4964.7 | 0 | 0.97233 | 0 | 13213.7 | 0.65863 | 392.61 | 32066.1 | 0
7649 | 0.29673 | 31011.7 | 0.43761 | 12306.8 | 0 | 5408.5 | 0.051185 | 11989.1 | 0.53247 | 0 | 11989.1 | 943.8 | 0.2449 | 0 | 16859.1 | 0.037376 | 1595.79 | 35236.7 | 0
7650 | 0 | 32111.9 | 0 | 2958.18 | 0 | 8528.98 | 0 | 21977.5 | 0 | 0 | 21977.5 | 8180.43 | 0 | 6370.54 | 18302.4 | 0 | 3240.05 | 37271.4 | 0
7651 | 0 | 32978.9 | 0 | 0 | 0 | 9094.72 | 0 | 17758.6 | 0 | 1930.43 | 17758.6 | 2058.24 | 0 | 15013.4 | 21799.1 | 0 | 0 | 35544.4 | 0
7652 | 0 | 38606.8 | 0 | 696.313 | 0 | 540.576 | 0 | 5848.83 | 0 | 0 | 5848.83 | 0 | 0 | 8439.41 | 16747.9 | 0 | 0 | 37185.8 | 0
7653 | 0 | 37963.1 | 0 | 169.048 | 0 | 0 | 0 | 6560.7 | 0 | 0 | 6560.7 | 0 | 0 | 3715.03 | 20033.8 | 0 | 0 | 38396.4 | 0
7654 | 0 | 39604.8 | 0 | 3145.65 | 0 | 0 | 0 | 10354.1 | 0 | 0 | 10354.1 | 0 | 0 | 7490.51 | 25163.4 | 0 | 0 | 38964.3 | 7065.1
7655 | 0 | 39996.4 | 0 | 4351.09 | 0 | 0 | 0 | 12675 | 0 | 0 | 12675 | 0 | 0 | 0 | 28747 | 0 | 2400.92 | 37552.8 | 1031.62
7656 | 0 | 39561.8 | 0 | 3056.92 | 0 | 2464.08 | 0 | 9460.77 | 0 | 985.507 | 9460.77 | 0 | 0 | 0 | 35074.4 | 0 | 12304.4 | 37915.8 | 0
7657 | 0 | 37017.7 | 0 | 743.739 | 0 | 865.103 | 0 | 6070.66 | 0 | 0 | 6070.66 | 0 | 0 | 0 | 25755.7 | 0 | 15188.3 | 39357.8 | 0
7658 | 0 | 39696.7 | 0 | 2071.83 | 0 | 4378.29 | 0 | 8455.97 | 0 | 0 | 8455.97 | 0 | 0 | 0 | 38350.9 | 0 | 9223.79 | 39361.5 | 2085.44
7659 | 0 | 40053.4 | 0 | 4268.9 | 0 | 6194.12 | 0 | 8834.47 | 0 | 0 | 8834.47 | 0 | 0 | 0 | 39356.7 | 0 | 7018.21 | 39031.9 | 13404.2
7660 | 0 | 40053.4 | 0 | 5507.06 | 0 | 14157.1 | 0 | 1907.08 | 0 | 991.91 | 1907.08 | 0 | 0 | 0 | 38926.9 | 0 | 6743.44 | 37194.9 | 20330.4
7661 | 0 | 40053.4 | 0 | 9280.85 | 0 | 20477 | 0 | 1387.83 | 0 | 393.066 | 1387.83 | 0 | 0 | 331.851 | 38363.6 | 0 | 6107.6 | 33359.3 | 18052.9
7662 | 0 | 40053.4 | 0 | 10279.4 | 0 | 14603.4 | 0 | 1677.78 | 0 | 658.845 | 1677.78 | 0 | 0 | 2704.98 | 34091.7 | 0 | 5497.37 | 27213.3 | 15973.1
7663 | 0 | 40053.4 | 0 | 11896.4 | 0 | 5423.48 | 0 | 1548.1 | 0 | 1155.65 | 1548.1 | 0 | 0 | 11878.4 | 29548.6 | 0 | 11848.7 | 28545.6 | 10080.5
7664 | 0.79258 | 39911.3 | 0.091704 | 11110.2 | 0.2152 | 12993.9 | 0 | 0 | 0.46195 | 1384.57 | 0 | 0 | 0.43182 | 21976.4 | 22141.7 | 0 | 5498.13 | 32317.8 | 15157.6
7665 | 1.9728 | 38072.6 | 1.2382 | 12686.9 | 1.0174 | 11330.6 | 0.025152 | 0 | 1.5971 | 3808.51 | 0 | 0 | 1.5566 | 32141.5 | 19735.7 | 0.49754 | 3823.55 | 12236.4 | 11617.6
7666 | 2.8527 | 30995.6 | 0.9901 | 1925.61 | 1.1179 | 7737.21 | 0.84627 | 0 | 2.525 | 920.927 | 0 | 0 | 2.4594 | 35670.6 | 20070.6 | 0.35813 | 6609.54 | 7477.55 | 1330.35
7667 | 3.4161 | 39367.3 | 0.22944 | 1374.63 | 2.2873 | 5679.46 | 1.8662 | 0 | 3.1402 | 0 | 0 | 0 | 3.0364 | 38194.4 | 11691.2 | 0.49259 | 5340.82 | 4917.99 | 0
7668 | 3.6767 | 38330.8 | 4.155 | 7530.93 | 1.7386 | 6892.43 | 2.2722 | 0 | 3.414 | 0 | 0 | 0 | 3.3173 | 35395.6 | 5336.98 | 0.49471 | 5620.42 | 7123.11 | 790.871
7669 | 2.7199 | 39896.2 | 4.1522 | 11816 | 2.0811 | 10117.4 | 0.11251 | 0 | 3.4128 | 0 | 0 | 0 | 3.3142 | 27754.6 | 6119.89 | 0.30856 | 11312.2 | 7021.62 | 0
7670 | 2.0494 | 40053.4 | 3.7453 | 10181.9 | 2.3306 | 12451.7 | 0.23606 | 2905.08 | 3.1274 | 0 | 2905.08 | 0 | 3.0258 | 9964.92 | 7108.87 | 0.17896 | 13542.8 | 12111.5 | 893.701
7671 | 1.5208 | 39713.2 | 2.9891 | 14690.1 | 0.57888 | 23660.4 | 0.29558 | 4586.55 | 2.5528 | 0 | 4586.55 | 0 | 2.4502 | 5954.28 | 8476.24 | 0.11954 | 16445.3 | 20028.7 | 1750.35
7672 | 1.4591 | 38755.9 | 1.882 | 8970.15 | 0.024486 | 22948.4 | 0.15336 | 6040.75 | 1.6587 | 0 | 6040.75 | 0 | 1.5775 | 5302.22 | 4756.44 | 0.036245 | 14595.8 | 22239.8 | 1797.77
7673 | 0.24335 | 34276.8 | 0.52214 | 7033.45 | 0 | 2815.34 | 0.014951 | 8791.73 | 0.56096 | 0 | 8791.73 | 0 | 0.4483 | 7420.78 | 5701.7 | 0 | 12427.2 | 17630.6 | 1570.62
7674 | 0 | 32176.5 | 0 | 13516 | 0 | 361.258 | 0 | 11771.8 | 0 | 0 | 11771.8 | 0 | 0 | 15175.4 | 5071.63 | 0 | 10466.2 | 13216.8 | 1384.88
7675 | 0 | 30812 | 0 | 23074 | 0 | 1523.07 | 0 | 14231.6 | 0 | 686.701 | 14231.6 | 0 | 0 | 14035.4 | 4184.13 | 0 | 15352 | 29011.6 | 0
7676 | 0 | 38197.4 | 0 | 36166.8 | 0 | 6274.71 | 0 | 18941.3 | 0 | 1720.6 | 18941.3 | 0 | 0 | 7102.21 | 1265.61 | 0 | 14238.5 | 28067.3 | 0
7677 | 0 | 39536.5 | 0 | 36758 | 0 | 0 | 0 | 9091.96 | 0 | 0 | 9091.96 | 0 | 0 | 3012.76 | 0 | 0 | 9945.76 | 34995.1 | 1841.54
7678 | 0 | 39979.1 | 0 | 34457.7 | 0 | 10119.8 | 0 | 7769.45 | 0 | 1401.95 | 7769.45 | 0 | 0 | 3973.56 | 0 | 0 | 10973.4 | 38540 | 0
7679 | 0 | 39888.8 | 0 | 27767.6 | 0 | 3285.12 | 0 | 7993.41 | 0 | 0 | 7993.41 | 620.046 | 0 | 2902.58 | 0 | 0 | 11906 | 38319.9 | 0
7680 | 0 | 39689.2 | 0 | 29250.8 | 0 | 3977.87 | 0 | 16588.8 | 0 | 1022.49 | 16588.8 | 0 | 0 | 11954.2 | 0 | 0 | 15908.9 | 39275.4 | 0
7681 | 0 | 39588 | 0 | 30048.3 | 0 | 2000.72 | 0 | 11095.8 | 0 | 1096.29 | 11095.8 | 0 | 0 | 37662.4 | 0 | 0 | 18845.9 | 36389.1 | 1471.91
7682 | 0 | 39105.2 | 0 | 30959.3 | 0 | 413.907 | 0 | 6195.41 | 0 | 0 | 6195.41 | 2593.55 | 0 | 39924.8 | 0 | 0 | 17976.6 | 25175.7 | 5844.33
7683 | 0 | 39600.3 | 0 | 30857 | 0 | 0 | 0 | 10873 | 0 | 0 | 10873 | 1537.12 | 0 | 36934 | 0 | 0 | 12703.1 | 18054.5 | 4722.41
7684 | 0 | 39792.8 | 0 | 27491.5 | 0 | 0 | 0 | 6735.82 | 0 | 0 | 6735.82 | 5610.78 | 0 | 21444.9 | 4346.91 | 0 | 8338.45 | 25196.7 | 949.912
7685 | 0 | 39829.9 | 0 | 29795.7 | 0 | 0 | 0 | 6698.87 | 0 | 0 | 6698.87 | 4182.67 | 0 | 31108.5 | 4687.21 | 0 | 5964.84 | 31664.9 | 5629.02
7686 | 0 | 39003.3 | 0 | 29131.8 | 0 | 0 | 0 | 8998.75 | 0 | 0 | 8998.75 | 3341.63 | 0 | 10571.7 | 5929.19 | 0 | 4165.73 | 36491.8 | 14351.5
7687 | 0 | 36504.3 | 0 | 28323.9 | 0 | 0 | 0 | 12352.9 | 0 | 0 | 12352.9 | 2557.32 | 0 | 9741.75 | 8997.66 | 0 | 1957.6 | 31622.3 | 2634
7688 | 0.79684 | 39395.1 | 1.0306 | 34626.7 | 1.1242 | 0 | 0.33226 | 16757.3 | 0.52154 | 0 | 16757.3 | 166.477 | 0.47878 | 9210.54 | 13254.7 | 0 | 1103.51 | 14681.5 | 1170.11
7689 | 1.9993 | 37965.8 | 2.3216 | 18472.8 | 2.1597 | 0 | 1.5471 | 20090.7 | 1.7177 | 0 | 20090.7 | 610.489 | 1.6571 | 8656.2 | 18846.4 | 0.11847 | 0 | 6968.89 | 10677
7690 | 2.8857 | 27371.5 | 3.3081 | 16560.1 | 2.9092 | 0 | 2.4674 | 18366.1 | 2.6546 | 0 | 18366.1 | 0 | 2.5666 | 9632.58 | 18738 | 0.99729 | 0 | 1906.24 | 4362.79
7691 | 3.439 | 20217 | 3.9378 | 8246.92 | 3.3186 | 831.423 | 3.0309 | 25785.7 | 3.2203 | 0 | 25785.7 | 0 | 3.1165 | 14354.6 | 15772.2 | 0.49133 | 0 | 0 | 1484.12
7692 | 3.6733 | 6905.98 | 4.1945 | 7443.57 | 2.7561 | 3086.46 | 3.2842 | 22662.2 | 3.4849 | 0 | 22662.2 | 4595.3 | 3.3739 | 20423.8 | 17014.7 | 0.63895 | 42.9371 | 691.896 | 1144.45
7693 | 3.5903 | 6081.63 | 4.117 | 7843.63 | 2.0484 | 6955.97 | 3.2208 | 26187.8 | 2.905 | 0 | 26187.8 | 3836.25 | 2.8438 | 13248.5 | 21633.3 | 0.39526 | 2262.54 | 1827.26 | 143.117
7694 | 3.1944 | 6341.04 | 3.6967 | 7877.69 | 0.083473 | 6913.91 | 2.9142 | 28654.9 | 3.148 | 0 | 28654.9 | 3877.64 | 2.5535 | 15545.1 | 27872.3 | 0.20841 | 3682.57 | 0 | 590.009
7695 | 2.4785 | 5007.47 | 2.9493 | 9348.91 | 1.3376 | 16613.5 | 2.2453 | 26612 | 2.5543 | 0 | 26612 | 10775.4 | 2.4757 | 23519.9 | 31729.5 | 2.0266 | 4277.5 | 835.099 | 164.113
7696 | 1.4434 | 4855.6 | 1.8547 | 10451 | 0.67848 | 18929.8 | 1.2893 | 19633.3 | 1.6565 | 0 | 19633.3 | 10686.9 | 1.5773 | 7630.01 | 30126.4 | 1.0841 | 4620.96 | 1258.01 | 0
7697 | 0.23403 | 2959.24 | 0.50289 | 27043.3 | 0 | 1171.69 | 0.18013 | 25329.6 | 0.54519 | 0 | 25329.6 | 14377.8 | 0.43355 | 2613.76 | 35599.1 | 0 | 7075.77 | 3114.5 | 58.9977
7698 | 0 | 1088.35 | 0 | 29058.7 | 0 | 694.04 | 0 | 23531.8 | 0 | 2124.9 | 23531.8 | 13714.2 | 0 | 4334.19 | 35988.8 | 0 | 10608.3 | 5766.15 | 358.27
7699 | 0 | 0 | 0 | 31542.6 | 0 | 742.921 | 0 | 30427.3 | 0 | 5847.45 | 30427.3 | 20592.2 | 0 | 8696.61 | 37233.9 | 0 | 5427.91 | 19193.4 | 0
7700 | 0 | 0 | 0 | 27277.4 | 0 | 8563.26 | 0 | 24701.3 | 0 | 10064.8 | 24701.3 | 17022.5 | 0 | 9225.94 | 38920.6 | 0 | 3745.44 | 10542.8 | 0
7701 | 0 | 0 | 0 | 35539.5 | 0 | 9895.36 | 0 | 38150.8 | 0 | 7755.25 | 38150.8 | 12117.6 | 0 | 9740.21 | 37372.2 | 0 | 626.9 | 13766.4 | 0
7702 | 0 | 0 | 0 | 39105.9 | 0 | 0 | 0 | 39353.8 | 0 | 18257.9 | 39353.8 | 8556.43 | 0 | 39944.7 | 36878.6 | 0 | 1083.14 | 28764.5 | 0
7703 | 0 | 5774.52 | 0 | 36790.5 | 0 | 0 | 0 | 39460.5 | 0 | 26032 | 39460.5 | 2214.69 | 0 | 39614.9 | 36101.1 | 0 | 97.2462 | 39510.7 | 0
7704 | 0 | 26332.6 | 0 | 39154 | 0 | 0 | 0 | 39411.4 | 0 | 27811 | 39411.4 | 3490.24 | 0 | 39577.9 | 30438.4 | 0 | 940.998 | 39338.4 | 0
7705 | 0 | 38838.3 | 0 | 39895.8 | 0 | 726.946 | 0 | 39100.3 | 0 | 26343.4 | 39100.3 | 2819.56 | 0 | 40053.4 | 34135.4 | 0 | 1388.75 | 39584.3 | 0
7706 | 0 | 37510.8 | 0 | 39530 | 0 | 0 | 0 | 39754.2 | 0 | 31070.4 | 39754.2 | 14729.5 | 0 | 40053.4 | 34722.7 | 0 | 2798.9 | 40053.4 | 1066.2
7707 | 0 | 39144 | 0 | 39439 | 0 | 0 | 0 | 13350.2 | 0 | 35258.5 | 13350.2 | 35650.2 | 0 | 40053.4 | 27092.8 | 0 | 4001.26 | 40048.2 | 2426.63
7708 | 0 | 39526.6 | 0 | 38846.4 | 0 | 0 | 0 | 14216.2 | 0 | 37452.9 | 14216.2 | 9711.57 | 0 | 40053.4 | 33163.4 | 0 | 2803.91 | 39656.8 | 5420.66
7709 | 0 | 39412.4 | 0 | 38865.3 | 0 | 0 | 0 | 40053.4 | 0 | 35374.7 | 40053.4 | 8000.45 | 0 | 40053.4 | 29698.6 | 0 | 3652.16 | 38430.3 | 1429.68
7710 | 0 | 36348.2 | 0 | 36819.7 | 0 | 0 | 0 | 31416.1 | 0 | 20800.1 | 31416.1 | 9229.52 | 0 | 40053.4 | 28492.7 | 0 | 4659.73 | 35331 | 0
7711 | 0 | 26855.6 | 0 | 33459.7 | 0 | 0 | 0 | 17220.8 | 0 | 29288.9 | 17220.8 | 9568.39 | 0 | 40053.4 | 25095.7 | 0 | 3290.47 | 36195.6 | 0
7712 | 0.74262 | 30469 | 1.0152 | 34784.3 | 1.1132 | 0 | 0.0073522 | 32845.1 | 0.41323 | 6801.05 | 32845.1 | 39437 | 0.34946 | 40027.4 | 24461.3 | 0 | 3136.24 | 37555.1 | 0
7713 | 1.9491 | 29601.6 | 2.3181 | 31933.1 | 2.1526 | 0 | 0.056392 | 32949.3 | 1.5028 | 7805.77 | 32949.3 | 37656.4 | 0.56858 | 39789.9 | 19694.4 | 0.056269 | 428.483 | 35179.2 | 720.608
7714 | 2.8697 | 8685.34 | 3.2972 | 37798.6 | 2.8742 | 0 | 0.10405 | 32504.5 | 2.3931 | 4574.57 | 32504.5 | 36762.3 | 2.0973 | 39243.7 | 17248 | 0.13451 | 0 | 16169.9 | 1003.07
7715 | 3.4496 | 6990.07 | 3.9228 | 33838.9 | 3.2575 | 0 | 0.056071 | 36973.3 | 2.9676 | 4091.49 | 36973.3 | 27633.9 | 2.8247 | 38983.6 | 14130.3 | 0.43542 | 3778.58 | 12678.7 | 0
7716 | 3.6921 | 12916.2 | 4.1926 | 26748.1 | 3.3534 | 3965.28 | 0.055682 | 16787.6 | 3.2418 | 7157.01 | 16787.6 | 27451 | 2.0252 | 33691.7 | 10347.3 | 0.74799 | 9383.34 | 10437.5 | 0
7717 | 3.599 | 24304.1 | 4.1224 | 15256.7 | 3.2163 | 6507.73 | 0.36732 | 8063.27 | 2.5626 | 7383.9 | 8063.27 | 38370 | 2.1144 | 17020.2 | 7424.63 | 1.3313 | 15103 | 11767.4 | 0
7718 | 3.2033 | 31953.9 | 3.7068 | 5792.88 | 2.7512 | 20277.9 | 0.44894 | 23697.2 | 2.1503 | 3915.42 | 23697.2 | 39736.6 | 1.9334 | 16428.1 | 7016.57 | 1.3186 | 21096.8 | 11103.4 | 0
7719 | 2.4841 | 24096.8 | 2.9552 | 1955.41 | 1.9762 | 15468.9 | 0.15866 | 23482.9 | 1.8069 | 7751.06 | 23482.9 | 39769.1 | 1.8724 | 13378.1 | 5692.67 | 2.1518 | 34995 | 6740.55 | 0
7720 | 1.4424 | 15934.1 | 1.8628 | 1277.45 | 0.9158 | 3248.28 | 0.078836 | 30098.6 | 1.0789 | 5639.83 | 30098.6 | 39959.6 | 1.1176 | 15585.1 | 3215.52 | 1.169 | 38471.4 | 4619.58 | 0
7721 | 0.21866 | 19419.1 | 0.50468 | 790.967 | 0 | 4676.81 | 0.0072215 | 14284.8 | 0.30247 | 5285.43 | 14284.8 | 39271.9 | 0.26016 | 21296.9 | 1859.73 | 0 | 39298.7 | 7575.97 | 0
7722 | 0 | 20781 | 0 | 827.249 | 0 | 1705.96 | 0 | 11691.3 | 0 | 24812.8 | 11691.3 | 39447.3 | 0 | 24201.4 | 966.412 | 0 | 39602.4 | 11490 | 0
7723 | 0 | 22077.6 | 0 | 842.503 | 0 | 56.3215 | 0 | 4468.09 | 0 | 34951.7 | 4468.09 | 36139.2 | 0 | 26594.8 | 293.088 | 0 | 39434.5 | 17572.3 | 2971.57
7724 | 0 | 35555.1 | 0 | 0 | 0 | 10228.5 | 0 | 1043.35 | 0 | 39282.4 | 1043.35 | 31925.9 | 0 | 21582.8 | 0 | 0 | 39286.9 | 15238.4 | 19436.9
7725 | 0 | 37472.9 | 0 | 0 | 0 | 11140.3 | 0 | 29693.4 | 0 | 38370.9 | 29693.4 | 39729.6 | 0 | 16827.6 | 0 | 0 | 39130.1 | 21644.3 | 28067.8
7726 | 0 | 36858 | 0 | 1779.57 | 0 | 11528.9 | 0 | 26666.6 | 0 | 39659.1 | 26666.6 | 37634.6 | 0 | 18688.5 | 0 | 0 | 39573.8 | 20040.3 | 26149.7
7727 | 0 | 37498.5 | 0 | 3313.12 | 0 | 7220.31 | 0 | 36949.4 | 0 | 39722.3 | 36949.4 | 40046.9 | 0 | 16710.4 | 0 | 0 | 39899.4 | 31754.8 | 12453.6
7728 | 0 | 39599.7 | 0 | 6122.37 | 0 | 5313.84 | 0 | 29169.5 | 0 | 35456.9 | 29169.5 | 28186.1 | 0 | 15541.3 | 0 | 0 | 40053.4 | 26773.5 | 17850.6
7729 | 0 | 39902.7 | 0 | 15046.8 | 0 | 2635.39 | 0 | 39412.5 | 0 | 36605 | 39412.5 | 30977.7 | 0 | 10826.3 | 846.156 | 0 | 40053.4 | 27270.4 | 31237
7730 | 0 | 39617.1 | 0 | 22353.6 | 0 | 5789.79 | 0 | 39184.8 | 0 | 39796.4 | 39184.8 | 32918 | 0 | 8594.97 | 4081.74 | 0 | 40053.4 | 29544 | 29469.4
7731 | 0 | 39462.1 | 0 | 26460.9 | 0 | 721.871 | 0 | 40053.4 | 0 | 33506.1 | 40053.4 | 20225.2 | 0 | 6673.24 | 9929.28 | 0 | 40053.4 | 23818.3 | 30536.3
7732 | 0 | 39657.6 | 0 | 19331.2 | 0 | 0 | 0 | 39825.8 | 0 | 30872.1 | 39825.8 | 15933 | 0 | 4287.68 | 18155.6 | 0 | 40053.4 | 23641.8 | 35625.9
7733 | 0 | 39702.6 | 0 | 9725.06 | 0 | 2427.33 | 0 | 39743.2 | 0 | 40053.4 | 39743.2 | 25476 | 0 | 3052.46 | 23949.4 | 0 | 40053.4 | 21163.1 | 32734.9
7734 | 0 | 39672.8 | 0 | 7130.35 | 0 | 6744.97 | 0 | 39350.4 | 0 | 5731.05 | 39350.4 | 11924.7 | 0 | 2348.37 | 28665.2 | 0 | 40053.4 | 19120.3 | 28734.1
7735 | 0 | 39565 | 0 | 4781.46 | 0 | 15601.4 | 0 | 39715.8 | 0 | 35948.9 | 39715.8 | 17898.9 | 0 | 2550.06 | 30074.8 | 0 | 40053.4 | 14700.8 | 18091
7736 | 0.79738 | 39553.4 | 0.62257 | 2589.53 | 0.86921 | 6941.34 | 0.015013 | 39519.2 | 0.46458 | 39572.7 | 39519.2 | 23686.7 | 0.38596 | 2087.41 | 28011.4 | 0 | 40053.4 | 6115.67 | 10909.8
7737 | 2.0139 | 39048.2 | 2.2402 | 3370.21 | 2.205 | 6757.58 | 0.11879 | 39921.6 | 1.6308 | 15318.8 | 39921.6 | 39837.5 | 1.56 | 1740.71 | 30865.4 | 0.17824 | 40053.4 | 4652.29 | 9744.94
7738 | 2.8985 | 27767.1 | 2.5884 | 1915.85 | 2.9693 | 1519.1 | 0.21964 | 38158.7 | 2.6015 | 13656.4 | 38158.7 | 9643.05 | 2.5007 | 3895.31 | 34816.2 | 1.025 | 40053.4 | 3076.68 | 241.225
7739 | 3.4186 | 29359.7 | 3.1899 | 3165.78 | 3.3963 | 3505.6 | 0.41337 | 34594.4 | 3.2132 | 4428.81 | 34594.4 | 0 | 3.0747 | 3517.3 | 30165.2 | 1.5276 | 40053.4 | 1222.28 | 0
7740 | 3.6438 | 19509.3 | 3.669 | 7483.75 | 3.5281 | 1791.11 | 0.9675 | 15047.9 | 3.5002 | 4976.49 | 15047.9 | 6420.37 | 3.3462 | 4581.5 | 25028.8 | 0.73466 | 40053.4 | 0 | 0
7741 | 3.5631 | 9954.49 | 3.396 | 5889.39 | 3.3334 | 778.274 | 1.141 | 2834.08 | 3.4876 | 7661.51 | 2834.08 | 10876.6 | 3.3321 | 2783.26 | 32484.6 | 1.7859 | 40053.4 | 0 | 0
7742 | 3.1813 | 5338.09 | 3.0459 | 3149.57 | 1.9662 | 2000.6 | 0.3136 | 4295.43 | 3.1866 | 8256.4 | 4295.43 | 5326.22 | 3.0427 | 2995.19 | 34999.4 | 1.392 | 40053.4 | 0 | 0
7743 | 2.4625 | 12760.4 | 1.479 | 2233.8 | 1.6607 | 6743.48 | 0.6717 | 5063.32 | 2.5993 | 6686.24 | 5063.32 | 3774.82 | 0.92267 | 3368.38 | 33238.3 | 1.0877 | 40053.4 | 0 | 0
7744 | 1.4383 | 21714 | 1.27 | 612.461 | 0.49273 | 9065.15 | 0.32764 | 4645.53 | 1.6896 | 7435.84 | 4645.53 | 1494.89 | 1.5532 | 2483.31 | 38434.5 | 0.39824 | 40053.4 | 0 | 0
7745 | 0.22098 | 11623.2 | 0.28361 | 0 | 0 | 6596.38 | 0.028253 | 2892.23 | 0.54735 | 6375.3 | 2892.23 | 998.44 | 0.39776 | 2401.34 | 39442.5 | 0 | 40053.4 | 0 | 0
7746 | 0 | 10092.8 | 0 | 0 | 0 | 1812.62 | 0 | 7075.08 | 0 | 11706.2 | 7075.08 | 3058.71 | 0 | 1784.39 | 39975.9 | 0 | 40053.4 | 0 | 0
7747 | 0 | 8514.68 | 0 | 0 | 0 | 1506.44 | 0 | 20045.3 | 0 | 15254 | 20045.3 | 13383.8 | 0 | 1789.16 | 40053.4 | 0 | 40053.4 | 0 | 10459.3
7748 | 0 | 14236 | 0 | 69.714 | 0 | 0 | 0 | 19726.1 | 0 | 18029.5 | 19726.1 | 4017.35 | 0 | 3048.93 | 40053.4 | 0 | 40053.4 | 0 | 15442.8
7749 | 0 | 34042.4 | 0 | 756.532 | 0 | 0 | 0 | 13957 | 0 | 22245.3 | 13957 | 5039.4 | 0 | 4991.59 | 40053.4 | 0 | 40053.4 | 0 | 22440.7
7750 | 0 | 38965.6 | 0 | 911.598 | 0 | 0 | 0 | 6220.61 | 0 | 14280.6 | 6220.61 | 3228.81 | 0 | 6531.27 | 40053.4 | 0 | 40053.4 | 1389.57 | 21622.9
7751 | 0 | 37195.4 | 0 | 3083.5 | 0 | 0 | 0 | 5486.9 | 0 | 22089.4 | 5486.9 | 0 | 0 | 4414.6 | 40053.4 | 0 | 40053.4 | 4794.55 | 3165.07
7752 | 0 | 30012.1 | 0 | 4161.64 | 0 | 0 | 0 | 13673.7 | 0 | 16473.6 | 13673.7 | 0 | 0 | 1773.67 | 40053.4 | 0 | 40053.4 | 23349.4 | 0
7753 | 0 | 24844.2 | 0 | 3767.69 | 0 | 0 | 0 | 8930.77 | 0 | 14307.4 | 8930.77 | 0 | 0 | 758.768 | 40053.4 | 0 | 40053.4 | 39057.1 | 0
7754 | 0 | 19194.4 | 0 | 3823.09 | 0 | 0 | 0 | 4751.93 | 0 | 10626.1 | 4751.93 | 0 | 0 | 285.535 | 40053.4 | 0 | 40053.4 | 40050.7 | 0
7755 | 0 | 39895.8 | 0 | 1975.32 | 0 | 0 | 0 | 5508.83 | 0 | 10432.1 | 5508.83 | 0 | 0 | 1009.92 | 40053.4 | 0 | 40050.2 | 40053.4 | 293.377
7756 | 0 | 33986 | 0 | 2797 | 0 | 0 | 0 | 5995.82 | 0 | 16626.1 | 5995.82 | 1553.32 | 0 | 452.507 | 40053.4 | 0 | 40053.4 | 40053.4 | 1700.07
7757 | 0 | 25607.2 | 0 | 9638.25 | 0 | 0 | 0 | 11371 | 0 | 13741.5 | 11371 | 0 | 0 | 381.25 | 40053.4 | 0 | 40053.4 | 39875.3 | 8786.8
7758 | 0 | 26495.2 | 0 | 17375.2 | 0 | 0 | 0 | 5020.63 | 0 | 13418.8 | 5020.63 | 1277.7 | 0 | 883.057 | 40032.6 | 0 | 40053.4 | 39472.9 | 22149.9
7759 | 0 | 27987.6 | 0 | 26565.7 | 0 | 123.639 | 0 | 5846.21 | 0 | 16796.7 | 5846.21 | 1679.57 | 0 | 2082.97 | 39759.3 | 0 | 39863.5 | 39020.9 | 8913.9
7760 | 0.5147 | 26219 | 0.90658 | 33886.8 | 0.67265 | 0 | 0.04497 | 5226.26 | 0.47432 | 19972.8 | 5226.26 | 0 | 0.40319 | 2215.08 | 38501.9 | 0 | 39259 | 39408.7 | 1875.89
7761 | 1.5029 | 15407 | 2.1156 | 35001.1 | 1.6451 | 8409.32 | 0.39804 | 4248.78 | 1.6922 | 17234.4 | 4248.78 | 0 | 1.6157 | 2415.4 | 38674 | 0.14742 | 39507.5 | 39259.9 | 0
7762 | 0.48188 | 12619.6 | 3.0208 | 36511.8 | 2.3674 | 4920.29 | 0.73678 | 214.429 | 2.6195 | 11626.1 | 214.429 | 0 | 2.5089 | 2100.24 | 36014.7 | 0.74492 | 39670.5 | 38651.1 | 0
7763 | 0.66109 | 11723 | 3.5916 | 29940.2 | 2.8578 | 5659.01 | 2.4133 | 0 | 3.1971 | 8534.91 | 0 | 0 | 3.0786 | 1297.18 | 27579.3 | 1.054 | 39318.9 | 36110 | 0
7764 | 2.8455 | 23329.1 | 3.8358 | 22423.2 | 2.5666 | 8037.71 | 3.1711 | 0 | 3.4744 | 7948.88 | 0 | 908.23 | 3.3392 | 0 | 19720 | 0.91272 | 39830.9 | 33870.6 | 0
7765 | 2.2208 | 39132.8 | 3.7591 | 27064.2 | 2.218 | 6777.7 | 2.645 | 0 | 3.448 | 9128.26 | 0 | 1333.75 | 3.3289 | 0 | 12125.6 | 1.7014 | 40053.4 | 35283.5 | 0
7766 | 0.60789 | 39385.3 | 2.2224 | 28661.3 | 1.5245 | 11358.2 | 2.6643 | 1987.87 | 3.1403 | 9064.8 | 1987.87 | 3130.96 | 3.0196 | 0 | 8946.71 | 1.8842 | 40053.4 | 32824.2 | 0
7767 | 0.17266 | 39437.9 | 1.672 | 28434.7 | 0.7892 | 6602.74 | 1.7132 | 404.468 | 2.5886 | 8719.82 | 404.468 | 3897.44 | 2.4555 | 0 | 6772.66 | 1.0882 | 40053.4 | 31799.9 | 0
7768 | 0.24518 | 38125.2 | 1.651 | 25459.7 | 0.22895 | 7747.68 | 1.2702 | 3856.32 | 1.7015 | 6566.49 | 3856.32 | 6065.18 | 1.5577 | 0 | 5514.86 | 0.88398 | 40053.4 | 30319.4 | 0
7769 | 0.024348 | 31189.2 | 0.41277 | 19122.2 | 0 | 7147.59 | 0.16866 | 4889.6 | 0.55419 | 6280.95 | 4889.6 | 8519.02 | 0.38899 | 0 | 6502.88 | 0 | 40053.4 | 32392.7 | 326.465
7770 | 0 | 22569.2 | 0 | 10118.6 | 0 | 0 | 0 | 5837.04 | 0 | 4951.12 | 5837.04 | 8468.06 | 0 | 0 | 11322.9 | 0 | 40053.4 | 34213.3 | 761.662
7771 | 0 | 13927.9 | 0 | 4652.19 | 0 | 0 | 0 | 6880.25 | 0 | 13826.3 | 6880.25 | 16136.4 | 0 | 0 | 23793.3 | 0 | 40053.4 | 38858.4 | 1979.8
7772 | 0 | 17651 | 0 | 2305.76 | 0 | 0 | 0 | 4106.13 | 0 | 14006.4 | 4106.13 | 18932.2 | 0 | 0 | 27263.2 | 0 | 40053.4 | 39514.8 | 10373.6
7773 | 0 | 11980.3 | 0 | 0 | 0 | 0 | 0 | 4702.93 | 0 | 12201.8 | 4702.93 | 13144 | 0 | 0 | 29504.3 | 0 | 39668.4 | 40053.4 | 19276.5
7774 | 0 | 7219.25 | 0 | 0 | 0 | 0 | 0 | 4818.48 | 0 | 12412.4 | 4818.48 | 5205.99 | 0 | 0 | 28042.9 | 0 | 38906.5 | 40053.4 | 24969.6
7775 | 0 | 6730.25 | 0 | 0 | 0 | 0 | 0 | 7543.29 | 0 | 6518.41 | 7543.29 | 3803.38 | 0 | 0 | 0 | 0 | 34663.6 | 40053.4 | 38079.9
7776 | 0 | 11888.9 | 0 | 8612.03 | 0 | 0 | 0 | 7032.07 | 0 | 6521.34 | 7032.07 | 875.834 | 0 | 0 | 0 | 0 | 24125.7 | 40053.4 | 39600.7
7777 | 0 | 11302.5 | 0 | 10125 | 0 | 0 | 0 | 9368.49 | 0 | 10585.8 | 9368.49 | 0 | 0 | 0 | 5927.55 | 0 | 10916.7 | 40053.4 | 39766.2
7778 | 0 | 19453.6 | 0 | 12005.9 | 0 | 0 | 0 | 10373.8 | 0 | 7511.84 | 10373.8 | 0 | 0 | 0 | 8328.63 | 0 | 8692.72 | 40053.4 | 39479.4
7779 | 0 | 26748.3 | 0 | 13817 | 0 | 0 | 0 | 13575.9 | 0 | 8483.29 | 13575.9 | 0 | 0 | 0 | 11337.9 | 0 | 11034.2 | 40053.4 | 37990.7
7780 | 0 | 31797.8 | 0 | 19233.4 | 0 | 3973.01 | 0 | 11723.1 | 0 | 11630.8 | 11723.1 | 0 | 0 | 0 | 14910.4 | 0 | 15901.8 | 39856.8 | 36791.2
7781 | 0 | 31154.5 | 0 | 26070.5 | 0 | 17658.9 | 0 | 11953.9 | 0 | 7584.15 | 11953.9 | 0 | 0 | 0 | 17421.1 | 0 | 15481.4 | 39581.3 | 36214.5
7782 | 0 | 27588.4 | 0 | 22619.6 | 0 | 24352.3 | 0 | 7176.31 | 0 | 7135.17 | 7176.31 | 0 | 0 | 0 | 19919.1 | 0 | 15026.8 | 39307.2 | 35364.4
7783 | 0 | 23853.3 | 0 | 18886.7 | 0 | 29582.7 | 0 | 1268.98 | 0 | 9935.88 | 1268.98 | 0 | 0 | 0 | 24281.5 | 0 | 21433.3 | 39112.2 | 33383.3
7784 | 0.21607 | 19474.5 | 0.85126 | 17422 | 0.73999 | 37047.9 | 0.2394 | 671.211 | 0.2777 | 20767.3 | 671.211 | 0 | 0.34861 | 701.925 | 27223 | 0 | 12287.5 | 37884.8 | 33856.7
7785 | 1.609 | 17109.9 | 1.4018 | 5284.75 | 1.2959 | 37124.9 | 1.4175 | 3448.18 | 1.023 | 10044.5 | 3448.18 | 0 | 1.5219 | 2081.75 | 28198.3 | 0.20211 | 6430.9 | 37428.3 | 15469.8
7786 | 2.4185 | 11611.9 | 2.1994 | 5541.8 | 1.1113 | 19599.4 | 2.3255 | 2711.71 | 1.0673 | 1990.91 | 2711.71 | 0 | 2.3903 | 0 | 30875.1 | 0.23576 | 5702.42 | 38799.2 | 4113.02
7787 | 2.9099 | 9143.46 | 2.5218 | 3375.98 | 1.3103 | 38815 | 2.8901 | 1012.37 | 1.6092 | 2414.1 | 1012.37 | 0 | 2.4092 | 0 | 30604.8 | 0.63028 | 6812.94 | 36874.6 | 8.765
7788 | 2.8822 | 6043.54 | 2.6553 | 2780.5 | 0.93407 | 39553 | 3.1127 | 1914.14 | 1.8729 | 2256.77 | 1914.14 | 0 | 2.4992 | 0 | 30420.9 | 1.8746 | 8691.29 | 39266.5 | 0
7789 | 2.6403 | 3118.26 | 2.5631 | 2900.25 | 0.6919 | 39730.2 | 2.2422 | 2939.07 | 2.2251 | 1582.73 | 2939.07 | 0 | 2.5071 | 0 | 28948.8 | 2.0923 | 16952.6 | 39236.2 | 0
7790 | 2.0387 | 791.211 | 1.5588 | 2876.15 | 0.55007 | 39750.9 | 2.2755 | 3159.43 | 1.8476 | 987.437 | 3159.43 | 0 | 2.3208 | 0 | 27127.8 | 2.0435 | 32778 | 39272.6 | 0
7791 | 1.6591 | 993.793 | 1.7223 | 2398.91 | 0.34705 | 40053.4 | 1.3818 | 4746.57 | 1.1421 | 988.591 | 4746.57 | 0 | 1.8687 | 0 | 26897.7 | 1.0618 | 36459.5 | 38021.6 | 0
7792 | 0.8523 | 242.9 | 1.0483 | 1125.24 | 0.09195 | 39999.4 | 1.2275 | 3408.29 | 0.68285 | 850.1 | 3408.29 | 0 | 1.0755 | 0 | 26905.9 | 0.1449 | 35995.9 | 37734.6 | 0
7793 | 0.053941 | 109.402 | 0.087206 | 0 | 0 | 40053.4 | 0.15246 | 4623.24 | 0.15595 | 632.883 | 4623.24 | 0 | 0.20067 | 0 | 23998.1 | 0 | 37949.6 | 38409 | 0
7794 | 0 | 0 | 0 | 1010.88 | 0 | 40053.4 | 0 | 5984.92 | 0 | 1651.02 | 5984.92 | 1603.21 | 0 | 2371.04 | 20087.7 | 0 | 39175.2 | 39082.8 | 0
7795 | 0 | 0 | 0 | 2566.55 | 0 | 40053.4 | 0 | 2151.73 | 0 | 1406.52 | 2151.73 | 1908.5 | 0 | 4210.75 | 18244.3 | 0 | 37858.7 | 39467.3 | 3898.4
7796 | 0 | 0 | 0 | 4993.5 | 0 | 40053.4 | 0 | 4145.72 | 0 | 1449.97 | 4145.72 | 518.222 | 0 | 0 | 21548.6 | 0 | 39134.1 | 40053.4 | 15156.4
7797 | 0 | 0 | 0 | 8753.85 | 0 | 40053.4 | 0 | 2249.45 | 0 | 1372.76 | 2249.45 | 0 | 0 | 0 | 20383.4 | 0 | 39401.1 | 40053.4 | 11823.6
7798 | 0 | 0 | 0 | 13219.1 | 0 | 40053.4 | 0 | 7464.6 | 0 | 1296.2 | 7464.6 | 0 | 0 | 564.26 | 14424.4 | 0 | 36976.3 | 40053.4 | 20644.6
7799 | 0 | 256.375 | 0 | 14243.1 | 0 | 40053.4 | 0 | 10924.3 | 0 | 1772.75 | 10924.3 | 0 | 0 | 0 | 8360.55 | 0 | 14248.6 | 40053.4 | 26294.2
7800 | 0 | 1617.09 | 0 | 6771.55 | 0 | 40053.4 | 0 | 8279.93 | 0 | 0 | 8279.93 | 0 | 0 | 0 | 5605.9 | 0 | 5188.15 | 40053.4 | 36874.5
7801 | 0 | 0 | 0 | 8556.96 | 0 | 40053.4 | 0 | 9325.07 | 0 | 0 | 9325.07 | 0 | 0 | 0 | 1897.27 | 0 | 7494.52 | 39301.8 | 33319.8
7802 | 0 | 6983.43 | 0 | 15108.7 | 0 | 40053.4 | 0 | 9110.47 | 0 | 0 | 9110.47 | 0 | 0 | 0 | 1679.13 | 0 | 15625.1 | 38273.7 | 19101.8
7803 | 0 | 23934.5 | 0 | 9393.1 | 0 | 40053.4 | 0 | 6750 | 0 | 0 | 6750 | 0 | 0 | 0 | 2646.38 | 0 | 18808.7 | 39265.1 | 4489.22
7804 | 0 | 26808.9 | 0 | 9004.94 | 0 | 40053.4 | 0 | 6948.71 | 0 | 0 | 6948.71 | 0 | 0 | 908.216 | 1294.55 | 0 | 20030.6 | 39565.9 | 4734.71
7805 | 0 | 11984.6 | 0 | 5436.07 | 0 | 40053.4 | 0 | 9255.69 | 0 | 0 | 9255.69 | 0 | 0 | 1254.41 | 2236.62 | 0 | 30181.6 | 39933 | 5247.52
7806 | 0 | 9531.04 | 0 | 2353.44 | 0 | 40053.4 | 0 | 12546.3 | 0 | 0 | 12546.3 | 0 | 0 | 258.3 | 2874.3 | 0 | 37127.6 | 40053.4 | 5909.7
7807 | 0 | 7427.18 | 0 | 449.563 | 0 | 40053.4 | 0 | 11475.8 | 0 | 0 | 11475.8 | 0 | 0 | 3936.29 | 2947.35 | 0 | 39206.1 | 40053.4 | 17407.7
7808 | 0.69122 | 5510.35 | 0.82422 | 4503.02 | 0.64161 | 40053.4 | 0.025573 | 13525.1 | 0.30275 | 0 | 13525.1 | 0 | 0.24595 | 3781.11 | 10428.2 | 0 | 36705.8 | 40053.4 | 16039.2
7809 | 1.8987 | 7729.61 | 2.0373 | 3615.18 | 0.68317 | 40053.4 | 0.24712 | 14864.7 | 1.4076 | 0 | 14864.7 | 0 | 1.3831 | 3638.42 | 13779.4 | 1.0707 | 36692.5 | 40053.4 | 22755.3
7810 | 2.8002 | 0 | 2.9601 | 4093.18 | 0.86402 | 40053.4 | 0.47722 | 13307.1 | 2.3504 | 0 | 13307.1 | 0 | 2.3231 | 4651.78 | 11111.7 | 2.0952 | 37308.4 | 40053.4 | 3226.31
7811 | 3.3544 | 0 | 3.567 | 5585.99 | 0.79669 | 40053.4 | 0.41875 | 6799.94 | 2.9651 | 0 | 6799.94 | 0 | 2.9486 | 5348.34 | 2529.42 | 2.2938 | 37494.2 | 39178.3 | 1332.79
7812 | 3.5846 | 0 | 3.8457 | 13273.9 | 0.65213 | 40053.4 | 0.61471 | 2119.86 | 3.2893 | 0 | 2119.86 | 0 | 3.2775 | 4300.95 | 3892.6 | 2.7348 | 37494.7 | 37337.8 | 0
7813 | 3.4805 | 1013.14 | 3.7955 | 18647.7 | 0.65893 | 40053.4 | 0.67376 | 3948.89 | 2.8013 | 0 | 3948.89 | 0 | 3.2735 | 4512.12 | 6961.43 | 2.7031 | 37463.3 | 35052.1 | 0
7814 | 2.2153 | 2550.15 | 3.4171 | 26664.1 | 0.48783 | 40053.4 | 0.40306 | 4890.74 | 2.7465 | 230.763 | 4890.74 | 2857.57 | 3.0029 | 3416.47 | 7635.05 | 1.9595 | 36052 | 32616.3 | 0
7815 | 2.3915 | 867.87 | 2.7043 | 25254.3 | 0.20333 | 40053.4 | 0.30085 | 5811.78 | 2.5078 | 3024.99 | 5811.78 | 1978.47 | 2.4482 | 9811.94 | 6946.18 | 1.1047 | 36125.6 | 32738.5 | 0
7816 | 1.3917 | 770.37 | 1.6865 | 26736 | 0.065499 | 40053.4 | 0.15517 | 3406.4 | 1.6258 | 6352.56 | 3406.4 | 0 | 1.556 | 29236.4 | 9847.35 | 0.44771 | 31314.9 | 34711.1 | 0
7817 | 0.072412 | 1764.37 | 0.21631 | 29028.9 | 0 | 40053.4 | 0.012887 | 2157.31 | 0.51992 | 4666.09 | 2157.31 | 3984.32 | 0.36874 | 35363.1 | 24053.6 | 0 | 17304.3 | 36344.5 | 0
7818 | 0 | 2644.1 | 0 | 28174.4 | 0 | 40053.4 | 0 | 8611.04 | 0 | 5066.92 | 8611.04 | 936.242 | 0 | 38328.6 | 31163.1 | 0 | 6747.37 | 37551.2 | 0
7819 | 0 | 3598.38 | 0 | 27764.8 | 0 | 40053.4 | 0 | 86.4085 | 0 | 5842.13 | 86.4085 | 16054.6 | 0 | 39206.6 | 30531.1 | 0 | 2789.91 | 38732.8 | 0
7820 | 0 | 9746.81 | 0 | 34108.7 | 0 | 40053.4 | 0 | 2412.12 | 0 | 14762 | 2412.12 | 9111.67 | 0 | 40033.7 | 32510.3 | 0 | 2892.64 | 39704.1 | 0
7821 | 0 | 15308.4 | 0 | 34688.7 | 0 | 40053.4 | 0 | 37255 | 0 | 15925.2 | 37255 | 14515.4 | 0 | 40053.4 | 23465.5 | 0 | 3212.37 | 40053.4 | 0
7822 | 0 | 15170.6 | 0 | 32249.4 | 0 | 40053.4 | 0 | 38059.9 | 0 | 25138.6 | 38059.9 | 24082.9 | 0 | 40053.4 | 24169 | 0 | 7787.64 | 40053.4 | 1397.82
7823 | 0 | 9310.58 | 0 | 35485.6 | 0 | 40053.4 | 0 | 37063.8 | 0 | 12625.2 | 37063.8 | 15823.7 | 0 | 40053.4 | 28747.9 | 0 | 7243.64 | 40053.4 | 1064.14
7824 | 0 | 8728.61 | 0 | 27839.7 | 0 | 40053.4 | 0 | 37323.4 | 0 | 9569.37 | 37323.4 | 22244 | 0 | 40053.4 | 23321.8 | 0 | 9495.56 | 40053.4 | 1230.41
7825 | 0 | 10963.8 | 0 | 20210.9 | 0 | 39982.7 | 0 | 40051.9 | 0 | 15065.7 | 40051.9 | 13520.4 | 0 | 40053.4 | 23228.4 | 0 | 8617.96 | 40053.4 | 3176.31
7826 | 0 | 19953.9 | 0 | 13644.3 | 0 | 40053.4 | 0 | 38979.1 | 0 | 12255.3 | 38979.1 | 4800.03 | 0 | 40053.4 | 22598.2 | 0 | 8368.53 | 40053.4 | 5831.88
7827 | 0 | 17551 | 0 | 15002.4 | 0 | 40053.4 | 0 | 28159.6 | 0 | 9701.05 | 28159.6 | 14928.7 | 0 | 40053.4 | 17631.8 | 0 | 6762.36 | 40053.4 | 10043.7
7828 | 0 | 14547.1 | 0 | 17561 | 0 | 40053.4 | 0 | 35240.5 | 0 | 9595.13 | 35240.5 | 0 | 0 | 40053.4 | 13474.5 | 0 | 6346.4 | 40053.4 | 15707.1
7829 | 0 | 10653 | 0 | 18441.3 | 0 | 40053.4 | 0 | 28564.1 | 0 | 5713.91 | 28564.1 | 0 | 0 | 40053.4 | 9680.45 | 0 | 5178.95 | 40053.4 | 11258.4
7830 | 0 | 5006.38 | 0 | 20327.3 | 0 | 40053.4 | 0 | 25181.5 | 0 | 5799.52 | 25181.5 | 0 | 0 | 40053.4 | 9426.65 | 0 | 4106.48 | 40053.4 | 7567.09
7831 | 0 | 1498 | 0 | 22921.7 | 0 | 40053.4 | 0 | 17680.2 | 0 | 18888.6 | 17680.2 | 777.482 | 0 | 40053.4 | 10589.4 | 0 | 3304.04 | 40025.3 | 12343
7832 | 0.6852 | 509.272 | 0.80119 | 22643.6 | 1.063 | 38151.8 | 0.07442 | 26964.5 | 0.23748 | 15214 | 26964.5 | 10241.6 | 0.30247 | 40053.4 | 8445.99 | 0 | 2867.05 | 39800.9 | 31016.3
7833 | 1.7441 | 4401.88 | 2.0676 | 23594.4 | 2.2135 | 37007.5 | 0.96146 | 23653.5 | 0.99953 | 20826.6 | 23653.5 | 19170 | 1.5629 | 40053.4 | 7299.45 | 1.1293 | 2050.05 | 39651.7 | 31637.1
7834 | 1.7383 | 4374.82 | 3.0624 | 6154.57 | 3.0714 | 39358.6 | 1.6505 | 20875.9 | 1.6442 | 8276.91 | 20875.9 | 6670.51 | 2.5104 | 39822.5 | 5783.91 | 2.2204 | 1141.32 | 39308.9 | 7828.66
7835 | 2.5408 | 5601.12 | 3.7002 | 653.904 | 2.2135 | 33503.3 | 1.7486 | 8435.68 | 2.488 | 7141.04 | 8435.68 | 4126.82 | 3.104 | 38023 | 3244.51 | 2.963 | 1421.88 | 38429.3 | 1275.23
7836 | 2.9811 | 7427.8 | 3.0808 | 165.121 | 3.7343 | 22294.8 | 2.099 | 7984.44 | 2.9923 | 8810.27 | 7984.44 | 11196.9 | 3.4025 | 36515.3 | 2249.41 | 3.3212 | 2090.65 | 37873.5 | 533.44
7837 | 2.7576 | 6868.26 | 1.1695 | 1043.47 | 3.5398 | 15960.8 | 2.2662 | 10277.7 | 2.7082 | 4068.44 | 10277.7 | 11972.7 | 3.3907 | 32129.4 | 1964.72 | 3.3524 | 6800.15 | 33819.5 | 996.561
7838 | 2.4534 | 5521.84 | 3.556 | 0 | 3.0129 | 19469.4 | 1.7442 | 16662.9 | 1.9956 | 2003.31 | 16662.9 | 18458.3 | 3.0802 | 33643.6 | 1950.5 | 3.0118 | 8402.01 | 32225.6 | 721.196
7839 | 1.4524 | 3302.16 | 2.8047 | 0 | 2.1452 | 17622 | 0.82272 | 34338.2 | 1.7936 | 2304.69 | 34338.2 | 26976.9 | 2.4937 | 30544.8 | 2635.92 | 2.2919 | 6586.1 | 27448.1 | 1336.1
7840 | 0.90524 | 5072.76 | 1.7339 | 2515.83 | 0.97367 | 16640.7 | 1.2455 | 37302.7 | 1.1355 | 0 | 37302.7 | 34623.3 | 1.5757 | 25569.5 | 2809.81 | 1.2374 | 4898.51 | 26543 | 1027.55
7841 | 0.050032 | 2073.1 | 0.43158 | 6424.99 | 0 | 11361.7 | 0.12223 | 39544.4 | 0.34263 | 6645.38 | 39544.4 | 27862.1 | 0.36257 | 28502.9 | 1877.73 | 0 | 4240.14 | 28894.8 | 2077.02
7842 | 0 | 0 | 0 | 11185.1 | 0 | 21564.4 | 0 | 40053.4 | 0 | 7740.35 | 40053.4 | 33964.3 | 0 | 21321.8 | 1057.68 | 0 | 3554.25 | 30754.6 | 3790.15
7843 | 0 | 0 | 0 | 16952.5 | 0 | 22201.2 | 0 | 40053.4 | 0 | 6307.79 | 40053.4 | 40053.4 | 0 | 22993.6 | 531.404 | 0 | 2880.32 | 35902.8 | 13586.2
7844 | 0 | 0 | 0 | 27506.2 | 0 | 28380.8 | 0 | 40053.4 | 0 | 11229.4 | 40053.4 | 33247.2 | 0 | 20794.9 | 521.662 | 0 | 3163.02 | 33317.8 | 22572.2
7845 | 0 | 1555.26 | 0 | 37497.8 | 0 | 8394.39 | 0 | 40051.6 | 0 | 36002.7 | 40051.6 | 39133 | 0 | 18580.6 | 749.158 | 0 | 1084.73 | 26190.9 | 16734
7846 | 0 | 8732.59 | 0 | 39292.6 | 0 | 8857.29 | 0 | 40053.4 | 0 | 26972.9 | 40053.4 | 27881.3 | 0 | 22006.1 | 206.199 | 0 | 0 | 22577 | 12066.4
7847 | 0 | 26285.4 | 0 | 40053.4 | 0 | 5558.36 | 0 | 39963 | 0 | 4107.34 | 39963 | 11442.3 | 0 | 24368 | 0 | 0 | 0 | 21593.6 | 5568.23
7848 | 0 | 32455.2 | 0 | 39232.4 | 0 | 6791.56 | 0 | 39904.2 | 0 | 27302.1 | 39904.2 | 12279 | 0 | 24708.2 | 0 | 0 | 0 | 16484.4 | 8458.4
7849 | 0 | 38208.7 | 0 | 39418.9 | 0 | 0 | 0 | 37699.7 | 0 | 39223.5 | 37699.7 | 0 | 0 | 22969.7 | 1073.81 | 0 | 526.765 | 11678.3 | 11609.5
7850 | 0 | 39076.8 | 0 | 37607.6 | 0 | 1710.3 | 0 | 36154.6 | 0 | 35667.5 | 36154.6 | 0 | 0 | 28761.6 | 3089.95 | 0 | 1660.07 | 7460.89 | 23075.6
7851 | 0 | 39167.8 | 0 | 31690.3 | 0 | 0 | 0 | 36964.8 | 0 | 36495.9 | 36964.8 | 0 | 0 | 33800.2 | 6638.85 | 0 | 1858.22 | 3912.83 | 22227.6
7852 | 0 | 37598.7 | 0 | 21462.4 | 0 | 0 | 0 | 39883.2 | 0 | 39469.3 | 39883.2 | 2549.01 | 0 | 29374.4 | 9556.4 | 0 | 1215.85 | 2033.22 | 11034.1
7853 | 0 | 37833.9 | 0 | 18785.5 | 0 | 0 | 0 | 5905.19 | 0 | 38052.7 | 5905.19 | 0 | 0 | 22310.8 | 13521.4 | 0 | 0 | 4190.4 | 17862.9
7854 | 0 | 36919.4 | 0 | 11745.3 | 0 | 0 | 0 | 2565.92 | 0 | 37954.7 | 2565.92 | 0 | 0 | 13906.7 | 19083.1 | 0 | 0 | 7142.23 | 26256.2
7855 | 0 | 35559.1 | 0 | 6722.07 | 0 | 0 | 0 | 0 | 0 | 31779.8 | 0 | 427.205 | 0 | 12477.9 | 26257.6 | 0 | 0 | 1157.74 | 36831.2
7856 | 0.35243 | 31155 | 0.86148 | 10992.7 | 1.1292 | 0 | 0.20089 | 964.838 | 0.37956 | 29708.3 | 964.838 | 0 | 0.27081 | 12909.6 | 29895.7 | 0 | 0 | 805.214 | 35102.6
7857 | 1.1244 | 33844.6 | 2.1372 | 17206.9 | 2.2533 | 0 | 1.3424 | 884.9 | 1.6302 | 11487 | 884.9 | 0 | 1.5195 | 13461.3 | 32356.2 | 0.40674 | 0 | 2446.72 | 14754.1
7858 | 1.7766 | 17317.5 | 3.1198 | 7189.17 | 3.0395 | 0 | 2.2541 | 10486.3 | 2.56 | 31813 | 10486.3 | 7143.82 | 2.4193 | 13089.3 | 36597.1 | 1.9004 | 0 | 4278.96 | 7229.63
7859 | 2.7891 | 4561.27 | 2.9504 | 5343.39 | 3.5033 | 588.784 | 2.8259 | 11229.5 | 3.1633 | 27238.1 | 11229.5 | 6862.16 | 2.9951 | 5565.37 | 31557.4 | 2.6047 | 0 | 0 | 1595.24
7860 | 1.4741 | 8093.21 | 3.9843 | 2241.63 | 3.6408 | 0 | 3.0974 | 20826.1 | 3.4546 | 21880.2 | 20826.1 | 13198.3 | 3.2684 | 4836.79 | 33848.4 | 1.9639 | 0 | 0 | 10.3057
7861 | 2.2178 | 8152.06 | 2.3317 | 821.621 | 3.4474 | 0 | 3.0775 | 36388.7 | 3.454 | 22304.9 | 36388.7 | 11405 | 3.262 | 1875.47 | 36293.2 | 1.8089 | 0 | 142.414 | 996.123
7862 | 2.2303 | 6701.34 | 3.5089 | 5549.41 | 2.9337 | 1912.02 | 2.7701 | 39676.8 | 3.1571 | 15663.9 | 39676.8 | 6582.25 | 2.9634 | 220.432 | 36931.4 | 1.9326 | 0 | 3005.33 | 677.818
7863 | 1.5918 | 5550.76 | 2.446 | 3891.76 | 2.0771 | 658.27 | 2.1907 | 39418.1 | 2.5744 | 13914.5 | 39418.1 | 16444.8 | 2.4041 | 0 | 37136.6 | 1.2536 | 0 | 12432.8 | 0
7864 | 0.65245 | 6790.27 | 1.7033 | 3663.69 | 0.92891 | 394.878 | 1.2883 | 38062.1 | 1.6986 | 12296.5 | 38062.1 | 36142.2 | 1.5302 | 0 | 36607.7 | 0.51572 | 0 | 22619.7 | 0
7865 | 0.035409 | 13079.3 | 0.3957 | 22641.2 | 0 | 615.211 | 0.14976 | 31175 | 0.53405 | 10648.3 | 31175 | 27183.7 | 0.34221 | 0 | 37436.4 | 0 | 0 | 9269.21 | 1013.97
7866 | 0 | 23141.9 | 0 | 37152.6 | 0 | 0 | 0 | 17312.3 | 0 | 18827.4 | 17312.3 | 8697.86 | 0 | 0 | 38853.7 | 0 | 0 | 1965.29 | 2074.52
7867 | 0 | 32826.9 | 0 | 39997.6 | 0 | 0 | 0 | 9150.27 | 0 | 4887.99 | 9150.27 | 5117.35 | 0 | 0 | 37425 | 0 | 0 | 2154.83 | 4285.18
7868 | 0 | 35945.9 | 0 | 40034.3 | 0 | 0 | 0 | 8139.84 | 0 | 25223.7 | 8139.84 | 5835.7 | 0 | 0 | 35881.4 | 0 | 0 | 798.342 | 6148.47
7869 | 0 | 36530.2 | 0 | 39700.9 | 0 | 0 | 0 | 10665.8 | 0 | 27293.1 | 10665.8 | 8734.88 | 0 | 0 | 38063.3 | 0 | 0 | 12261.8 | 1101.56
7870 | 0 | 33374.7 | 0 | 39392.1 | 0 | 0 | 0 | 15967.2 | 0 | 17903.9 | 15967.2 | 12819.8 | 0 | 0 | 38401.6 | 0 | 1770.69 | 39485.1 | 0
7871 | 0 | 36864.1 | 0 | 39076.9 | 0 | 0 | 0 | 33954.5 | 0 | 12038.1 | 33954.5 | 0 | 0 | 0 | 37764.5 | 0 | 6163.5 | 40032.6 | 0
7872 | 0 | 38292.5 | 0 | 36977.5 | 0 | 0 | 0 | 36672.5 | 0 | 8230.67 | 36672.5 | 5457.89 | 0 | 0 | 38454.7 | 0 | 16282.7 | 40053.4 | 1129.5
7873 | 0 | 39357.7 | 0 | 35090.1 | 0 | 0 | 0 | 23423.6 | 0 | 4357.87 | 23423.6 | 0 | 0 | 0 | 36925.7 | 0 | 18028.8 | 40053.4 | 5801.82
7874 | 0 | 39669.9 | 0 | 24717.6 | 0 | 0 | 0 | 15629.8 | 0 | 3662.09 | 15629.8 | 0 | 0 | 0 | 34808.9 | 0 | 19125.4 | 40030.2 | 7052.4
7875 | 0 | 39830.1 | 0 | 17203.6 | 0 | 0 | 0 | 32987.8 | 0 | 7210.49 | 32987.8 | 0 | 0 | 0 | 34336.3 | 0 | 22735.2 | 40028.6 | 10822.2
7876 | 0 | 39632.6 | 0 | 18988.3 | 0 | 0 | 0 | 9789.4 | 0 | 5077.42 | 9789.4 | 0 | 0 | 0 | 35961.5 | 0 | 21060.3 | 40053.4 | 11444.9
7877 | 0 | 40053.4 | 0 | 10003.8 | 0 | 0 | 0 | 6150.38 | 0 | 2933.51 | 6150.38 | 0 | 0 | 0 | 32413.8 | 0 | 27545.4 | 40053.4 | 2083.31
7878 | 0 | 39796.7 | 0 | 12129 | 0 | 84.4549 | 0 | 11292.7 | 0 | 1019.72 | 11292.7 | 0 | 0 | 0 | 29377.2 | 0 | 33084.6 | 40047.2 | 0
7879 | 0 | 38693.2 | 0 | 13968.6 | 0 | 0 | 0 | 31400 | 0 | 1101.56 | 31400 | 0 | 0 | 0 | 25665.8 | 0 | 35229.7 | 39946.1 | 0
7880 | 0.58818 | 31957.6 | 0.85312 | 7665.67 | 0.47941 | 0 | 0.16404 | 2051.77 | 0.31612 | 1308.57 | 2051.77 | 0 | 0.22088 | 0 | 25218 | 0 | 36736.9 | 39809.9 | 3203.18
7881 | 1.7933 | 35678.2 | 2.1081 | 2945.67 | 2.0839 | 0 | 1.2244 | 5960.49 | 1.5004 | 1407.43 | 5960.49 | 0 | 1.4088 | 0 | 22076.7 | 0.086128 | 36639.9 | 38326.3 | 2819.06
7882 | 2.726 | 28536.9 | 3.066 | 693.19 | 2.3394 | 0 | 1.4044 | 3761.72 | 2.4021 | 0 | 3761.72 | 0 | 2.3096 | 0 | 14250.4 | 0.21132 | 36947.3 | 35151.4 | 3385.56
7883 | 3.3344 | 28754.4 | 3.6696 | 169.402 | 2.9345 | 176.551 | 1.2003 | 3578.64 | 2.3971 | 0 | 3578.64 | 0 | 2.8836 | 0 | 16130.5 | 0.31417 | 33801.8 | 24785.2 | 1608.51
7884 | 3.6128 | 34183.5 | 3.9466 | 0 | 3.5335 | 148.024 | 1.6102 | 5505.23 | 2.7361 | 0 | 5505.23 | 0 | 2.5358 | 0 | 13993.8 | 0.97405 | 30812.1 | 17243.7 | 841.631
7885 | 3.5589 | 33758.6 | 3.8817 | 70.7405 | 3.3584 | 1505.5 | 1.849 | 5274.79 | 2.5376 | 0 | 5274.79 | 0 | 2.4172 | 0 | 10174.1 | 0.42411 | 8569.95 | 25172.8 | 696.167
7886 | 3.1676 | 36515.2 | 3.4817 | 393.579 | 2.8603 | 4154.47 | 1.5454 | 5412.65 | 2.0749 | 0 | 5412.65 | 920.615 | 1.2875 | 0 | 12054.6 | 0.243 | 0 | 34681.4 | 3066.89
7887 | 1.3455 | 31132.3 | 2.7433 | 559.33 | 2.0226 | 9935.29 | 0.76285 | 9213.62 | 1.5881 | 0 | 9213.62 | 4172.07 | 1.1512 | 0 | 15642.8 | 0.11279 | 4787.48 | 31264.1 | 1198.32
7888 | 0.64602 | 13690.1 | 1.6933 | 241.621 | 0.90458 | 7750.23 | 0.38977 | 13676.5 | 0.97133 | 0 | 13676.5 | 4543.15 | 0.6886 | 0 | 22366.2 | 0.025067 | 18154 | 31025.4 | 2326.88
7889 | 0.17377 | 7767.76 | 0.40949 | 409.158 | 0 | 3846.01 | 0.02585 | 13559.9 | 0.25863 | 0 | 13559.9 | 5584.98 | 0.1153 | 0 | 21268.5 | 0 | 26916 | 34602.1 | 6574.42
7890 | 0 | 8868.46 | 0 | 3912.76 | 0 | 2582.58 | 0 | 16327.8 | 0 | 585.631 | 16327.8 | 1899.18 | 0 | 0 | 19303.9 | 0 | 33680.4 | 37062 | 12933
7891 | 0 | 10719.7 | 0 | 10722.9 | 0 | 950.144 | 0 | 34529.1 | 0 | 0 | 34529.1 | 9123.92 | 0 | 0 | 27352.6 | 0 | 21651.3 | 39106.3 | 5511.81
7892 | 0 | 8808.39 | 0 | 15892.5 | 0 | 0 | 0 | 28152 | 0 | 883.954 | 28152 | 5698.51 | 0 | 0 | 31274.5 | 0 | 23638.7 | 38879.6 | 7952.16
7893 | 0 | 9445.44 | 0 | 11715.7 | 0 | 0 | 0 | 24709 | 0 | 0 | 24709 | 2376.51 | 0 | 1605.2 | 30359.4 | 0 | 24250.8 | 38531.6 | 13325.9
7894 | 0 | 6983.35 | 0 | 5432.74 | 0 | 1576.78 | 0 | 23005 | 0 | 0 | 23005 | 0 | 0 | 1819.94 | 27740.9 | 0 | 17823.9 | 39498.5 | 23354
7895 | 0 | 3370.73 | 0 | 8180.33 | 0 | 1457.74 | 0 | 12298.4 | 0 | 0 | 12298.4 | 0 | 0 | 6697.67 | 36012.9 | 0 | 16959.4 | 39497.8 | 24488.9
7896 | 0 | 1882.25 | 0 | 6346.35 | 0 | 1692.44 | 0 | 11058.9 | 0 | 0 | 11058.9 | 0 | 0 | 2691.89 | 29574.2 | 0 | 14608 | 40053.4 | 22371.3
7897 | 0 | 1744.9 | 0 | 3305.82 | 0 | 1167.21 | 0 | 8995.53 | 0 | 0 | 8995.53 | 0 | 0 | 546.992 | 32721.4 | 0 | 9789.46 | 40053.4 | 10412.1
7898 | 0 | 1031.42 | 0 | 1259.22 | 0 | 0 | 0 | 4792.73 | 0 | 2220.19 | 4792.73 | 0 | 0 | 6140.6 | 35072 | 0 | 13337.5 | 40052 | 6502.08
7899 | 0 | 601.069 | 0 | 0 | 0 | 0 | 0 | 7370.16 | 0 | 2918.16 | 7370.16 | 0 | 0 | 21728.1 | 36771 | 0 | 12965.9 | 39960.9 | 6066.81
7900 | 0 | 1381.03 | 0 | 0 | 0 | 0 | 0 | 5640.78 | 0 | 348.471 | 5640.78 | 0 | 0 | 38902.2 | 28274.9 | 0 | 10919 | 39572.8 | 14075.4
7901 | 0 | 3352.83 | 0 | 1757.09 | 0 | 0 | 0 | 10600.1 | 0 | 1414.71 | 10600.1 | 0 | 0 | 37907.6 | 17403.1 | 0 | 12545.6 | 38207.5 | 12435.8
7902 | 0 | 5287.27 | 0 | 9032.34 | 0 | 0 | 0 | 4981.21 | 0 | 3253.27 | 4981.21 | 0 | 0 | 35304 | 13650 | 0 | 14595.4 | 34068.3 | 11554.2
7903 | 0 | 7283.4 | 0 | 23751.8 | 0 | 0 | 0 | 4949.9 | 0 | 2047.45 | 4949.9 | 0 | 0 | 34534.7 | 36631.2 | 0 | 7299.56 | 32676.2 | 22842.8
7904 | 0.60203 | 8612.42 | 0.78791 | 35408.9 | 1.0493 | 0 | 0.031193 | 3698.73 | 0.30388 | 6346.24 | 3698.73 | 0 | 0.15771 | 35048.4 | 29110.8 | 0 | 2769.79 | 36807.5 | 11882.9
7905 | 1.8258 | 1392.83 | 2.0079 | 38565.7 | 2.1711 | 0 | 0.42864 | 2853.18 | 1.578 | 4828.4 | 2853.18 | 0 | 1.067 | 34986.9 | 31370.4 | 0.43063 | 2034.62 | 37120.3 | 0
7906 | 2.7927 | 0 | 2.9349 | 36594.4 | 2.9855 | 0 | 0.80324 | 1857.83 | 2.5163 | 6563.91 | 1857.83 | 0 | 2.3993 | 34568.6 | 27860.6 | 1.008 | 0 | 27785.9 | 0
7907 | 3.4121 | 0 | 3.5369 | 28312.2 | 3.4719 | 0 | 0.62911 | 0 | 3.1306 | 4088.98 | 0 | 0 | 2.998 | 33331.2 | 26936.7 | 1.8698 | 107.494 | 23397.3 | 0
7908 | 3.6816 | 495.518 | 3.7917 | 13823.3 | 3.6199 | 0 | 0.46904 | 0 | 3.4153 | 5481.68 | 0 | 0 | 3.2839 | 24188.7 | 24009.8 | 2.0634 | 296.678 | 13764 | 0
7909 | 3.6261 | 10332.2 | 3.7329 | 8813.23 | 3.4266 | 0 | 1.0414 | 0 | 3.4191 | 3369.27 | 0 | 0 | 3.2796 | 11941 | 23395.8 | 1.9873 | 1799.07 | 9031.54 | 0
7910 | 3.2186 | 15109.3 | 3.3621 | 5712.46 | 2.8958 | 0 | 1.6885 | 0 | 3.1295 | 7813.35 | 0 | 0 | 2.9943 | 5937.04 | 24824.8 | 1.4896 | 2233.51 | 8896.58 | 2522.88
7911 | 2.4919 | 13097.8 | 2.6639 | 3247.4 | 2.0359 | 0 | 2.2323 | 0 | 2.5549 | 4387.76 | 0 | 0 | 2.418 | 2160.95 | 22564.1 | 0.72539 | 3911 | 10522.9 | 10721.3
7912 | 1.4277 | 6979.16 | 1.6532 | 1587.27 | 0.73427 | 0 | 1.2924 | 841.654 | 1.6822 | 15803.3 | 841.654 | 0 | 1.5599 | 179.87 | 22133.2 | 0.50022 | 5423.18 | 12111.5 | 11315.6
7913 | 0.1907 | 0 | 0.40607 | 1560.96 | 0 | 163.612 | 0.14129 | 1947.08 | 0.52503 | 15411.1 | 1947.08 | 0 | 0.34041 | 0 | 23014.8 | 0 | 10584.8 | 7236.15 | 14114.1
7914 | 0 | 0 | 0 | 3601.35 | 0 | 2111 | 0 | 1758.99 | 0 | 19627.5 | 1758.99 | 4250.54 | 0 | 120.235 | 22943.3 | 0 | 18276.2 | 3710.38 | 17298
7915 | 0 | 0 | 0 | 6673.63 | 0 | 0 | 0 | 1991.88 | 0 | 36605.6 | 1991.88 | 5230.14 | 0 | 965.64 | 16442.9 | 0 | 3910.44 | 4055.57 | 9477.86
7916 | 0 | 9293.29 | 0 | 9285.52 | 0 | 0 | 0 | 510.103 | 0 | 40053.4 | 510.103 | 2926 | 0 | 3936.38 | 15938.6 | 0 | 3895.75 | 9952.07 | 5508.47
7917 | 0 | 18009.7 | 0 | 9528.21 | 0 | 1181.77 | 0 | 0 | 0 | 38690.7 | 0 | 2020.07 | 0 | 8854.46 | 18861.3 | 0 | 908.705 | 28194.8 | 2089.47
7918 | 0 | 26820 | 0 | 5562.74 | 0 | 3154.48 | 0 | 755.345 | 0 | 39551.8 | 755.345 | 0 | 0 | 4014.15 | 15641.1 | 0 | 1141.7 | 37686.7 | 0
7919 | 0 | 32814.3 | 0 | 10003.3 | 0 | 2156.53 | 0 | 3847.9 | 0 | 21499.8 | 3847.9 | 3480.2 | 0 | 791.237 | 11402.8 | 0 | 279.241 | 39817.9 | 0
7920 | 0 | 37535.5 | 0 | 21312.2 | 0 | 866.253 | 0 | 6784.11 | 0 | 2988.37 | 6784.11 | 0 | 0 | 0 | 10417.6 | 0 | 0 | 40053.4 | 2550.38
7921 | 0 | 35714.1 | 0 | 27699.3 | 0 | 0 | 0 | 5699.32 | 0 | 1076.44 | 5699.32 | 9120.27 | 0 | 0 | 8662.07 | 0 | 0 | 40053.4 | 21089.6
7922 | 0 | 28623.7 | 0 | 26782.3 | 0 | 627.305 | 0 | 5975.86 | 0 | 0 | 5975.86 | 0 | 0 | 0 | 7082.69 | 0 | 0 | 40053.4 | 29186.3
7923 | 0 | 17528.7 | 0 | 36307.3 | 0 | 1560.85 | 0 | 2177.93 | 0 | 683.239 | 2177.93 | 1841.84 | 0 | 0 | 2864.96 | 0 | 625.985 | 39875.4 | 19192.2
7924 | 0 | 12681.7 | 0 | 38338.2 | 0 | 2160.44 | 0 | 5367.93 | 0 | 1015.58 | 5367.93 | 4480.14 | 0 | 3604.97 | 1171.5 | 0 | 2202.07 | 39778.7 | 8832.91
7925 | 0 | 13877.1 | 0 | 36952.1 | 0 | 1070.88 | 0 | 21696.1 | 0 | 6016.45 | 21696.1 | 30022.9 | 0 | 9214.19 | 0 | 0 | 7079.86 | 39905.4 | 6252.09
7926 | 0 | 3923.88 | 0 | 27312.8 | 0 | 0 | 0 | 32851.8 | 0 | 2807.26 | 32851.8 | 37938 | 0 | 11647.6 | 0 | 0 | 15402.5 | 40038.4 | 3915.84
7927 | 0 | 0 | 0 | 14019.6 | 0 | 2823.71 | 0 | 34290.2 | 0 | 4858.42 | 34290.2 | 38085.1 | 0 | 13170.3 | 0 | 0 | 28696.1 | 40053.4 | 11497.6
7928 | 0.22446 | 0 | 0.77939 | 25384.6 | 0.19961 | 1647.76 | 0.10936 | 31978.1 | 0.29135 | 24097.6 | 31978.1 | 39717.9 | 0.23834 | 36976.6 | 0 | 0 | 37257.5 | 40053.4 | 13384.4
7929 | 1.8775 | 0 | 1.9962 | 25988.7 | 1.2008 | 787.533 | 1.2211 | 35687.7 | 1.5975 | 16569.1 | 35687.7 | 39426.4 | 1.4603 | 40053.4 | 0 | 0.80525 | 39579.6 | 40053.4 | 5547.43
7930 | 2.8278 | 6679.33 | 2.9069 | 16477.1 | 1.6903 | 2565.62 | 2.1513 | 22357.1 | 2.5206 | 24848.3 | 22357.1 | 38650.3 | 2.3515 | 40053.4 | 0 | 1.3209 | 39505.6 | 39931.3 | 791.529
7931 | 3.4432 | 5587.66 | 3.4758 | 10385.4 | 3.395 | 1034.06 | 2.7906 | 17302.1 | 3.1258 | 24879.7 | 17302.1 | 35003.9 | 2.9277 | 39277 | 0 | 1.174 | 39526.6 | 39919.9 | 0
7932 | 3.7111 | 698.911 | 3.7243 | 7765.43 | 2.2104 | 1119.1 | 3.0573 | 27914 | 3.3899 | 26271.7 | 27914 | 32279 | 3.1922 | 39267.8 | 592.985 | 1.5234 | 39276.5 | 39279 | 0
7933 | 2.3832 | 3243.63 | 3.6673 | 7233.49 | 0.074738 | 886.451 | 3.042 | 32094.1 | 3.3788 | 20062.5 | 32094.1 | 39226.2 | 3.1933 | 38591.1 | 1096.19 | 2.0525 | 39643.8 | 38714.9 | 0
7934 | 1.9851 | 2758.79 | 3.3097 | 9302.09 | 0.40841 | 0 | 2.7478 | 33975.9 | 3.0989 | 25499.8 | 33975.9 | 38294.6 | 2.9141 | 39273.8 | 3473.99 | 1.5101 | 40020.7 | 38670.8 | 0
7935 | 0.44114 | 4931.37 | 2.6297 | 12204.2 | 0.19365 | 0 | 2.1527 | 34348.7 | 2.5298 | 30555.8 | 34348.7 | 37464.7 | 2.3633 | 38570.1 | 6649.45 | 1.0521 | 40053.4 | 37839.3 | 704.304
7936 | 0.94557 | 7176.29 | 1.644 | 13335.2 | 0.021458 | 7131.93 | 1.2393 | 37529.8 | 1.6481 | 23763.6 | 37529.8 | 39847.6 | 1.5113 | 36089.4 | 7339.28 | 0.36232 | 40053.4 | 36576.4 | 1385.66
7937 | 0.043143 | 14601.2 | 0.40948 | 15927.6 | 0 | 7562.35 | 0.12889 | 34602.7 | 0.49963 | 26818 | 34602.7 | 39396.8 | 0.31753 | 33162.9 | 6106.37 | 0 | 40053.4 | 37899.8 | 10890.4
7938 | 0 | 16598.7 | 0 | 17867.2 | 0 | 852.379 | 0 | 26853.1 | 0 | 20813.2 | 26853.1 | 20199.3 | 0 | 37083.2 | 5037.48 | 0 | 40053.4 | 38793.2 | 30056.8
7939 | 0 | 19392.9 | 0 | 21441.1 | 0 | 0 | 0 | 35631 | 0 | 22785.6 | 35631 | 40047.5 | 0 | 39125.5 | 4490.45 | 0 | 40053.4 | 40031.4 | 27825
7940 | 0 | 9877.51 | 0 | 33016.7 | 0 | 0 | 0 | 38812 | 0 | 35463.7 | 38812 | 40053.4 | 0 | 39233.6 | 4413.14 | 0 | 40053.4 | 40053.4 | 31481.9
7941 | 0 | 12064.2 | 0 | 35996.4 | 0 | 0 | 0 | 36973.1 | 0 | 29981.3 | 36973.1 | 26653.8 | 0 | 39272.2 | 2418.81 | 0 | 40053.4 | 40053.4 | 17883.8
7942 | 0 | 16271.3 | 0 | 16003.8 | 0 | 0 | 0 | 28936.3 | 0 | 39617.3 | 28936.3 | 8590.61 | 0 | 39332.7 | 2082.46 | 0 | 39700.4 | 40053.4 | 26459.6
7943 | 0 | 37659.4 | 0 | 4324.6 | 0 | 0 | 0 | 15801.8 | 0 | 34115.7 | 15801.8 | 40053.4 | 0 | 38639.3 | 2007.72 | 0 | 39807.4 | 40053.4 | 19356.8
7944 | 0 | 40053.4 | 0 | 5821.48 | 0 | 694.89 | 0 | 23531.3 | 0 | 7290.08 | 23531.3 | 40053.4 | 0 | 39255.9 | 1442.79 | 0 | 39289.3 | 39451.7 | 8003.08
7945 | 0 | 40053.4 | 0 | 2258.8 | 0 | 0 | 0 | 35324 | 0 | 3460.88 | 35324 | 40053.4 | 0 | 39225.9 | 1201.71 | 0 | 38230.4 | 37744.2 | 7306.83
7946 | 0 | 40053.4 | 0 | 7709.71 | 0 | 0 | 0 | 28235.8 | 0 | 27517.8 | 28235.8 | 39077.5 | 0 | 36657.1 | 330.474 | 0 | 38524.1 | 36035.8 | 7093.96
7947 | 0 | 40053.4 | 0 | 13960.9 | 0 | 4552.96 | 0 | 13369.9 | 0 | 14307.7 | 13369.9 | 29718 | 0 | 28245.1 | 0 | 0 | 39301 | 29326 | 6508.77
7948 | 0 | 39606.3 | 0 | 15090.9 | 0 | 1198.94 | 0 | 21646.2 | 0 | 19446.7 | 21646.2 | 25353.3 | 0 | 15051.3 | 0 | 0 | 39001.9 | 31139.1 | 6491.26
7949 | 0 | 39518.8 | 0 | 2737.45 | 0 | 0 | 0 | 34636.7 | 0 | 2386.8 | 34636.7 | 30651.4 | 0 | 15057 | 0 | 0 | 37645.8 | 30960.5 | 3095.21
7950 | 0 | 36509.7 | 0 | 2664.62 | 0 | 0 | 0 | 24323.6 | 0 | 1691.91 | 24323.6 | 25654.4 | 0 | 11459.9 | 362.08 | 0 | 35424 | 30872.1 | 1003.46
7951 | 0 | 24697.8 | 0 | 2367.34 | 0 | 0 | 0 | 24748.7 | 0 | 9784.38 | 24748.7 | 9768.66 | 0 | 13752.8 | 3987.72 | 0 | 28103.4 | 34653.1 | 209.719
7952 | 0.55458 | 21397 | 0.76788 | 65.4007 | 0.44803 | 0 | 0.048762 | 10153 | 0.25293 | 4248.55 | 10153 | 2976.39 | 0.2277 | 16200.7 | 16787.2 | 0 | 13677.2 | 36027.1 | 529.223
7953 | 1.8342 | 39403.2 | 1.9728 | 0 | 0.59512 | 727.172 | 1.1758 | 8180.42 | 1.5235 | 2366.77 | 8180.42 | 1393.18 | 1.4332 | 18669.6 | 22767.9 | 0.37981 | 8853.38 | 34289 | 6168.04
7954 | 2.8115 | 39188.9 | 2.8854 | 0 | 0.80375 | 0 | 2.0885 | 3078.17 | 2.4572 | 0 | 3078.17 | 0 | 2.3189 | 11846.1 | 10564.5 | 0.9169 | 4921.26 | 16956.5 | 4407.7
7955 | 3.4571 | 39346.4 | 3.4613 | 0 | 0.033364 | 0 | 2.6902 | 1784.98 | 3.0398 | 308.703 | 1784.98 | 0 | 2.9011 | 5876.41 | 5735.5 | 1.7083 | 4719.22 | 12988.8 | 899.296
7956 | 3.2938 | 39970.2 | 3.7344 | 0 | 1.544 | 0 | 2.9783 | 6274.21 | 3.326 | 921.633 | 6274.21 | 155.418 | 3.1916 | 4611.22 | 5314.15 | 1.6032 | 9941.56 | 10655.4 | 0
7957 | 3.0037 | 39987.4 | 3.6797 | 1479.22 | 1.3352 | 0 | 2.9639 | 5303.36 | 3.3105 | 1849.08 | 5303.36 | 0 | 3.1965 | 5056.98 | 7805.15 | 1.7727 | 15271.7 | 6458.05 | 0
7958 | 2.7118 | 40051.8 | 3.3124 | 4655.91 | 1.2353 | 0 | 2.6885 | 3948.67 | 3.0329 | 192.493 | 3948.67 | 0 | 2.936 | 2968.53 | 7790.71 | 2.7303 | 26592.8 | 1986.52 | 0
7959 | 2.5362 | 39920.8 | 2.6424 | 6160.98 | 0.31864 | 441.038 | 2.0981 | 1718.07 | 2.4501 | 0 | 1718.07 | 0 | 2.3765 | 2075.77 | 5213.13 | 2.0367 | 34228.2 | 609.286 | 0
7960 | 1.433 | 36842.3 | 1.6556 | 5386.68 | 0.025584 | 0 | 1.1945 | 1027.46 | 1.5567 | 0 | 1027.46 | 0 | 1.5187 | 3824.18 | 3795.68 | 1.0367 | 38353.8 | 0 | 0
7961 | 0.15341 | 25175.4 | 0.41962 | 465.284 | 0 | 0 | 0.11549 | 0 | 0.43509 | 0 | 0 | 0 | 0.3079 | 9233.09 | 4697.56 | 0 | 38215.5 | 3854.01 | 0
7962 | 0 | 5333.18 | 0 | 8714.43 | 0 | 0 | 0 | 0 | 0 | 0 | 0 | 0 | 0 | 13598.9 | 7800.13 | 0 | 37990.8 | 14327.9 | 0
7963 | 0 | 0 | 0 | 28461 | 0 | 0 | 0 | 0 | 0 | 0 | 0 | 1007.82 | 0 | 17014 | 5525.32 | 0 | 35087.8 | 12549.3 | 0
7964 | 0 | 0 | 0 | 19803.8 | 0 | 0 | 0 | 0 | 0 | 0 | 0 | 103.554 | 0 | 22383.5 | 4984.22 | 0 | 28509.7 | 9455.45 | 0
7965 | 0 | 750.443 | 0 | 35086.9 | 0 | 0 | 0 | 2974.81 | 0 | 0 | 2974.81 | 0 | 0 | 27179.5 | 2210.74 | 0 | 21991.2 | 7626.36 | 839.31
7966 | 0 | 9268.18 | 0 | 39010.2 | 0 | 0 | 0 | 0 | 0 | 0 | 0 | 0 | 0 | 24005.3 | 1846.43 | 0 | 12337.6 | 4830.91 | 1209.18
7967 | 0 | 24028.2 | 0 | 38349.3 | 0 | 0 | 0 | 1057.56 | 0 | 0 | 1057.56 | 0 | 0 | 22510.7 | 1138.03 | 0 | 1711.33 | 5773.11 | 2146.01
7968 | 0 | 36382.9 | 0 | 39408.6 | 0 | 0 | 0 | 2543.09 | 0 | 0 | 2543.09 | 0 | 0 | 31482.2 | 0 | 0 | 989.776 | 5620.03 | 9488.14
7969 | 0 | 36346.4 | 0 | 39217.2 | 0 | 0 | 0 | 3659.18 | 0 | 0 | 3659.18 | 0 | 0 | 33946.4 | 0 | 0 | 3087.03 | 5075.31 | 15190
7970 | 0 | 32772.6 | 0 | 39042.1 | 0 | 0 | 0 | 2771.59 | 0 | 0 | 2771.59 | 0 | 0 | 27546.1 | 0 | 0 | 896.399 | 3779.12 | 12129.6
7971 | 0 | 22749.8 | 0 | 36367.8 | 0 | 0 | 0 | 3626.86 | 0 | 0 | 3626.86 | 0 | 0 | 23315.3 | 0 | 0 | 0 | 2434.69 | 609.132
7972 | 0 | 13843.6 | 0 | 26466.2 | 0 | 0 | 0 | 1142.61 | 0 | 0 | 1142.61 | 0 | 0 | 18701 | 0 | 0 | 0 | 2613.26 | 0
7973 | 0 | 7544.78 | 0 | 17974.7 | 0 | 0 | 0 | 831.202 | 0 | 0 | 831.202 | 0 | 0 | 15359.9 | 0 | 0 | 0 | 7865.36 | 0
7974 | 0 | 11541.8 | 0 | 7404.78 | 0 | 0 | 0 | 254.171 | 0 | 604.478 | 254.171 | 0 | 0 | 19496.6 | 1363.6 | 0 | 0 | 15742.9 | 0
7975 | 0 | 16370.4 | 0 | 1550.61 | 0 | 0 | 0 | 178.946 | 0 | 168.313 | 178.946 | 0 | 0 | 24912.3 | 6231.46 | 0 | 0 | 15766.8 | 0
7976 | 0.021475 | 4044.65 | 0.76637 | 9409.55 | 1.0986 | 0 | 0.079768 | 0 | 0.15102 | 2747.26 | 0 | 0 | 0.20261 | 20164.3 | 9775.46 | 0 | 1270.75 | 14415.8 | 1460.25
7977 | 0.13354 | 0 | 1.997 | 16264.1 | 2.3489 | 0 | 1.1813 | 0 | 1.2345 | 0 | 0 | 664.08 | 1.3886 | 16057.1 | 10159.6 | 0.49065 | 6090.02 | 6495.32 | 0
7978 | 0.38849 | 0 | 2.9242 | 11501 | 3.2429 | 0 | 2.1597 | 0 | 2.1664 | 0 | 0 | 23898.2 | 2.2972 | 22634.4 | 11324.6 | 1.1996 | 6102.28 | 2856.65 | 0
7979 | 1.2397 | 0 | 3.5297 | 14678.2 | 3.7494 | 0 | 2.8161 | 0 | 2.9287 | 0 | 0 | 3150.54 | 2.8493 | 24554.8 | 6896.76 | 1.7147 | 2361.98 | 0 | 0
7980 | 0.83643 | 0 | 3.7988 | 13882.6 | 3.8996 | 0 | 3.1094 | 0 | 3.22 | 0 | 0 | 1815.77 | 3.0954 | 28351.8 | 8140.91 | 2.1313 | 0 | 1265.61 | 0
7981 | 0.64481 | 1556.61 | 3.7475 | 9991.46 | 3.6891 | 0 | 3.1028 | 676.778 | 3.2299 | 1208.41 | 676.778 | 0 | 3.0589 | 35447.6 | 17537.4 | 2.226 | 307.055 | 1385.04 | 0
7982 | 0.90392 | 6285.32 | 3.3639 | 9775.21 | 3.1373 | 0 | 2.7961 | 889.218 | 2.9409 | 1602.32 | 889.218 | 0 | 2.7505 | 39120.4 | 23866.1 | 2.5774 | 0 | 0 | 0
7983 | 0.86779 | 4331.49 | 2.6799 | 9576.72 | 2.2267 | 0 | 2.2047 | 0 | 2.4031 | 2868.12 | 0 | 0 | 2.1876 | 40053.4 | 25809.5 | 1.8936 | 0 | 0 | 0
7984 | 0.65575 | 2452.72 | 1.6729 | 5398.98 | 0.99783 | 0 | 1.2786 | 0 | 1.545 | 2876.13 | 0 | 0 | 1.3302 | 40053.4 | 25081.7 | 0.92698 | 0 | 0 | 0
7985 | 0.029661 | 800.282 | 0.41042 | 7432.32 | 0 | 0 | 0.13453 | 208.437 | 0.45753 | 4566.13 | 208.437 | 0 | 0.22223 | 40053.4 | 19756.4 | 0 | 0 | 0 | 204.584
7986 | 0 | 2077.83 | 0 | 6608.07 | 0 | 0 | 0 | 941.094 | 0 | 20508.5 | 941.094 | 0 | 0 | 40053.4 | 23616.5 | 0 | 0 | 0 | 1709.78
7987 | 0 | 4209.21 | 0 | 5855.68 | 0 | 0 | 0 | 7104.49 | 0 | 28063 | 7104.49 | 35.6924 | 0 | 40053.4 | 30798.8 | 0 | 1977.36 | 0 | 2746.01
7988 | 0 | 7641.14 | 0 | 19478.5 | 0 | 0 | 0 | 2149.94 | 0 | 29340.5 | 2149.94 | 0 | 0 | 40053.4 | 34817.1 | 0 | 2973.46 | 0 | 3073.65
7989 | 0 | 37478.7 | 0 | 11776 | 0 | 0 | 0 | 1780.52 | 0 | 25144.9 | 1780.52 | 0 | 0 | 40053.4 | 36830.1 | 0 | 4697.62 | 611.448 | 1254.03
7990 | 0 | 39217.8 | 0 | 7953.39 | 0 | 0 | 0 | 1589.25 | 0 | 28852.1 | 1589.25 | 0 | 0 | 40053.4 | 34429.3 | 0 | 7745.52 | 3281.27 | 7446.72
7991 | 0 | 32207.1 | 0 | 1066.14 | 0 | 0 | 0 | 3302.63 | 0 | 28495.9 | 3302.63 | 0 | 0 | 40053.4 | 32958.5 | 0 | 12297.9 | 4529.14 | 16624
7992 | 0 | 34212.9 | 0 | 2643.46 | 0 | 0 | 0 | 638.86 | 0 | 27452.5 | 638.86 | 0 | 0 | 40053.4 | 26022.1 | 0 | 12610.8 | 7560.97 | 5526.3
7993 | 0 | 34632.3 | 0 | 2066.68 | 0 | 0 | 0 | 0 | 0 | 22808.7 | 0 | 286.572 | 0 | 40053.4 | 18796.2 | 0 | 9429.26 | 8996.17 | 0
7994 | 0 | 25087.3 | 0 | 4386.13 | 0 | 0 | 0 | 0 | 0 | 24951.3 | 0 | 0 | 0 | 40053.4 | 10687.3 | 0 | 8329.97 | 10235.5 | 3075.97
7995 | 0 | 17649.5 | 0 | 14013.7 | 0 | 0 | 0 | 0 | 0 | 25176.6 | 0 | 0 | 0 | 40053.4 | 5819.74 | 0 | 10860.2 | 14438.9 | 6521.59
7996 | 0 | 1244.06 | 0 | 34362.6 | 0 | 0 | 0 | 0 | 0 | 21594.7 | 0 | 0 | 0 | 40053.4 | 5586.19 | 0 | 17132.3 | 13883.4 | 1559.23
7997 | 0 | 0 | 0 | 39457.8 | 0 | 0 | 0 | 0 | 0 | 20587.4 | 0 | 0 | 0 | 40053.4 | 5545.7 | 0 | 15932.3 | 4752.85 | 935.502
7998 | 0 | 0 | 0 | 37786.2 | 0 | 0 | 0 | 959.257 | 0 | 21396.1 | 959.257 | 308.53 | 0 | 40053.4 | 2647.93 | 0 | 14923.8 | 550.817 | 335.215
7999 | 0 | 1853.37 | 0 | 33177.2 | 0 | 0 | 0 | 1325.61 | 0 | 23012.7 | 1325.61 | 0 | 0 | 40053.4 | 1520.24 | 0 | 7551.53 | 789.581 | 960.42
8000 | 0.63083 | 2118.65 | 0.70876 | 34097.1 | 0.96343 | 0 | 0.092191 | 1093.99 | 0.18881 | 16938.5 | 1093.99 | 0 | 0.15153 | 39760.6 | 1119.04 | 0 | 0 | 736.913 | 185.964
8001 | 1.9884 | 3357.88 | 1.9485 | 33747.8 | 2.0812 | 0 | 1.1322 | 0 | 1.3504 | 10455.1 | 0 | 0 | 1.2621 | 38974.7 | 3161.74 | 0.68235 | 2093.1 | 727.982 | 0
8002 | 3.0063 | 10960.4 | 2.8849 | 22466.3 | 2.8884 | 0 | 1.9676 | 1223.69 | 2.2545 | 3184.18 | 1223.69 | 0 | 2.1693 | 36610.1 | 4523.17 | 1.6448 | 3433.51 | 889.006 | 1851.79
8003 | 3.628 | 25839 | 2.5462 | 13045 | 3.3712 | 0 | 0.77697 | 3598.95 | 2.8369 | 2039.66 | 3598.95 | 0 | 2.7639 | 34754.3 | 0 | 2.3394 | 3528.3 | 0 | 0
8004 | 3.8879 | 35294.1 | 3.0127 | 4706.01 | 3.536 | 0 | 0.69437 | 9627.56 | 3.112 | 1699.89 | 9627.56 | 0 | 2.6008 | 32507.2 | 0 | 2.6993 | 4157.12 | 0 | 0
8005 | 2.297 | 37477.1 | 2.8862 | 5338.93 | 3.3635 | 0 | 2.1432 | 12664.3 | 3.1143 | 1713.97 | 12664.3 | 0 | 3.0344 | 30616.6 | 714.863 | 2.7698 | 2424.25 | 0 | 0
8006 | 3.3455 | 38846.3 | 2.4537 | 4585.13 | 2.8571 | 0 | 1.3749 | 13581.6 | 2.8335 | 1737.66 | 13581.6 | 0 | 2.7398 | 32588 | 1561.55 | 2.4719 | 965.923 | 0 | 0
8007 | 2.5682 | 38395 | 2.0588 | 3849.21 | 2.0104 | 0 | 1.01 | 15839.1 | 2.0122 | 1463.93 | 15839.1 | 0 | 2.1893 | 37153.2 | 2016.93 | 1.8475 | 0 | 0 | 0
8008 | 1.4622 | 39257.4 | 0.61145 | 3683.28 | 0.88316 | 0 | 0.50577 | 10226.3 | 1.2299 | 1852.37 | 10226.3 | 852.979 | 1.3263 | 39572.6 | 2898.9 | 0.93859 | 0 | 26985.4 | 0
8009 | 0 | 38592.1 | 0.28188 | 32773.4 | 0 | 715.245 | 0.020492 | 8060.58 | 0.33465 | 2743.74 | 8060.58 | 2174.41 | 0.21262 | 40053.4 | 5668.98 | 0 | 1409.44 | 34086.7 | 0
8010 | 0 | 38966.6 | 0 | 26923.6 | 0 | 881.962 | 0 | 4441.15 | 0 | 5469.55 | 4441.15 | 6493.84 | 0 | 40053.4 | 10998.8 | 0 | 4842.34 | 37706.8 | 733.969
8011 | 0 | 39159.3 | 0 | 21192.8 | 0 | 1004.18 | 0 | 4325.44 | 0 | 12006.2 | 4325.44 | 3727.32 | 0 | 7877.79 | 12180.8 | 0 | 6770.56 | 39239 | 0
8012 | 0 | 39392.8 | 0 | 16803.7 | 0 | 0 | 0 | 7817.04 | 0 | 11280.5 | 7817.04 | 2305.07 | 0 | 5249.86 | 19156.3 | 0 | 3659.22 | 39652.3 | 0
8013 | 0 | 39725.6 | 0 | 20943.2 | 0 | 0 | 0 | 9734.97 | 0 | 9964.91 | 9734.97 | 981.132 | 0 | 3058.28 | 15877.4 | 0 | 881.242 | 40053.4 | 0
8014 | 0 | 39380.8 | 0 | 16307.1 | 0 | 0 | 0 | 14386.2 | 0 | 5514.26 | 14386.2 | 0 | 0 | 3365.57 | 10646.3 | 0 | 0 | 40053.4 | 0
8015 | 0 | 38467.9 | 0 | 3184.47 | 0 | 0 | 0 | 14866.5 | 0 | 1833.98 | 14866.5 | 0 | 0 | 5441.73 | 13344.2 | 0 | 0 | 40053.4 | 0
8016 | 0 | 37035 | 0 | 0 | 0 | 0 | 0 | 15197.4 | 0 | 1498.79 | 15197.4 | 0 | 0 | 6586.79 | 10262.2 | 0 | 0 | 40053.4 | 0
8017 | 0 | 36392 | 0 | 0 | 0 | 0 | 0 | 13772.8 | 0 | 0 | 13772.8 | 0 | 0 | 13140.6 | 6382.25 | 0 | 0 | 40053.4 | 1127.94
8018 | 0 | 27832.8 | 0 | 0 | 0 | 0 | 0 | 9849.63 | 0 | 755.487 | 9849.63 | 0 | 0 | 27190.2 | 3864.74 | 0 | 0 | 39741.3 | 2720.32
8019 | 0 | 13569.5 | 0 | 0 | 0 | 0 | 0 | 9426.88 | 0 | 0 | 9426.88 | 0 | 0 | 35131.1 | 2268.93 | 0 | 966.267 | 39173.9 | 0
8020 | 0 | 14456.7 | 0 | 0 | 0 | 0 | 0 | 10417.6 | 0 | 405.362 | 10417.6 | 0 | 0 | 39354.3 | 1903.23 | 0 | 1936.91 | 35777.3 | 0
8021 | 0 | 19193 | 0 | 3455.71 | 0 | 0 | 0 | 7541.96 | 0 | 1229.53 | 7541.96 | 0 | 0 | 39767.2 | 1139.54 | 0 | 2800.41 | 32324.5 | 0
8022 | 0 | 8938.25 | 0 | 7562.34 | 0 | 0 | 0 | 4886.75 | 0 | 0 | 4886.75 | 0 | 0 | 40015.9 | 0 | 0 | 3839.66 | 27641.7 | 0
8023 | 0 | 2765.18 | 0 | 13201.8 | 0 | 0 | 0 | 2490.68 | 0 | 0 | 2490.68 | 0 | 0 | 40053.4 | 0 | 0 | 4959.23 | 20775.6 | 3360.43
8024 | 0.17091 | 1447.54 | 0.70485 | 13112.7 | 0.1027 | 900.705 | 0.084821 | 1653.05 | 0.14388 | 0 | 1653.05 | 0 | 0.16227 | 40053.4 | 0 | 0 | 8786.48 | 21582.7 | 2128.11
8025 | 1.0568 | 0 | 1.9387 | 12232 | 0.82444 | 1306.07 | 1.1262 | 711.431 | 1.1979 | 0 | 711.431 | 0 | 1.3438 | 40053.4 | 0 | 0.85018 | 15566.1 | 23851.9 | 11740.7
8026 | 2.7021 | 0 | 2.8979 | 7306.53 | 1.3134 | 0 | 2.0398 | 156.605 | 2.1262 | 0 | 156.605 | 0 | 2.308 | 40053.4 | 0 | 1.9257 | 21919.6 | 13054.2 | 9348.82
8027 | 3.2688 | 1233.49 | 3.5017 | 14577.7 | 1.6449 | 0 | 0.53808 | 0 | 2.8617 | 0 | 0 | 0 | 2.9145 | 40053.4 | 0 | 2.6747 | 23635.1 | 1727.62 | 4760.65
8028 | 3.5366 | 4460.13 | 3.7675 | 11456.4 | 2.0055 | 0 | 0.61152 | 0 | 3.1895 | 0 | 0 | 0 | 3.2104 | 40053.4 | 0 | 3.0687 | 27561.8 | 690.132 | 7729.56
8029 | 2.5039 | 13198.4 | 3.7029 | 7156.38 | 1.2179 | 457.591 | 0.5094 | 0 | 3.2023 | 0 | 0 | 0 | 3.2231 | 40053.4 | 0 | 3.1033 | 29008.9 | 1886.08 | 5461.52
8030 | 2.0789 | 6360.28 | 3.321 | 4857.33 | 1.7717 | 1978.06 | 1.3711 | 0 | 2.8663 | 0 | 0 | 0 | 2.92 | 40053.4 | 0 | 2.7756 | 37326.8 | 964.638 | 6394.44
8031 | 1.5075 | 28418.2 | 1.8707 | 1612.6 | 1.9113 | 13801.5 | 2.0592 | 0 | 2.3142 | 0 | 0 | 0 | 2.3784 | 39868.9 | 0 | 2.0781 | 38061.9 | 0 | 7756.13
8032 | 0.51244 | 30186.1 | 1.6252 | 0 | 0.82988 | 7294.35 | 1.1561 | 0 | 1.4719 | 0 | 0 | 0 | 1.4915 | 39554.6 | 0 | 1.0568 | 39232 | 0 | 10592.7
8033 | 0 | 23789.6 | 0.25574 | 0 | 0 | 2107.37 | 0.095713 | 821.372 | 0.40826 | 0 | 821.372 | 0 | 0.26978 | 39194.7 | 0 | 0 | 39284.1 | 318.185 | 11911.7
8034 | 0 | 24845 | 0 | 0 | 0 | 9594.43 | 0 | 442.989 | 0 | 0 | 442.989 | 0 | 0 | 37550.5 | 0 | 0 | 39322.5 | 3487.12 | 13261.5
8035 | 0 | 25824.8 | 0 | 2423.5 | 0 | 10909.7 | 0 | 0 | 0 | 0 | 0 | 0 | 0 | 35594.6 | 0 | 0 | 39642.3 | 23259.9 | 36899.9
8036 | 0 | 29176.9 | 0 | 9861.55 | 0 | 8692.99 | 0 | 463.783 | 0 | 0 | 463.783 | 0 | 0 | 32527 | 0 | 0 | 39864.6 | 39287.5 | 39236.3
8037 | 0 | 20686.7 | 0 | 12481.9 | 0 | 12297.6 | 0 | 2599.38 | 0 | 0 | 2599.38 | 0 | 0 | 28409.5 | 0 | 0 | 39864.3 | 39519.7 | 39380.8
8038 | 0 | 2431.24 | 0 | 16635.1 | 0 | 7794.11 | 0 | 3261.95 | 0 | 0 | 3261.95 | 0 | 0 | 33647.2 | 1360.29 | 0 | 39496.3 | 40053.4 | 40053.4
8039 | 0 | 5539.24 | 0 | 21210 | 0 | 6030.63 | 0 | 699.541 | 0 | 0 | 699.541 | 0 | 0 | 28328.3 | 3930.89 | 0 | 37041.5 | 39831.3 | 40053.4
8040 | 0 | 7204.05 | 0 | 13539.6 | 0 | 8553.32 | 0 | 730.708 | 0 | 0 | 730.708 | 0 | 0 | 24190 | 2942.48 | 0 | 24429 | 39655.5 | 40053.4
8041 | 0 | 24930.1 | 0 | 10107.4 | 0 | 16680.8 | 0 | 1853.12 | 0 | 0 | 1853.12 | 0 | 0 | 14181.2 | 2901.84 | 0 | 22097.1 | 39768.4 | 40053.4
8042 | 0 | 5464.44 | 0 | 14092.4 | 0 | 12068.9 | 0 | 897.733 | 0 | 0 | 897.733 | 0 | 0 | 10204.6 | 3238.05 | 0 | 23405.3 | 39594.2 | 39607.3
8043 | 0 | 9072.66 | 0 | 19265.9 | 0 | 11388.1 | 0 | 1573.46 | 0 | 0 | 1573.46 | 0 | 0 | 8214.34 | 1171.28 | 0 | 20873 | 39512.8 | 39580.5
8044 | 0 | 8820.04 | 0 | 17354 | 0 | 31128.8 | 0 | 1550.18 | 0 | 0 | 1550.18 | 0 | 0 | 4740.22 | 5219.79 | 0 | 25620.1 | 39427.4 | 39285.1
8045 | 0 | 8386.64 | 0 | 9342.53 | 0 | 32347.7 | 0 | 1579.29 | 0 | 0 | 1579.29 | 0 | 0 | 2134.23 | 6609.64 | 0 | 28148.5 | 39339.8 | 39296.4
8046 | 0 | 7827.84 | 0 | 9592.54 | 0 | 29236 | 0 | 789.031 | 0 | 0 | 789.031 | 0 | 0 | 1160.57 | 11414.9 | 0 | 30952.6 | 39255.2 | 39269.3
8047 | 0 | 7172 | 0 | 9810 | 0 | 22874.4 | 0 | 339.726 | 0 | 0 | 339.726 | 0 | 0 | 3864.71 | 9791.86 | 0 | 20218.5 | 37273.6 | 39185.2
8048 | 0.22475 | 16616.2 | 0.22676 | 2805.28 | 0.1139 | 27715.4 | 0.012887 | 0 | 0.02299 | 0 | 0 | 0 | 0.029326 | 0 | 10234.5 | 0 | 14992.4 | 39453.9 | 38335.9
8049 | 1.0505 | 18170.5 | 0.19002 | 8867.46 | 0.33192 | 24634.2 | 0.24856 | 0 | 0.27326 | 0 | 0 | 0 | 0.44982 | 0 | 12587.5 | 0.067132 | 8206.24 | 39449.5 | 30519.8
8050 | 2.65 | 11618.5 | 0.7888 | 1904.06 | 0.63278 | 30350.3 | 0.31182 | 0 | 0.32837 | 0 | 0 | 0 | 0.85641 | 0 | 10823.9 | 0.18641 | 4315.67 | 33280.5 | 24981.4
8051 | 3.1652 | 35230.1 | 0.67387 | 0 | 1.0404 | 36569.6 | 0.45536 | 0 | 0.2305 | 0 | 0 | 0 | 1.4736 | 0 | 12553 | 0.33534 | 5235.14 | 21381.7 | 16953.2
8052 | 3.3988 | 40053.4 | 1.0967 | 0 | 1.8804 | 18900.9 | 0.61169 | 0 | 0.23666 | 0 | 0 | 0 | 1.8345 | 0 | 9598.3 | 0.35656 | 27467.8 | 22742.1 | 9871.51
8053 | 3.3828 | 40053.4 | 0.85598 | 0 | 1.7566 | 33937.2 | 0.30618 | 0 | 0.94198 | 0 | 0 | 0 | 0.81399 | 0 | 8982.11 | 1.2456 | 37432.1 | 27542.7 | 5484.19
8054 | 3.0316 | 39970.9 | 1.245 | 280.531 | 1.9838 | 35610.2 | 0.38198 | 0 | 1.3548 | 0 | 0 | 0 | 1.043 | 0 | 5221.97 | 1.3852 | 34886.8 | 24233.4 | 2588.76
8055 | 2.3542 | 38417.4 | 0.52104 | 0 | 1.515 | 25892.6 | 0.12685 | 0 | 0.40999 | 0 | 0 | 0 | 2.048 | 0 | 12551 | 0.34084 | 25388.2 | 24544.9 | 1826.04
8056 | 1.3523 | 30463.7 | 0.30063 | 271.844 | 0.81533 | 39527.1 | 0.0904 | 0 | 0.23214 | 0 | 0 | 0 | 1.2024 | 854.563 | 24009.7 | 0.23918 | 35723.1 | 22835.6 | 2025.48
8057 | 0 | 8902.77 | 0.083664 | 1981.89 | 0 | 37990.6 | 0.0048933 | 1573.18 | 0.04497 | 0 | 1573.18 | 0 | 0.1748 | 3756.01 | 15099.3 | 0 | 37994.3 | 32772.1 | 1116.23
8058 | 0 | 15616.9 | 0 | 5237.42 | 0 | 39276.6 | 0 | 0 | 0 | 0 | 0 | 0 | 0 | 2956.62 | 12905.6 | 0 | 39277.7 | 38224.5 | 428.426
8059 | 0 | 23598.7 | 0 | 9778.85 | 0 | 39720.7 | 0 | 0 | 0 | 0 | 0 | 0 | 0 | 1317.18 | 10557.5 | 0 | 34345.4 | 32207 | 0
8060 | 0 | 34738.7 | 0 | 9971.71 | 0 | 40029.7 | 0 | 0 | 0 | 0 | 0 | 0 | 0 | 1152.93 | 12344.5 | 0 | 24877.2 | 31615.2 | 0
8061 | 0 | 16484.1 | 0 | 26613 | 0 | 40053.4 | 0 | 0 | 0 | 0 | 0 | 0 | 0 | 1044.93 | 14987.2 | 0 | 9591.1 | 36318 | 0
8062 | 0 | 16981.4 | 0 | 35017.8 | 0 | 40053.4 | 0 | 0 | 0 | 0 | 0 | 0 | 0 | 1443.55 | 13215.3 | 0 | 2122.13 | 38818.7 | 0
8063 | 0 | 16807.3 | 0 | 38149.5 | 0 | 37073.9 | 0 | 0 | 0 | 0 | 0 | 0 | 0 | 9136.19 | 9438.68 | 0 | 1770.31 | 39238.6 | 0
8064 | 0 | 14882.2 | 0 | 36963.3 | 0 | 39286.4 | 0 | 0 | 0 | 0 | 0 | 0 | 0 | 7405.1 | 8448.83 | 0 | 0 | 40014.3 | 2036.33
8065 | 0 | 6413.51 | 0 | 38836.6 | 0 | 38558 | 0 | 0 | 0 | 0 | 0 | 0 | 0 | 7394.91 | 9542.1 | 0 | 0 | 40053.4 | 3786.4
8066 | 0 | 2882.24 | 0 | 39367.1 | 0 | 40053.4 | 0 | 0 | 0 | 0 | 0 | 0 | 0 | 9806.97 | 7468.03 | 0 | 0 | 40053.4 | 4284.47
8067 | 0 | 15000.5 | 0 | 37643.1 | 0 | 38476.7 | 0 | 0 | 0 | 0 | 0 | 0 | 0 | 13307.2 | 6570.07 | 0 | 1961.5 | 40053.4 | 23431.9
8068 | 0 | 33244.3 | 0 | 29690.6 | 0 | 35508.3 | 0 | 0 | 0 | 0 | 0 | 0 | 0 | 21362 | 7243.74 | 0 | 8686 | 39710.3 | 37868.2
8069 | 0 | 38832.7 | 0 | 16826.2 | 0 | 17006.9 | 0 | 0 | 0 | 0 | 0 | 0 | 0 | 34170.4 | 7826.26 | 0 | 5740.58 | 39527.3 | 35874.2
8070 | 0 | 39475.5 | 0 | 11507.8 | 0 | 8217.22 | 0 | 0 | 0 | 0 | 0 | 0 | 0 | 35335.7 | 8224.51 | 0 | 3429.53 | 39343.9 | 32696.3
8071 | 0 | 39793.2 | 0 | 7364.88 | 0 | 185.105 | 0 | 0 | 0 | 0 | 0 | 0 | 0 | 36263.3 | 8902.19 | 0 | 1230.24 | 39560.2 | 33280.6
8072 | 0.16069 | 40053.4 | 0.55497 | 4125.16 | 0.32221 | 0 | 0.030996 | 0 | 0.12164 | 0 | 0 | 0 | 0.098666 | 30387.3 | 8605.35 | 0 | 0 | 39380 | 38925.4
8073 | 0.8763 | 39920.6 | 1.765 | 17552.2 | 2.1158 | 0 | 1.0259 | 0 | 1.1973 | 0 | 0 | 0 | 1.1986 | 22557.9 | 9098.05 | 0.62587 | 1037.78 | 36036.7 | 35553.9
8074 | 1.5723 | 39331.7 | 2.7237 | 17358.9 | 2.9619 | 6042.36 | 0.036151 | 0 | 2.1492 | 0 | 0 | 0 | 2.1452 | 31695.5 | 11197.6 | 1.5869 | 0 | 31090.6 | 7933.86
8075 | 2.0158 | 32533.3 | 3.3207 | 8061.69 | 1.7222 | 11712.6 | 0.054947 | 0 | 2.7889 | 0 | 0 | 0 | 2.7658 | 27445.6 | 7014.5 | 0.80527 | 0 | 19624.8 | 5612.94
8076 | 2.8598 | 37418.3 | 3.6167 | 4059.41 | 1.7171 | 4855.04 | 0.066212 | 0 | 3.1277 | 0 | 0 | 0 | 3.0797 | 19889.5 | 6396.06 | 0.91257 | 0 | 15366.4 | 4458.44
8077 | 2.8268 | 36906.3 | 3.5991 | 2231 | 1.796 | 9831.16 | 1.8268 | 0 | 3.1699 | 0 | 0 | 0 | 3.107 | 10306.1 | 6903.75 | 0.44712 | 0 | 13588.7 | 3194.9
8078 | 2.2335 | 37610.8 | 3.2546 | 4370.46 | 1.6695 | 12182.9 | 1.5885 | 0 | 2.9131 | 0 | 0 | 0 | 2.8533 | 6049.36 | 6302.46 | 0.51634 | 5769.59 | 7589.14 | 4392.15
8079 | 1.5174 | 38155.3 | 2.6014 | 5399.52 | 1.5849 | 8186.79 | 0.86694 | 0 | 2.3769 | 235.352 | 0 | 0 | 2.3169 | 1034.58 | 5416.97 | 0.3052 | 7344.07 | 5994.89 | 2217.69
8080 | 0.99738 | 32690.2 | 1.6257 | 5937.81 | 0.49841 | 10797.5 | 0.073949 | 0 | 1.5418 | 0 | 0 | 0 | 1.4615 | 0 | 9975.85 | 0.42712 | 5213.51 | 3683.72 | 2843.88
8081 | 0 | 27445.3 | 0.37121 | 9738.63 | 0 | 11564.9 | 0.0048477 | 0 | 0.45143 | 703.527 | 0 | 2567.68 | 0.27149 | 2652.73 | 14347.2 | 0 | 2308.28 | 1429.9 | 9009.58
8082 | 0 | 27345 | 0 | 15114.4 | 0 | 7442.52 | 0 | 0 | 0 | 1961.61 | 0 | 3276.91 | 0 | 12376.1 | 13694.2 | 0 | 620.231 | 0 | 18935.4
8083 | 0 | 28071.1 | 0 | 22704.7 | 0 | 6920.69 | 0 | 0 | 0 | 4135.18 | 0 | 2439.4 | 0 | 21789.3 | 18539.9 | 0 | 0 | 0 | 11550.8
8084 | 0 | 37712.8 | 0 | 37345.3 | 0 | 4834.89 | 0 | 0 | 0 | 5761.03 | 0 | 1992.46 | 0 | 14988.3 | 17436.2 | 0 | 1675.66 | 0 | 17138.5
8085 | 0 | 38886.6 | 0 | 39737 | 0 | 6110.96 | 0 | 0 | 0 | 6730.48 | 0 | 2468.23 | 0 | 9921.43 | 18007 | 0 | 1864.25 | 338.963 | 8272.22
8086 | 0 | 38908 | 0 | 39306.1 | 0 | 12828.9 | 0 | 0 | 0 | 10887.9 | 0 | 2749.48 | 0 | 15069.3 | 18413.9 | 0 | 484.749 | 813.011 | 4827.08
8087 | 0 | 37080.7 | 0 | 38751.7 | 0 | 7248.32 | 0 | 0 | 0 | 12676.5 | 0 | 2108.87 | 0 | 17249.8 | 16257.6 | 0 | 204.92 | 312.893 | 10069
8088 | 0 | 38724.5 | 0 | 39110.5 | 0 | 16770.2 | 0 | 0 | 0 | 11252.7 | 0 | 1073.86 | 0 | 21325.1 | 16312.5 | 0 | 0 | 0 | 12562
8089 | 0 | 37601.9 | 0 | 38493.5 | 0 | 16365.8 | 0 | 0 | 0 | 12794.6 | 0 | 0 | 0 | 15931.3 | 17452.1 | 0 | 0 | 0 | 12723.2
8090 | 0 | 36761.9 | 0 | 36934.4 | 0 | 10173.8 | 0 | 0 | 0 | 8096.39 | 0 | 0 | 0 | 4999.07 | 12618.8 | 0 | 0 | 0 | 8732.97
8091 | 0 | 39403.1 | 0 | 35065 | 0 | 8871.5 | 0 | 0 | 0 | 8958.58 | 0 | 0 | 0 | 0 | 11087.5 | 0 | 0 | 0 | 4249.04
8092 | 0 | 40053.4 | 0 | 33120.4 | 0 | 5922.15 | 0 | 0 | 0 | 10486.9 | 0 | 0 | 0 | 0 | 16719.7 | 0 | 1010.47 | 0 | 7505.12
8093 | 0 | 40053.4 | 0 | 32444.3 | 0 | 6745.16 | 0 | 0 | 0 | 5123.69 | 0 | 0 | 0 | 0 | 13561.1 | 0 | 7079.82 | 0 | 24149.2
8094 | 0 | 39254.7 | 0 | 25594.4 | 0 | 1963.88 | 0 | 0 | 0 | 1459.6 | 0 | 0 | 0 | 0 | 14231.1 | 0 | 19571.1 | 0 | 37888.9
8095 | 0 | 28534.5 | 0 | 17046.7 | 0 | 11533.1 | 0 | 0 | 0 | 737.212 | 0 | 0 | 0 | 0 | 12693 | 0 | 20415.5 | 0 | 39188
8096 | 0.094729 | 28199.6 | 0.66117 | 19776.1 | 0.91219 | 7749.89 | 0 | 0 | 0.14714 | 0 | 0 | 0 | 0.0455 | 0 | 12992.7 | 0 | 29709 | 0 | 28715.9
8097 | 0.7887 | 25198.2 | 1.915 | 16228 | 2.0965 | 2704.25 | 0.25446 | 0 | 1.3318 | 0 | 0 | 0 | 1.0274 | 0 | 12560.3 | 0.12386 | 34749.5 | 0 | 26828.3
8098 | 2.6292 | 24579.8 | 2.865 | 2941.49 | 2.9519 | 5717.52 | 0.63118 | 0 | 2.3342 | 0 | 0 | 0 | 1.8584 | 0 | 9916.45 | 0.20819 | 33978.4 | 0 | 3369.67
8099 | 3.2045 | 39027.1 | 3.4509 | 3086.83 | 1.5969 | 6579.43 | 0.44261 | 0 | 3.0157 | 0 | 0 | 0 | 2.4419 | 0 | 9523.65 | 0.70334 | 39373 | 0 | 0
8100 | 3.4688 | 40053.4 | 3.7041 | 4835.38 | 2.4591 | 4604.32 | 1.4291 | 0 | 2.8756 | 0 | 0 | 0 | 2.601 | 0 | 3236.34 | 1.4074 | 40036.3 | 369.726 | 0
8101 | 3.436 | 40053.4 | 3.6248 | 12801.8 | 3.4579 | 1053.77 | 1.9681 | 0 | 3.3232 | 0 | 0 | 0 | 2.1528 | 0 | 1317.42 | 0.92538 | 39415 | 954.741 | 0
8102 | 3.0935 | 39839.1 | 3.2429 | 33191.8 | 2.9451 | 1580.02 | 2.6628 | 0 | 3.0391 | 0 | 0 | 0 | 2.8974 | 0 | 2243.33 | 1.8632 | 39642.5 | 934.212 | 0
8103 | 2.4042 | 40053.4 | 2.5956 | 37933.2 | 2.0823 | 816.766 | 2.0284 | 0 | 2.492 | 0 | 0 | 0 | 1.9395 | 0 | 1281.34 | 1.4356 | 39990.5 | 923.946 | 0
8104 | 1.3844 | 40053.4 | 1.6372 | 37442.4 | 0.91652 | 0.25978 | 1.1203 | 0 | 1.6078 | 0 | 0 | 0 | 1.4489 | 0 | 6824.27 | 0.12561 | 40053.4 | 1181.91 | 0
8105 | 0 | 40053.4 | 0.39258 | 37521.5 | 0 | 731.41 | 0.040364 | 0 | 0.47239 | 0 | 0 | 1883.06 | 0.25435 | 0 | 11631.7 | 0 | 39915.5 | 2910.05 | 0
8106 | 0 | 39974.2 | 0 | 37817.7 | 0 | 0 | 0 | 0 | 0 | 0 | 0 | 5227.28 | 0 | 1860.66 | 12895.8 | 0 | 39629 | 5393.92 | 0
8107 | 0 | 39280 | 0 | 38136.8 | 0 | 0 | 0 | 0 | 0 | 155.604 | 0 | 3266.14 | 0 | 7524.24 | 11963.3 | 0 | 39490 | 17235.5 | 0
8108 | 0 | 40053.4 | 0 | 39487.2 | 0 | 0 | 0 | 0 | 0 | 856.441 | 0 | 10557.7 | 0 | 8254.06 | 9841.15 | 0 | 38025.9 | 25934 | 0
8109 | 0 | 40053.4 | 0 | 39225.5 | 0 | 0 | 0 | 1447.62 | 0 | 1797.5 | 1447.62 | 5197.28 | 0 | 8925.14 | 17385.3 | 0 | 27756.1 | 34192 | 0
8110 | 0 | 40053.4 | 0 | 38268.1 | 0 | 0 | 0 | 0 | 0 | 3259.43 | 0 | 4261.42 | 0 | 9974.02 | 26331.4 | 0 | 17227.9 | 31359.5 | 2532.02
8111 | 0 | 40010.8 | 0 | 38367.3 | 0 | 0 | 0 | 1059.87 | 0 | 7129.73 | 1059.87 | 2312.68 | 0 | 9505.13 | 31349.9 | 0 | 5960.92 | 33497.5 | 886.444
8112 | 0 | 38818.8 | 0 | 35159 | 0 | 0 | 0 | 1742.33 | 0 | 11645.2 | 1742.33 | 1293.29 | 0 | 14749.6 | 35955.1 | 0 | 0 | 34764.9 | 610.939
8113 | 0 | 38214.7 | 0 | 26550.7 | 0 | 0 | 0 | 1783.03 | 0 | 13237.5 | 1783.03 | 0 | 0 | 15655.6 | 32574.6 | 0 | 27281.8 | 32238.8 | 181.1
8114 | 0 | 29901.8 | 0 | 32025.4 | 0 | 0 | 0 | 10666.9 | 0 | 11233.9 | 10666.9 | 0 | 0 | 19225.9 | 32712.8 | 0 | 34709.2 | 30976.1 | 0
8115 | 0 | 22621.8 | 0 | 31620 | 0 | 906.517 | 0 | 17658.8 | 0 | 9913.57 | 17658.8 | 0 | 0 | 17806.1 | 39122.2 | 0 | 33603.8 | 34980.4 | 0
8116 | 0 | 18122.5 | 0 | 32397.3 | 0 | 0 | 0 | 18582 | 0 | 6413.86 | 18582 | 873.277 | 0 | 14949.5 | 39441.8 | 0 | 36390.1 | 37457.4 | 0
8117 | 0 | 19691 | 0 | 30392.4 | 0 | 0 | 0 | 16779.4 | 0 | 2843.3 | 16779.4 | 1290.05 | 0 | 16290.5 | 39399.8 | 0 | 33147.6 | 38578.6 | 1420.77
8118 | 0 | 21183.3 | 0 | 37102.2 | 0 | 0 | 0 | 21679.1 | 0 | 1450.33 | 21679.1 | 0 | 0 | 12420.5 | 39270 | 0 | 28716.3 | 39388.5 | 6235.41
8119 | 0 | 22854 | 0 | 39417 | 0 | 0 | 0 | 17914.3 | 0 | 4238.55 | 17914.3 | 460.518 | 0 | 11868.2 | 37601.2 | 0 | 32900.9 | 37893.9 | 5674.78
8120 | 0.17571 | 35073.9 | 0.21691 | 39010.3 | 0.57297 | 0 | 0 | 13373 | 0.027588 | 3417.11 | 13373 | 0 | 0.034905 | 9052.92 | 35893.4 | 0 | 30083.1 | 38829.1 | 12689.3
8121 | 1.6786 | 31370.6 | 0.9042 | 39329.1 | 2.025 | 0 | 0.036708 | 21394.3 | 0.42814 | 6128.12 | 21394.3 | 0 | 0.7889 | 6034.52 | 32587.1 | 0.079458 | 27933.3 | 33717.5 | 16773
8122 | 2.6513 | 7860.38 | 2.084 | 35622 | 2.8694 | 0 | 0.096562 | 12085 | 1.3247 | 6513.58 | 12085 | 0 | 1.5432 | 9213.07 | 35993.4 | 0.26804 | 10377.2 | 19899.6 | 4085.64
8123 | 3.2697 | 1728.5 | 2.9412 | 32501.9 | 3.3462 | 0 | 0.66598 | 11873.6 | 1.0948 | 10585.7 | 11873.6 | 0 | 1.7142 | 5377.13 | 33408.7 | 0.43116 | 3051.89 | 16239.5 | 0
8124 | 1.8422 | 1018.39 | 3.6811 | 28837.8 | 3.5245 | 0 | 0.73411 | 7141.48 | 1.3154 | 14707 | 7141.48 | 0 | 1.6925 | 4100.08 | 29173.7 | 0.52951 | 2074.19 | 17138.9 | 190.706
8125 | 1.602 | 0 | 3.6524 | 20394.5 | 3.3632 | 0 | 0.63683 | 4036.62 | 2.0755 | 9069.01 | 4036.62 | 1827.49 | 1.599 | 632.98 | 30468.5 | 0.68492 | 2655.25 | 16453.5 | 0
8126 | 2.0267 | 3421.02 | 3.292 | 13401.5 | 2.8616 | 0 | 0.052762 | 6870.07 | 1.6244 | 6487.88 | 6870.07 | 1938.23 | 1.7073 | 0 | 27359.2 | 0.35389 | 4398.62 | 10628.2 | 0
8127 | 1.3975 | 9025.1 | 1.9102 | 6789.15 | 2.0171 | 0 | 0.36511 | 12999.8 | 1.4067 | 7042.67 | 12999.8 | 1811.7 | 1.1813 | 0 | 29011.3 | 0.18229 | 5447 | 8969.34 | 0
8128 | 0.80952 | 8816.25 | 1.1693 | 4344.83 | 0.85435 | 0 | 0.27253 | 12157.2 | 1.3855 | 7581.2 | 12157.2 | 2871.69 | 0.67292 | 0 | 27269.6 | 0.82739 | 3831.21 | 7110.73 | 0
8129 | 0 | 5380.12 | 0.37333 | 5098.33 | 0 | 220.133 | 0.015579 | 14039.5 | 0.37015 | 13400.4 | 14039.5 | 976.652 | 0.067861 | 0 | 30101 | 0 | 1825.23 | 13721.5 | 299.13
8130 | 0 | 8466.17 | 0 | 1760.32 | 0 | 986.557 | 0 | 16589.7 | 0 | 22330.9 | 16589.7 | 2055.53 | 0 | 0 | 33554.5 | 0 | 521.553 | 22401.2 | 1835.62
8131 | 0 | 12907 | 0 | 0 | 0 | 1070.02 | 0 | 22401.5 | 0 | 17854.9 | 22401.5 | 10733.9 | 0 | 0 | 30978.3 | 0 | 0 | 21697 | 340.425
8132 | 0 | 12589.4 | 0 | 2388.53 | 0 | 0 | 0 | 16225.6 | 0 | 24772.9 | 16225.6 | 11628.7 | 0 | 0 | 30576.4 | 0 | 39.9199 | 23846.5 | 881.005
8133 | 0 | 10272.1 | 0 | 14002.3 | 0 | 0 | 0 | 8587.41 | 0 | 28020.1 | 8587.41 | 5072.73 | 0 | 0 | 30316.7 | 0 | 3903.63 | 31016.1 | 2587.55
8134 | 0 | 16057.6 | 0 | 22734.8 | 0 | 0 | 0 | 3042.67 | 0 | 31002.6 | 3042.67 | 1811.87 | 0 | 0 | 27845.6 | 0 | 17833.4 | 27280.5 | 753.68
8135 | 0 | 13070.1 | 0 | 22706.8 | 0 | 0 | 0 | 251.633 | 0 | 25360.5 | 251.633 | 4285.75 | 0 | 0 | 17525.7 | 0 | 35340.2 | 17312.2 | 0
8136 | 0 | 11869 | 0 | 16867.7 | 0 | 0 | 0 | 7661.75 | 0 | 27260.7 | 7661.75 | 2565.11 | 0 | 0 | 11245.2 | 0 | 39373.1 | 11899.8 | 0
8137 | 0 | 6546.39 | 0 | 7125.93 | 0 | 0 | 0 | 1195.24 | 0 | 26065.7 | 1195.24 | 0 | 0 | 529.084 | 9780.32 | 0 | 40053.4 | 9702.06 | 0
8138 | 0 | 9986.97 | 0 | 9222.62 | 0 | 0 | 0 | 0 | 0 | 19736.1 | 0 | 0 | 0 | 73.1101 | 15125.8 | 0 | 40053.4 | 9586.76 | 2699.61
8139 | 0 | 35739.2 | 0 | 11184.8 | 0 | 3066.54 | 0 | 3969.88 | 0 | 24362.2 | 3969.88 | 0 | 0 | 1874.51 | 16564.6 | 0 | 40053.4 | 6588.49 | 7315.56
8140 | 0 | 40027.5 | 0 | 11124.3 | 0 | 3504.33 | 0 | 5330.11 | 0 | 28773.5 | 5330.11 | 6482.69 | 0 | 946.164 | 18406 | 0 | 40053.4 | 3188.19 | 7451.67
8141 | 0 | 39750.5 | 0 | 8071.09 | 0 | 2422.36 | 0 | 7503.5 | 0 | 27586 | 7503.5 | 0 | 0 | 0 | 19043.8 | 0 | 40053.4 | 2368.22 | 4887.17
8142 | 0 | 38523.4 | 0 | 8134.39 | 0 | 806.588 | 0 | 4438.88 | 0 | 27102.1 | 4438.88 | 0 | 0 | 0 | 17134.4 | 0 | 40053.4 | 1679.94 | 2723.52
8143 | 0 | 34465.7 | 0 | 8355.67 | 0 | 532.898 | 0 | 1411.78 | 0 | 27067.9 | 1411.78 | 0 | 0 | 2195.73 | 20544.9 | 0 | 40053.4 | 15752.1 | 695.102
8144 | 0.086072 | 37362.4 | 0.62994 | 15235.2 | 0.87828 | 0 | 0 | 2606.43 | 0 | 24892.9 | 2606.43 | 0 | 0.037498 | 1783.12 | 22057.3 | 0 | 39578.8 | 37226.3 | 6673.74
8145 | 0.66719 | 30617.3 | 1.8871 | 7581.21 | 2.0436 | 0 | 1.0403 | 9363.84 | 0.006661 | 24192.3 | 9363.84 | 8683.61 | 0.88608 | 1451.56 | 21662.3 | 0.58857 | 36904.4 | 36049.2 | 6535.06
8146 | 2.6376 | 12119.5 | 2.8312 | 1401.79 | 2.8881 | 0 | 2.0239 | 7114.67 | 0.017469 | 25670 | 7114.67 | 7673.16 | 1.6333 | 0 | 18832.8 | 0.085507 | 36794.3 | 7304.43 | 6895.44
8147 | 1.9406 | 2964.87 | 3.3962 | 1823.25 | 3.3921 | 8058.74 | 2.7235 | 4206.18 | 1.8938 | 26968.4 | 4206.18 | 0 | 2.2833 | 0 | 12832.2 | 0.13816 | 38472.5 | 0 | 689.152
8148 | 2.5057 | 437.499 | 3.6629 | 1672.9 | 3.5662 | 7649.92 | 3.0732 | 5639.66 | 0.37079 | 15266.2 | 5639.66 | 0 | 3.2065 | 733.724 | 9273.64 | 0.64574 | 39517.8 | 0 | 1179.05
8149 | 3.4221 | 51.5841 | 3.6639 | 2843.5 | 3.3825 | 19738.6 | 3.0924 | 6482.36 | 0.68804 | 21401 | 6482.36 | 0 | 1.2506 | 0 | 8826.34 | 0.86918 | 40053.4 | 0 | 2900.4
8150 | 1.9263 | 0 | 3.3281 | 2878.77 | 2.8859 | 27013.1 | 2.7685 | 6282.29 | 0.75664 | 22424.6 | 6282.29 | 0 | 0.56318 | 2995.78 | 7035.37 | 0.31565 | 40053.4 | 0 | 1734.25
8151 | 1.2881 | 618.167 | 2.6769 | 2551.66 | 2.0322 | 18624.7 | 2.1475 | 7348.8 | 0.59024 | 18830.5 | 7348.8 | 1059.94 | 0.20133 | 1317.68 | 7593.27 | 0.28664 | 40053.4 | 0 | 363.591
8152 | 0.78199 | 198.41 | 1.6827 | 353.078 | 0.88731 | 23545 | 1.1723 | 6849.19 | 0.34103 | 27336.5 | 6849.19 | 0 | 0.11043 | 4916.4 | 9691.65 | 0.074293 | 0 | 0 | 0
8153 | 0 | 0 | 0.41997 | 2531.76 | 0 | 31418 | 0.040682 | 9855.69 | 0.068501 | 19311.8 | 9855.69 | 0 | 0.01411 | 6946.95 | 9023.56 | 0 | 40053.4 | 0 | 2820.68
8154 | 0 | 425.62 | 0 | 9282.01 | 0 | 18303.7 | 0 | 6509.55 | 0 | 33312.3 | 6509.55 | 2801.58 | 0 | 6338.66 | 15944 | 0 | 40053.4 | 0 | 8710.79
8155 | 0 | 2664.01 | 0 | 22301.4 | 0 | 4795.12 | 0 | 5222.72 | 0 | 35804.2 | 5222.72 | 0 | 0 | 6510.1 | 17151.1 | 0 | 39743.2 | 0 | 23701.4
8156 | 0 | 588.871 | 0 | 37890 | 0 | 1748.03 | 0 | 950.321 | 0 | 37464.9 | 950.321 | 12568.8 | 0 | 8580.61 | 12491.2 | 0 | 39402 | 0 | 4540.31
8157 | 0 | 672.274 | 0 | 38570 | 0 | 1040.87 | 0 | 15184.1 | 0 | 33899 | 15184.1 | 28648.8 | 0 | 10351.7 | 12390.5 | 0 | 8578.37 | 0 | 1328.23
8158 | 0 | 7897.72 | 0 | 37168.5 | 0 | 1984.44 | 0 | 10309.7 | 0 | 36680 | 10309.7 | 8503.06 | 0 | 8258.71 | 9003.13 | 0 | 19802.7 | 1522.07 | 0
8159 | 0 | 13955.5 | 0 | 33528.3 | 0 | 6867.91 | 0 | 1733.6 | 0 | 28315.1 | 1733.6 | 1961.73 | 0 | 7445.09 | 8792.53 | 0 | 25876.3 | 10977.2 | 0
8160 | 0 | 8942.44 | 0 | 26719.3 | 0 | 7180.19 | 0 | 5377.35 | 0 | 26870.8 | 5377.35 | 18021.2 | 0 | 13349.5 | 7865.11 | 0 | 33346.4 | 21477.6 | 0
8161 | 0 | 6288.45 | 0 | 18932.2 | 0 | 9839.83 | 0 | 3300.02 | 0 | 19107.6 | 3300.02 | 5407.75 | 0 | 26712.2 | 9586.58 | 0 | 33866.8 | 28720 | 0
8162 | 0 | 10579.1 | 0 | 23313.8 | 0 | 15452.5 | 0 | 7982.39 | 0 | 22789.8 | 7982.39 | 1990.82 | 0 | 19743.5 | 8810.38 | 0 | 30809.4 | 35387.3 | 0
8163 | 0 | 18100.6 | 0 | 26200.5 | 0 | 30282.9 | 0 | 3866.43 | 0 | 21702.3 | 3866.43 | 4677.97 | 0 | 16266.6 | 8978.95 | 0 | 28031.1 | 37134 | 0
8164 | 0 | 10694.9 | 0 | 25909.8 | 0 | 32665.1 | 0 | 7294.41 | 0 | 13918.5 | 7294.41 | 9197.5 | 0 | 14062.1 | 6301.31 | 0 | 24994.6 | 35725.2 | 0
8165 | 0 | 11743.6 | 0 | 31101.8 | 0 | 14947.5 | 0 | 4037.48 | 0 | 7319.38 | 4037.48 | 5772.47 | 0 | 11417.7 | 5244.39 | 0 | 25838.9 | 27646.6 | 729.439
8166 | 0 | 20238 | 0 | 28111.7 | 0 | 23722.2 | 0 | 4054.25 | 0 | 12385.8 | 4054.25 | 5180.38 | 0 | 4603.38 | 6253.68 | 0 | 26083.1 | 17313.7 | 2608.37
8167 | 0 | 28585.4 | 0 | 25160.7 | 0 | 29143.8 | 0 | 1317.6 | 0 | 9888.21 | 1317.6 | 0 | 0 | 1238.61 | 5436.41 | 0 | 31265.5 | 10793.1 | 702.211
8168 | 0.12194 | 23581.7 | 0.57925 | 31632.5 | 0.12263 | 8754.92 | 0 | 0 | 0.016119 | 10156.6 | 0 | 1061.69 | 0.027611 | 4702.71 | 15677.5 | 0 | 32978.7 | 8659.93 | 2316.36
8169 | 1.1551 | 21582.6 | 0.88913 | 32497.9 | 1.9943 | 33619.3 | 0.16511 | 0 | 0.22586 | 23805.4 | 0 | 88.7075 | 0.57688 | 10259.8 | 17547 | 0.48905 | 37953.7 | 8587.57 | 8616.76
8170 | 0.45184 | 25595.5 | 2.614 | 33247.1 | 1.6468 | 21701.5 | 0.029603 | 9864.04 | 0.43494 | 6592 | 9864.04 | 0 | 1.0801 | 11867.7 | 15240.9 | 1.4272 | 38651.3 | 6260.76 | 5674.69
8171 | 0.78529 | 32013.8 | 3.4173 | 18349.3 | 2.2721 | 40053.4 | 1.051 | 28195.6 | 0.47937 | 15267.9 | 28195.6 | 0 | 1.162 | 23282.3 | 6515.51 | 0.23983 | 40053.4 | 8600.61 | 0
8172 | 0.84043 | 33095 | 3.6928 | 16845.9 | 2.1991 | 40053.4 | 0.53839 | 27600.2 | 0.92852 | 24811 | 27600.2 | 273.575 | 2.2077 | 27946.1 | 7607.96 | 0.29481 | 40053.4 | 10813.7 | 0
8173 | 0.82037 | 30733.9 | 3.6414 | 13059.5 | 1.7278 | 37698.2 | 0.43642 | 21946.8 | 1.1521 | 20371.4 | 21946.8 | 0 | 2.8283 | 37851.2 | 7743.35 | 0.31703 | 40053.4 | 13702.6 | 0
8174 | 0.57061 | 28706.7 | 3.2737 | 24342.4 | 2.1257 | 18652.2 | 0.72532 | 17910.2 | 0.33488 | 10712.1 | 17910.2 | 1591.76 | 2.9511 | 39955.3 | 6555.53 | 0.33903 | 40053.4 | 14523.4 | 1350.64
8175 | 0.87904 | 27984.4 | 2.6034 | 26500.2 | 1.9806 | 36627.6 | 0.84311 | 7116.5 | 0.79663 | 12383.7 | 7116.5 | 1998.93 | 2.0861 | 39987.9 | 4563.46 | 1.7356 | 40053.4 | 19817.2 | 2580.55
8176 | 0.64258 | 26802.2 | 1.6199 | 12366.4 | 0.84249 | 32404.2 | 0.22007 | 5790.23 | 0.47109 | 10014.5 | 5790.23 | 3082.52 | 1.4889 | 39629.6 | 2664 | 0.81929 | 40053.4 | 27053.2 | 1489.64
8177 | 0 | 33429.1 | 0.39922 | 9087.69 | 0 | 29443.1 | 0.012887 | 4388.59 | 0.092438 | 7528.08 | 4388.59 | 5254.07 | 0.27344 | 39040.6 | 2250.45 | 0 | 40053.4 | 34660.9 | 3461.26
8178 | 0 | 34077.5 | 0 | 7401.72 | 0 | 38043 | 0 | 1729.12 | 0 | 7239.22 | 1729.12 | 0 | 0 | 39334 | 10850.6 | 0 | 40053.4 | 38414.8 | 6256.77
8179 | 0 | 35569.5 | 0 | 5874.57 | 0 | 36171.9 | 0 | 37.1586 | 0 | 5611.41 | 37.1586 | 0 | 0 | 39934.8 | 9516.3 | 0 | 40053.4 | 38490.1 | 13283.7
8180 | 0 | 37041.5 | 0 | 2788.6 | 0 | 19571.1 | 0 | 0 | 0 | 7644.39 | 0 | 1198.89 | 0 | 40052.4 | 9884.24 | 0 | 40053.4 | 39587 | 7194.5
8181 | 0 | 28299.9 | 0 | 36254.2 | 0 | 30794.7 | 0 | 3398.92 | 0 | 14494.6 | 3398.92 | 0 | 0 | 40053.4 | 9265.94 | 0 | 40053.4 | 38613.5 | 5355.91
8182 | 0 | 17750.7 | 0 | 38314.3 | 0 | 5756.64 | 0 | 11135.1 | 0 | 14329.1 | 11135.1 | 3373.74 | 0 | 39878.8 | 10235.2 | 0 | 40053.4 | 39593.9 | 0
8183 | 0 | 23970.5 | 0 | 36856.9 | 0 | 6093.82 | 0 | 0 | 0 | 18897.2 | 0 | 7430.49 | 0 | 40053.4 | 8466.51 | 0 | 40053.4 | 39765.7 | 4739.32
8184 | 0 | 30607.3 | 0 | 35283.6 | 0 | 1258.42 | 0 | 12200.2 | 0 | 11138 | 12200.2 | 8892.76 | 0 | 40053.4 | 4546.82 | 0 | 40053.4 | 39887.3 | 7463.26
8185 | 0 | 33880.4 | 0 | 36488.4 | 0 | 14537.6 | 0 | 0 | 0 | 14497.1 | 0 | 2031.33 | 0 | 40035.1 | 2775.86 | 0 | 40053.4 | 39985.8 | 2145.24
8186 | 0 | 36868.8 | 0 | 37010 | 0 | 39051.2 | 0 | 0 | 0 | 16342.5 | 0 | 1699.13 | 0 | 39946.2 | 1927.63 | 0 | 40053.4 | 40053.4 | 2371.3
8187 | 0 | 33625.2 | 0 | 36960 | 0 | 1399.06 | 0 | 1007.14 | 0 | 16987.8 | 1007.14 | 0 | 0 | 39685.5 | 791.764 | 0 | 40053.4 | 40052.4 | 4071.1
8188 | 0 | 32368.2 | 0 | 32510.5 | 0 | 31134.1 | 0 | 0 | 0 | 14534.1 | 0 | 0 | 0 | 39958.3 | 1759.22 | 0 | 39549.1 | 40053.4 | 5582.54
8189 | 0 | 27787.1 | 0 | 26999.5 | 0 | 8918.1 | 0 | 0 | 0 | 14110.4 | 0 | 882.856 | 0 | 39779.4 | 225.503 | 0 | 38568.5 | 40053.4 | 9295.36
8190 | 0 | 17255.4 | 0 | 28503 | 0 | 4444.44 | 0 | 0 | 0 | 5904.04 | 0 | 1123.46 | 0 | 39445.8 | 0 | 0 | 36700.7 | 40053.4 | 14189.4
8191 | 0 | 8845.26 | 0 | 30789.5 | 0 | 2789.19 | 0 | 0 | 0 | 12302.5 | 0 | 0 | 0 | 38095.5 | 1004.09 | 0 | 36323.5 | 40053.4 | 4277.14
8192 | 0.091698 | 12941.7 | 0.54574 | 15172.8 | 0.16064 | 0 | 0 | 0 | 0.024023 | 11100.1 | 0 | 3128.56 | 0.017191 | 35366.8 | 0 | 0 | 39115.3 | 40053.4 | 3180.94
8193 | 0.88668 | 8496.56 | 1.7808 | 8848.18 | 0.92982 | 0 | 0.39729 | 0 | 0.38428 | 10796 | 0 | 1963.66 | 0.3065 | 29995.2 | 167.197 | 0.013032 | 39339.7 | 40053.4 | 38217.9
8194 | 1.7018 | 8216.1 | 2.7218 | 6651.27 | 2.6871 | 225.685 | 1.9731 | 0 | 0.75666 | 7414.06 | 0 | 3994.61 | 0.65075 | 32100.9 | 305.443 | 0.045005 | 39630.3 | 40053.4 | 35029.9
8195 | 2.0734 | 4789.87 | 3.3195 | 4319.35 | 3.1773 | 738.438 | 0.7614 | 0 | 0.18722 | 11225.3 | 0 | 5425.12 | 0.25104 | 17527.7 | 0 | 0.61526 | 40053.4 | 40053.4 | 38154.3
8196 | 1.8044 | 4565.63 | 3.5967 | 2090.02 | 2.0883 | 602.708 | 2.3555 | 0 | 0.46042 | 8518.77 | 0 | 1833.23 | 0.48328 | 10995 | 268.463 | 0.59633 | 40053.4 | 40012.1 | 37070.8
8197 | 1.7747 | 8987.52 | 3.5658 | 1026.06 | 1.4609 | 697.777 | 2.2686 | 848.96 | 0.059515 | 6901.6 | 848.96 | 4876.33 | 0.39142 | 2008.69 | 592.465 | 0.19812 | 39729.9 | 39880.6 | 31607
8198 | 1.831 | 13873.6 | 3.2305 | 0 | 2.7123 | 0 | 2.0568 | 2448.98 | 0.29531 | 5399.21 | 2448.98 | 1054.34 | 0.52756 | 0 | 689.972 | 0.1088 | 32741 | 39394.1 | 32129.7
8199 | 2.3719 | 17464.9 | 2.5754 | 0 | 1.9212 | 2876.35 | 1.4233 | 2269.24 | 0.21645 | 4082.63 | 2269.24 | 1130.98 | 0.044892 | 0 | 351.35 | 0.10854 | 20571.6 | 38922.6 | 39494.6
8200 | 1.3491 | 12587.2 | 1.593 | 0 | 0.81469 | 5952.63 | 0.92164 | 2410.06 | 0.12408 | 4860.65 | 2410.06 | 5328.34 | 0.025631 | 0 | 523.458 | 0.30269 | 18170.7 | 37182 | 40046.8
8201 | 0 | 7869.31 | 0.35991 | 0 | 0 | 19544.8 | 0.029253 | 2974.82 | 0.0258 | 3302.98 | 2974.82 | 1363.33 | 0 | 0 | 60.4058 | 0 | 22743.7 | 36771 | 40053.4
8202 | 0 | 8342.26 | 0 | 0 | 0 | 12290.4 | 0 | 2266.76 | 0 | 4243.57 | 2266.76 | 608.843 | 0 | 500.732 | 0 | 0 | 27292.8 | 36082.1 | 40053.4
8203 | 0 | 8799.42 | 0 | 0 | 0 | 2169.25 | 0 | 4637.07 | 0 | 2469.83 | 4637.07 | 0 | 0 | 114.224 | 0 | 0 | 23912.1 | 34869.9 | 40053.4
8204 | 0 | 1832.39 | 0 | 615.803 | 0 | 7618.24 | 0 | 4798.57 | 0 | 2205.5 | 4798.57 | 0 | 0 | 197.245 | 0 | 0 | 26034.7 | 33447.3 | 40053.4
8205 | 0 | 1838.67 | 0 | 3520.85 | 0 | 1148.25 | 0 | 5896.64 | 0 | 741.696 | 5896.64 | 0 | 0 | 253.62 | 0 | 0 | 24366.8 | 24534.6 | 40053.4
8206 | 0 | 632.823 | 0 | 13531.4 | 0 | 0 | 0 | 5080.9 | 0 | 0 | 5080.9 | 0 | 0 | 116.151 | 0 | 0 | 28906.6 | 17489.5 | 40053.4
8207 | 0 | 692.017 | 0 | 19197.6 | 0 | 0 | 0 | 3694.25 | 0 | 0 | 3694.25 | 1067.27 | 0 | 0 | 0 | 0 | 31667.2 | 24245.7 | 40053.4
8208 | 0 | 767.453 | 0 | 18048.2 | 0 | 509.883 | 0 | 3374.75 | 0 | 0 | 3374.75 | 858.527 | 0 | 816.783 | 0 | 0 | 37609.9 | 40053.4 | 39545.4
8209 | 0 | 1732.19 | 0 | 13099.8 | 0 | 0 | 0 | 4466.19 | 0 | 0 | 4466.19 | 1693.09 | 0 | 1969.98 | 335.531 | 0 | 39931.6 | 40053.4 | 37012.7
8210 | 0 | 2220.95 | 0 | 12958.6 | 0 | 0 | 0 | 4080.49 | 0 | 0 | 4080.49 | 1074.94 | 0 | 2939.58 | 896.856 | 0 | 40053.4 | 40053.4 | 30734.3
8211 | 0 | 0 | 0 | 15125.7 | 0 | 4566.01 | 0 | 2675.52 | 0 | 0 | 2675.52 | 1284.33 | 0 | 3223.48 | 4655.45 | 0 | 40053.4 | 40053.4 | 29381.2
8212 | 0 | 0 | 0 | 14362.7 | 0 | 0 | 0 | 1273.3 | 0 | 0 | 1273.3 | 1045.49 | 0 | 2926.61 | 19354.2 | 0 | 40053.4 | 40053.4 | 24484
8213 | 0 | 0 | 0 | 9525.83 | 0 | 1109.84 | 0 | 7150.23 | 0 | 0 | 7150.23 | 0 | 0 | 3254.17 | 22985.4 | 0 | 40053.4 | 40053.4 | 28817.6
8214 | 0 | 0 | 0 | 5986.06 | 0 | 0 | 0 | 4786.83 | 0 | 0 | 4786.83 | 0 | 0 | 6268.11 | 16303.3 | 0 | 40053.4 | 40053.4 | 33404.9
8215 | 0 | 1548.29 | 0 | 3175.93 | 0 | 360.92 | 0 | 3785.65 | 0 | 0 | 3785.65 | 0 | 0 | 10768.4 | 23682.3 | 0 | 40053.4 | 40053.4 | 37188.7
8216 | 0.14911 | 3291.04 | 0.53678 | 2813.64 | 0.81434 | 82.686 | 0 | 8700.37 | 0.0045527 | 0 | 8700.37 | 0 | 0.0096424 | 12771.8 | 19324.3 | 0 | 39996.2 | 40053.4 | 29880.7
8217 | 1.5916 | 5504.08 | 1.7978 | 4068.41 | 1.9442 | 2311.77 | 0.23503 | 11434.1 | 0.072065 | 0 | 11434.1 | 0 | 0.20391 | 15330.7 | 10495.7 | 0.090897 | 39404.1 | 40053.4 | 33086.2
8218 | 2.5753 | 0 | 2.7643 | 8851.75 | 2.7642 | 2711.47 | 2.0257 | 7781.54 | 0.14488 | 0 | 7781.54 | 0 | 0.42713 | 15281.3 | 10386.7 | 0.58772 | 37848.5 | 40053.4 | 32893.7
8219 | 3.23 | 0 | 3.399 | 4939.97 | 3.2183 | 0 | 0.20948 | 4597.89 | 0.22916 | 0 | 4597.89 | 0 | 0.15569 | 10290.5 | 8390.82 | 1.0487 | 36223.3 | 40053.4 | 36222.3
8220 | 2.4264 | 0 | 3.7101 | 8709.83 | 3.3647 | 0 | 0.5021 | 2453.59 | 0.2598 | 21.8038 | 2453.59 | 0 | 0.60166 | 14795.1 | 11482.4 | 2.1357 | 38035.8 | 40053.4 | 38016.2
8221 | 2.3008 | 0 | 3.6929 | 8610.85 | 3.1955 | 0 | 0.21686 | 3483.26 | 0.33279 | 0 | 3483.26 | 0 | 0.4406 | 10291.9 | 10730.6 | 1.6489 | 38366.3 | 39755.3 | 39662
8222 | 1.9812 | 531.849 | 3.3236 | 14956.9 | 2.7214 | 0 | 1.7297 | 4676.69 | 0.091562 | 0 | 4676.69 | 0 | 0.47397 | 22902.3 | 14254.3 | 2.0168 | 37562.2 | 39243.7 | 39873
8223 | 1.2964 | 3003.95 | 1.6665 | 14595.2 | 1.9388 | 0 | 0.21826 | 15363.3 | 0.37391 | 0 | 15363.3 | 0 | 0.1437 | 24723.2 | 13982.2 | 0.99753 | 37437.9 | 37806.9 | 39468.8
8224 | 1.3929 | 5844.56 | 0.79844 | 14004.7 | 0.82748 | 0 | 1.1275 | 23033.8 | 0.21755 | 857.742 | 23033.8 | 8461.98 | 0.079904 | 15462.3 | 9215.45 | 0.38099 | 37812 | 35572.5 | 38592.2
8225 | 0 | 8247.84 | 0.29234 | 15624 | 0 | 0 | 0.037429 | 16477.6 | 0.046425 | 367.546 | 16477.6 | 30141 | 0.0093666 | 21925.4 | 9153.64 | 0 | 36816.1 | 37001 | 39915.8
8226 | 0 | 12260.1 | 0 | 22857.1 | 0 | 0 | 0 | 22970.1 | 0 | 2030.34 | 22970.1 | 37119.4 | 0 | 38427.6 | 15721.2 | 0 | 35026.9 | 37680.2 | 40053.4
8227 | 0 | 17370.2 | 0 | 29016.2 | 0 | 0 | 0 | 3696.8 | 0 | 2962.67 | 3696.8 | 22713.8 | 0 | 39648.5 | 15054 | 0 | 30033 | 39420.7 | 39510.7
8228 | 0 | 31831.3 | 0 | 37416.8 | 0 | 0 | 0 | 5607.59 | 0 | 1970.07 | 5607.59 | 2629.84 | 0 | 39010.5 | 17807 | 0 | 31313.8 | 40053.4 | 37878.3
8229 | 0 | 38301.9 | 0 | 39379.2 | 0 | 0 | 0 | 7045.2 | 0 | 29.3913 | 7045.2 | 1296.42 | 0 | 37271.7 | 15672.3 | 0 | 36141.3 | 40053.4 | 30835.4
8230 | 0 | 31984.3 | 0 | 38463.8 | 0 | 0 | 0 | 3934.32 | 0 | 1026.19 | 3934.32 | 1395.83 | 0 | 39350.3 | 9040.63 | 0 | 35168.6 | 40053.4 | 35287.5
8231 | 0 | 35940 | 0 | 38686.5 | 0 | 0 | 0 | 2115.92 | 0 | 0 | 2115.92 | 0 | 0 | 38246.4 | 5213.58 | 0 | 36871.6 | 40053.4 | 35652.1
8232 | 0 | 34403.4 | 0 | 37291.1 | 0 | 0 | 0 | 1074.12 | 0 | 0 | 1074.12 | 0 | 0 | 38423.4 | 1965.43 | 0 | 37979.3 | 40053.4 | 35916.5
8233 | 0 | 33291.6 | 0 | 37679.9 | 0 | 0 | 0 | 4082.12 | 0 | 0 | 4082.12 | 0 | 0 | 36080.8 | 0 | 0 | 37041.3 | 40053.4 | 38089.6
8234 | 0 | 37381.7 | 0 | 27305.5 | 0 | 0 | 0 | 5985.1 | 0 | 0 | 5985.1 | 0 | 0 | 38349.3 | 0 | 0 | 36507.3 | 40053.4 | 38386
8235 | 0 | 38967.9 | 0 | 14716.3 | 0 | 0 | 0 | 2360.12 | 0 | 0 | 2360.12 | 626.898 | 0 | 34120.8 | 0 | 0 | 37112.9 | 40053.4 | 38672.6
8236 | 0 | 36627.3 | 0 | 4976.4 | 0 | 0 | 0 | 730.369 | 0 | 0 | 730.369 | 13021.1 | 0 | 28944.1 | 0 | 0 | 35631.7 | 39607.1 | 38083.8
8237 | 0 | 23829.9 | 0 | 4354.45 | 0 | 0 | 0 | 2047.18 | 0 | 264.705 | 2047.18 | 15332.4 | 0 | 34549.6 | 592.432 | 0 | 33101.5 | 38889 | 37134.4
8238 | 0 | 8678.09 | 0 | 2069.25 | 0 | 0 | 0 | 4910.46 | 0 | 0 | 4910.46 | 6209.84 | 0 | 38661.6 | 5780.34 | 0 | 29544.6 | 37099.5 | 35794.5
8239 | 0 | 1377.49 | 0 | 715.455 | 0 | 0 | 0 | 2380.93 | 0 | 0 | 2380.93 | 0 | 0 | 39378.2 | 18577.8 | 0 | 31586.5 | 38699.1 | 37326
8240 | 0.088339 | 9100.5 | 0.14643 | 0 | 0.79436 | 0 | 0 | 1557 | 0.12151 | 3335.36 | 1557 | 1949.58 | 0.066827 | 36968.1 | 22046.2 | 0 | 33311.3 | 37977.3 | 38220.6
8241 | 1.0407 | 5165.99 | 1.6067 | 0 | 1.9235 | 0 | 0.36605 | 0 | 1.3591 | 4923.32 | 0 | 1401.59 | 1.1722 | 29007 | 17875.1 | 0.58946 | 37263.1 | 37001.4 | 38314.6
8242 | 1.9127 | 0 | 1.3382 | 0 | 2.7416 | 1505.11 | 0.95829 | 4919.9 | 2.3565 | 5870.66 | 4919.9 | 1129.22 | 2.14 | 27881.4 | 13395.7 | 1.7036 | 37190.6 | 32228.5 | 39219.8
8243 | 1.6259 | 0 | 2.6401 | 146.76 | 3.2272 | 934.201 | 0.40856 | 7025.88 | 3.0347 | 1208.92 | 7025.88 | 1407.28 | 2.8165 | 34196.1 | 4575.05 | 2.507 | 38969.6 | 22809.4 | 39379.5
8244 | 2.0654 | 0 | 2.5246 | 2725.98 | 3.3925 | 0 | 0.43878 | 7437.97 | 3.3879 | 1017.62 | 7437.97 | 12108.5 | 3.1597 | 39727.3 | 1668.57 | 2.9595 | 39378.7 | 7763.42 | 37118.8
8245 | 1.9469 | 2382.25 | 1.7997 | 13833.9 | 3.2489 | 0 | 1.045 | 6569.87 | 3.4058 | 1233.57 | 6569.87 | 11342.2 | 3.2118 | 39714.7 | 3546.41 | 3.0229 | 39524.1 | 6546.56 | 21947.9
8246 | 2.0144 | 8834.75 | 1.6724 | 32067.9 | 2.7815 | 0 | 0.62029 | 13315.6 | 3.1429 | 2820.91 | 13315.6 | 19236.3 | 2.9413 | 40053.4 | 8314.64 | 2.7188 | 39514.6 | 5592.25 | 20034.6
8247 | 1.5474 | 12045.5 | 1.3137 | 32738 | 1.9925 | 0 | 0.30974 | 25781.7 | 2.5672 | 1649.74 | 25781.7 | 15641.2 | 2.3806 | 38423.5 | 11582.9 | 2.0436 | 39271.9 | 7041.48 | 14640.7
8248 | 0.41222 | 15739.3 | 0.61992 | 36125 | 0.89061 | 576.255 | 0.46025 | 34271.6 | 1.6655 | 4082.35 | 34271.6 | 37270.1 | 1.4896 | 29205.3 | 11377.4 | 0.34873 | 39009.8 | 7007 | 4932.45
8249 | 0 | 17720.2 | 0.083842 | 38750.6 | 0 | 1273.43 | 0.021445 | 18406.6 | 0.50825 | 4866.67 | 18406.6 | 23236.2 | 0.2767 | 10341.3 | 16673.8 | 0 | 37959 | 4513.8 | 4273.69
8250 | 0 | 23364.2 | 0 | 39414.8 | 0 | 327.835 | 0 | 26328 | 0 | 3797.37 | 26328 | 24985.1 | 0 | 13232.2 | 12832.2 | 0 | 36596.6 | 2387.96 | 3740.62
8251 | 0 | 28069.3 | 0 | 39767.6 | 0 | 0 | 0 | 37451.2 | 0 | 38917 | 37451.2 | 5990.01 | 0 | 32671.8 | 22014.1 | 0 | 35708.4 | 2136.14 | 12933.9
8252 | 0 | 29651.3 | 0 | 40053.4 | 0 | 35.9941 | 0 | 36308.5 | 0 | 28223.4 | 36308.5 | 10891.4 | 0 | 35618.9 | 22887.9 | 0 | 29529.1 | 1686.5 | 16171.4
8253 | 0 | 29561.2 | 0 | 40053.4 | 0 | 0 | 0 | 16068.9 | 0 | 26884.9 | 16068.9 | 4751.09 | 0 | 37368.6 | 27748.8 | 0 | 34643.4 | 6939.99 | 27707.2
8254 | 0 | 39154.2 | 0 | 39506.4 | 0 | 0 | 0 | 34674.9 | 0 | 18194.4 | 34674.9 | 4330.12 | 0 | 35734 | 27995.3 | 0 | 35457.9 | 29877.1 | 20052.7
8255 | 0 | 33061.1 | 0 | 39264 | 0 | 935.109 | 0 | 27148.7 | 0 | 11862.7 | 27148.7 | 21429.2 | 0 | 36603.2 | 26008.6 | 0 | 36718.3 | 38310.7 | 30284.5
8256 | 0 | 35181.6 | 0 | 38483.3 | 0 | 1805.87 | 0 | 29383.3 | 0 | 6915.23 | 29383.3 | 39249.8 | 0 | 31226.8 | 31178.3 | 0 | 34567.8 | 35592.1 | 36929.3
8257 | 0 | 30774.8 | 0 | 37492.2 | 0 | 0 | 0 | 36642.1 | 0 | 0 | 36642.1 | 27986.4 | 0 | 28186.6 | 29904.7 | 0 | 34143.1 | 28580.4 | 32891
8258 | 0 | 23668.4 | 0 | 30054.5 | 0 | 0 | 0 | 31823.1 | 0 | 0 | 31823.1 | 27292.9 | 0 | 26207.7 | 23642.6 | 0 | 33518.1 | 20342.5 | 31511.5
8259 | 0 | 18387.8 | 0 | 32242.5 | 0 | 0 | 0 | 30704.8 | 0 | 0 | 30704.8 | 10168.7 | 0 | 20592.6 | 22398.7 | 0 | 31745.2 | 18122.3 | 26045
8260 | 0 | 26204.9 | 0 | 37044.2 | 0 | 0 | 0 | 28462.7 | 0 | 0 | 28462.7 | 10085.8 | 0 | 27088.3 | 19934.6 | 0 | 31892 | 20412.9 | 23650.9
8261 | 0 | 7700.86 | 0 | 32152.8 | 0 | 0 | 0 | 35019.6 | 0 | 0 | 35019.6 | 5597.37 | 0 | 25159.8 | 15014.8 | 0 | 32833.4 | 20441.9 | 27677.3
8262 | 0 | 7841.81 | 0 | 23318.6 | 0 | 0 | 0 | 28788 | 0 | 0 | 28788 | 5228.28 | 0 | 12703.8 | 21880.9 | 0 | 33474.6 | 20531.3 | 31185.5
8263 | 0 | 7489.04 | 0 | 13933.3 | 0 | 0 | 0 | 33057.5 | 0 | 571.275 | 33057.5 | 4247.94 | 0 | 7248.84 | 19715 | 0 | 36514.7 | 14635.7 | 38199.1
8264 | 0.15522 | 17499.2 | 0.52257 | 15334.4 | 0.79614 | 0 | 0 | 29181.9 | 0.1148 | 0 | 29181.9 | 2417.74 | 0 | 10303.6 | 15709 | 0 | 30680.7 | 17649.5 | 39590.2
8265 | 1.7623 | 4891.56 | 1.8234 | 9693.98 | 1.9361 | 0 | 1.1658 | 23635.1 | 1.3232 | 0 | 23635.1 | 2026.9 | 1.2412 | 14133.7 | 15615.5 | 0.66351 | 27329.9 | 21882.8 | 34474.5
8266 | 2.8487 | 6478.88 | 2.8387 | 4280.85 | 2.7523 | 0 | 2.2107 | 28179.2 | 2.3201 | 0 | 28179.2 | 2438.96 | 2.2408 | 12545.1 | 7212.11 | 1.8345 | 27219 | 10020.7 | 17792.2
8267 | 3.5445 | 910.408 | 3.4971 | 2879.04 | 3.2091 | 0 | 0.92014 | 25284.9 | 2.9529 | 0 | 25284.9 | 0 | 2.8809 | 16213.5 | 3610.99 | 2.6386 | 22709.5 | 2372.75 | 12961.4
8268 | 3.8652 | 0 | 3.8052 | 5431.06 | 3.371 | 0 | 0.73306 | 27471.9 | 3.2707 | 0 | 27471.9 | 0 | 3.213 | 12968.7 | 1394.75 | 3.0578 | 10982.1 | 856.854 | 21385.8
8269 | 3.8232 | 600.278 | 3.766 | 8459.06 | 3.2056 | 0 | 1.1237 | 30687.1 | 3.3124 | 0 | 30687.1 | 611.282 | 3.2301 | 12817.5 | 2142.21 | 3.1072 | 4173.93 | 1217.88 | 39345.1
8270 | 3.4122 | 1154.09 | 3.398 | 26526.8 | 2.7241 | 0 | 0.55771 | 18782.2 | 3.0632 | 0 | 18782.2 | 636.517 | 2.9364 | 23007.4 | 3238.75 | 2.7857 | 2087.24 | 1012.76 | 23858.3
8271 | 2.6424 | 4917.21 | 2.7176 | 38855.1 | 1.9375 | 0 | 0.2841 | 17235.7 | 2.5274 | 0 | 17235.7 | 0 | 2.3625 | 36133.9 | 1331.23 | 2.0997 | 0 | 0 | 20780.3
8272 | 1.5267 | 4484.55 | 1.7167 | 39405.8 | 0.85346 | 0 | 0.14202 | 25087.3 | 1.6548 | 0 | 25087.3 | 682.122 | 1.4728 | 37722.2 | 3777.21 | 1.0753 | 0 | 0 | 32326.6
8273 | 0 | 1898.74 | 0.44081 | 39497.7 | 0 | 0 | 0.0077726 | 28192.8 | 0.50595 | 0 | 28192.8 | 0 | 0.27147 | 37075 | 9202.41 | 0 | 157.149 | 0 | 20550.5
8274 | 0 | 0 | 0 | 37848.1 | 0 | 0 | 0 | 16852.5 | 0 | 0 | 16852.5 | 0 | 0 | 34605.4 | 15881.2 | 0 | 1469.53 | 0 | 9700.51
8275 | 0 | 0 | 0 | 32258.1 | 0 | 0 | 0 | 19236 | 0 | 1560.53 | 19236 | 5496.48 | 0 | 34535 | 16171.6 | 0 | 2015.69 | 0 | 21933.7
8276 | 0 | 0 | 0 | 28974.9 | 0 | 0 | 0 | 12576.8 | 0 | 6363.49 | 12576.8 | 11247.5 | 0 | 35349 | 11248.7 | 0 | 2767.48 | 1374.37 | 19420.5
8277 | 0 | 0 | 0 | 32353.6 | 0 | 0 | 0 | 8872.14 | 0 | 7023.35 | 8872.14 | 4780.06 | 0 | 36272.7 | 7762.46 | 0 | 3038.48 | 1894.11 | 22750.8
8278 | 0 | 0 | 0 | 29847.9 | 0 | 46.9459 | 0 | 10385.7 | 0 | 6070.91 | 10385.7 | 4410.17 | 0 | 33571.3 | 5403.17 | 0 | 3234.19 | 9329 | 34707.1
8279 | 0 | 3099.21 | 0 | 31508.4 | 0 | 0 | 0 | 24698.8 | 0 | 8263.41 | 24698.8 | 2926.1 | 0 | 32888.7 | 4639.39 | 0 | 2109.21 | 6417.81 | 33109.4
8280 | 0 | 8988.71 | 0 | 36225.1 | 0 | 0 | 0 | 28221.9 | 0 | 9627.62 | 28221.9 | 16902.3 | 0 | 36922.7 | 4673.31 | 0 | 1308.11 | 7271.95 | 32413.1
8281 | 0 | 23089.9 | 0 | 38054.7 | 0 | 3871.08 | 0 | 34164.9 | 0 | 11524.9 | 34164.9 | 15734.8 | 0 | 35990.4 | 6693.14 | 0 | 2465.56 | 8426.01 | 32261.5
8282 | 0 | 24431.7 | 0 | 38252.5 | 0 | 7218.76 | 0 | 33266.6 | 0 | 14104.4 | 33266.6 | 22667.3 | 0 | 33688.9 | 8494.86 | 0 | 2811.48 | 8799.3 | 24563.4
8283 | 0 | 23454 | 0 | 39307.9 | 0 | 4696.17 | 0 | 26328.1 | 0 | 10121.6 | 26328.1 | 8996.44 | 0 | 29762 | 9953.8 | 0 | 3466.82 | 6381.73 | 22197.4
8284 | 0 | 23286.3 | 0 | 39408.9 | 0 | 6095.41 | 0 | 30507.1 | 0 | 30515 | 30507.1 | 17260.2 | 0 | 28925.1 | 6243.22 | 0 | 5131.97 | 3535.06 | 19370.6
8285 | 0 | 28731 | 0 | 39623.9 | 0 | 8957.75 | 0 | 16506.1 | 0 | 27203.9 | 16506.1 | 3800.98 | 0 | 25550.5 | 3860.11 | 0 | 7864.87 | 2405.79 | 11813.8
8286 | 0 | 29673.4 | 0 | 37405.9 | 0 | 4464.13 | 0 | 35825.4 | 0 | 30878.5 | 35825.4 | 9285.12 | 0 | 30882.7 | 2951.36 | 0 | 11122.2 | 1477.85 | 6199.22
8287 | 0 | 29960.8 | 0 | 28242.4 | 0 | 2772.34 | 0 | 35308.4 | 0 | 20680.2 | 35308.4 | 4805.31 | 0 | 35365.4 | 4582.37 | 0 | 15705.4 | 9911.05 | 6606.23
8288 | 0.11188 | 27188.8 | 0.26686 | 29797.7 | 0.76577 | 3468.62 | 0 | 16692.5 | 0.021531 | 14750.6 | 16692.5 | 4643.28 | 0 | 32516.7 | 5012.11 | 0 | 13676.6 | 20548.5 | 20317.2
8289 | 1.6162 | 30230.4 | 0.70111 | 36459.7 | 1.9048 | 1596.69 | 1.0856 | 18438.9 | 0.52205 | 18886.1 | 18438.9 | 6711.18 | 0.34759 | 28619.8 | 4606.89 | 0.59699 | 28886.2 | 25165.2 | 11250.2
8290 | 2.6524 | 26293.7 | 2.6906 | 36233.4 | 2.7441 | 149.333 | 2.1029 | 1902.3 | 1.0364 | 12237.9 | 1902.3 | 563.881 | 0.72793 | 23963.4 | 3517.91 | 1.7331 | 30728.1 | 27309.2 | 8917.08
8291 | 3.2888 | 15904.7 | 3.3246 | 31116.8 | 3.2139 | 0 | 2.7753 | 8238.06 | 1.951 | 14745.9 | 8238.06 | 218.288 | 1.3023 | 19768.6 | 791.05 | 1.2212 | 21863.4 | 22591.9 | 16106
8292 | 3.587 | 18652.8 | 3.6432 | 30605.8 | 3.3985 | 0 | 3.1161 | 33408.8 | 1.5733 | 13289.1 | 33408.8 | 0 | 0.77125 | 12285.2 | 0 | 1.2407 | 18157 | 25546.8 | 17150.1
8293 | 3.5439 | 23029.6 | 3.6192 | 35136.4 | 2.1022 | 0 | 3.1465 | 30341.4 | 1.0941 | 6607.31 | 30341.4 | 3107.81 | 0.98475 | 6647.62 | 0 | 1.4391 | 38907.5 | 31819.4 | 9959.84
8294 | 3.1739 | 21150.8 | 3.2616 | 36740 | 1.6203 | 0 | 2.8681 | 22607.1 | 1.5552 | 5646.92 | 22607.1 | 4575.88 | 0.74761 | 6397.96 | 0 | 1.2669 | 40053.4 | 35199 | 18499
8295 | 2.4207 | 14169.5 | 2.6033 | 36572.4 | 0.74155 | 626.694 | 2.2373 | 20736.1 | 1.1418 | 3596.5 | 20736.1 | 4804.89 | 0.2464 | 8005.8 | 0 | 0.73074 | 40053.4 | 34567.2 | 35598.4
8296 | 1.3338 | 6029.41 | 0.67724 | 33563.4 | 0.45642 | 1537.64 | 1.2893 | 18786 | 1.5534 | 2015.27 | 18786 | 9890.62 | 0.13818 | 16716.4 | 0 | 0.3251 | 40053.4 | 38226.2 | 37223.6
8297 | 0 | 6775.49 | 0.32207 | 33220.8 | 0 | 2622.59 | 0.12147 | 15585.9 | 0.43572 | 3098.55 | 15585.9 | 10501.2 | 0.016641 | 24545.2 | 245.098 | 0 | 40053.4 | 38987.2 | 29848.1
8298 | 0 | 20389.9 | 0 | 25139.1 | 0 | 1959.29 | 0 | 6845.63 | 0 | 3434.04 | 6845.63 | 15834.3 | 0 | 35826.8 | 0 | 0 | 40053.4 | 39366.3 | 18343.5
8299 | 0 | 35126.1 | 0 | 16220.1 | 0 | 1785.65 | 0 | 39180.5 | 0 | 1272.4 | 39180.5 | 1970.19 | 0 | 39246.2 | 0 | 0 | 40053.4 | 39920.1 | 5689.62
8300 | 0 | 39716.5 | 0 | 9838.87 | 0 | 669.432 | 0 | 39883.1 | 0 | 3176.47 | 39883.1 | 1206.19 | 0 | 38115.5 | 432.357 | 0 | 40053.4 | 40053.4 | 5573.81
8301 | 0 | 40044.1 | 0 | 9566.34 | 0 | 708.329 | 0 | 39714.2 | 0 | 0 | 39714.2 | 0 | 0 | 36691.4 | 1947.47 | 0 | 40053.4 | 40053.4 | 2567.95
8302 | 0 | 39999.6 | 0 | 16329.1 | 0 | 322.417 | 0 | 38841.6 | 0 | 0 | 38841.6 | 0 | 0 | 37570.1 | 3027.49 | 0 | 40053.4 | 40053.4 | 0
8303 | 0 | 39142.9 | 0 | 15007.9 | 0 | 673.943 | 0 | 36592.1 | 0 | 0 | 36592.1 | 1053.49 | 0 | 39405.2 | 2847.69 | 0 | 40053.4 | 40053.4 | 2060.58
8304 | 0 | 39286.1 | 0 | 25347.9 | 0 | 923.461 | 0 | 9160.81 | 0 | 0 | 9160.81 | 20.9524 | 0 | 38493.8 | 5183.52 | 0 | 40053.4 | 40053.4 | 1733.31
8305 | 0 | 39719.3 | 0 | 17335.2 | 0 | 643.146 | 0 | 14028.1 | 0 | 0 | 14028.1 | 3052.65 | 0 | 37214.1 | 5022.12 | 0 | 40053.4 | 40053.4 | 2055.06
8306 | 0 | 38712.8 | 0 | 2527.44 | 0 | 105.619 | 0 | 29250.1 | 0 | 0 | 29250.1 | 5201.57 | 0 | 37746.5 | 3487.25 | 0 | 40053.4 | 40053.4 | 0
8307 | 0 | 38226.7 | 0 | 2658.72 | 0 | 2231.51 | 0 | 35875 | 0 | 0 | 35875 | 15881.4 | 0 | 37298.3 | 4297.98 | 0 | 39934.8 | 40053.4 | 4251.66
8308 | 0 | 38621.1 | 0 | 9156.14 | 0 | 8602.53 | 0 | 32486.6 | 0 | 0 | 32486.6 | 9589.04 | 0 | 36268.9 | 6544.32 | 0 | 39946.4 | 40053.4 | 4833.9
8309 | 0 | 39617 | 0 | 6701.08 | 0 | 5733.14 | 0 | 32535.7 | 0 | 0 | 32535.7 | 0 | 0 | 38098.7 | 6272.11 | 0 | 40036.7 | 40053.4 | 7568.61
8310 | 0 | 38950.9 | 0 | 2589.22 | 0 | 6713.56 | 0 | 30143.5 | 0 | 0 | 30143.5 | 0 | 0 | 39433.8 | 7408.56 | 0 | 40053.4 | 39375.9 | 10727.3
8311 | 0 | 37320.3 | 0 | 55.8098 | 0 | 3043.35 | 0 | 31685.4 | 0 | 0 | 31685.4 | 0 | 0 | 39770.5 | 7962.14 | 0 | 40025 | 39578.4 | 20227.7
8312 | 0.10754 | 37876.9 | 0.46263 | 0 | 0.721 | 762.659 | 0 | 34793.1 | 0.12467 | 0 | 34793.1 | 0 | 0 | 38783 | 6226.89 | 0 | 40053.4 | 39301.1 | 21891.2
8313 | 1.6351 | 28733.7 | 1.7759 | 0 | 1.8893 | 10233.5 | 0.036876 | 37837 | 1.3648 | 0 | 37837 | 0 | 1.2773 | 35991.6 | 6281.75 | 0.52486 | 40053.4 | 39290.1 | 5573.11
8314 | 2.6719 | 12898.8 | 2.8317 | 1046.11 | 2.7846 | 2409.57 | 0.057072 | 33758.7 | 2.3739 | 0 | 33758.7 | 0 | 2.275 | 33309.5 | 5391.08 | 1.6546 | 40053.4 | 40011.1 | 8534.02
8315 | 2.8257 | 1941.63 | 3.5253 | 2349.1 | 3.3081 | 1017.32 | 0.068563 | 31686.9 | 3.0374 | 0 | 31686.9 | 0 | 2.9066 | 23095.2 | 6534.38 | 2.4462 | 40053.4 | 40053.4 | 14466
8316 | 2.6108 | 1391.58 | 0.91031 | 5639.26 | 3.5092 | 667.724 | 0.029457 | 24902.5 | 3.3822 | 0 | 24902.5 | 0 | 3.2262 | 21958.4 | 7408.24 | 2.8707 | 40053.4 | 39635.9 | 9467.5
8317 | 2.9949 | 0 | 3.8084 | 9505.69 | 3.3739 | 6354.78 | 0.32805 | 23048.6 | 3.4291 | 0 | 23048.6 | 0 | 3.2347 | 35803.4 | 6921.64 | 2.9107 | 40053.4 | 38888.3 | 2684.62
8318 | 1.9682 | 0 | 1.312 | 10299.4 | 2.0298 | 1285.23 | 0.2216 | 22347.7 | 3.1606 | 0 | 22347.7 | 0 | 2.9884 | 35848 | 5346.19 | 1.0615 | 40053.4 | 38309.7 | 0
8319 | 2.5031 | 0 | 1.3447 | 7557.61 | 2.0757 | 6388.65 | 0.10859 | 24772.6 | 2.616 | 372.969 | 24772.6 | 0 | 1.9141 | 34536.9 | 5332.67 | 1.9365 | 40053.4 | 39154.7 | 0
8320 | 1.4193 | 0 | 1.7007 | 6859.1 | 0.93728 | 4186.27 | 0.014189 | 28289.1 | 1.7099 | 828.285 | 28289.1 | 0 | 1.5105 | 38019.6 | 6079.96 | 0.94272 | 39840.1 | 39133.5 | 1792.96
8321 | 0 | 2964.85 | 0.40642 | 8415.82 | 0 | 7529.22 | 0.06836 | 37221.5 | 0.52986 | 1891.65 | 37221.5 | 0 | 0.28177 | 39040.2 | 6708.94 | 0 | 39941.2 | 39309.4 | 3288.74
8322 | 0 | 6847.96 | 0 | 17263.4 | 0 | 5921.57 | 0 | 32224.9 | 0 | 2396.94 | 32224.9 | 651.963 | 0 | 39526.3 | 12761 | 0 | 40042.9 | 39369.1 | 5168.69
8323 | 0 | 12450.7 | 0 | 27519.1 | 0 | 5741.95 | 0 | 2010.05 | 0 | 5848.76 | 2010.05 | 0 | 0 | 40053.4 | 11718.1 | 0 | 39411.4 | 39652.5 | 6298.37
8324 | 0 | 11584.6 | 0 | 39162.6 | 0 | 8530.23 | 0 | 5473.62 | 0 | 5552.33 | 5473.62 | 0 | 0 | 40053.4 | 8822.4 | 0 | 36970 | 38099.5 | 4139.24
8325 | 0 | 10400.6 | 0 | 39445.6 | 0 | 14093.8 | 0 | 0 | 0 | 4212.62 | 0 | 0 | 0 | 39976.9 | 6211.2 | 0 | 35637.5 | 36477.5 | 1161.32
8326 | 0 | 20162.5 | 0 | 39266 | 0 | 18025.8 | 0 | 0 | 0 | 769.272 | 0 | 0 | 0 | 40053.4 | 4521.28 | 0 | 32905.7 | 37042 | 4029.29
8327 | 0 | 14541.4 | 0 | 40053.4 | 0 | 9024.14 | 0 | 0 | 0 | 0 | 0 | 0 | 0 | 39471.5 | 2738.44 | 0 | 29165 | 38260.6 | 16636.7
8328 | 0 | 14088 | 0 | 39900 | 0 | 929.413 | 0 | 0 | 0 | 0 | 0 | 0 | 0 | 39602.7 | 764.449 | 0 | 29685.9 | 38330 | 24091.9
8329 | 0 | 13296.3 | 0 | 39184.4 | 0 | 2710.11 | 0 | 0 | 0 | 0 | 0 | 0 | 0 | 39127.4 | 0 | 0 | 33797.5 | 37318.4 | 19130.1
8330 | 0 | 4239.89 | 0 | 37574.9 | 0 | 5098.45 | 0 | 0 | 0 | 0 | 0 | 0 | 0 | 38301 | 187.108 | 0 | 29481.9 | 36903.5 | 14458.1
8331 | 0 | 2771.5 | 0 | 36754.1 | 0 | 2963.75 | 0 | 1842.26 | 0 | 0 | 1842.26 | 0 | 0 | 38586 | 0 | 0 | 19184.7 | 36364.5 | 10413.9
8332 | 0 | 784.416 | 0 | 31074.1 | 0 | 2367.02 | 0 | 3785.71 | 0 | 0 | 3785.71 | 0 | 0 | 37541.1 | 0 | 0 | 12356.4 | 37133.2 | 13700.7
8333 | 0 | 718.766 | 0 | 26708.9 | 0 | 2321.17 | 0 | 2555.97 | 0 | 0 | 2555.97 | 0 | 0 | 34453.9 | 0 | 0 | 7101.31 | 27409.3 | 2512.35
8334 | 0 | 5968.44 | 0 | 22702.7 | 0 | 2065.01 | 0 | 2891.59 | 0 | 0 | 2891.59 | 0 | 0 | 30898.1 | 0 | 0 | 3817.19 | 13419.4 | 0
8335 | 0 | 17452.6 | 0 | 19102 | 0 | 1573.09 | 0 | 1773.48 | 0 | 6993.18 | 1773.48 | 0 | 0 | 33119.4 | 0 | 0 | 2154.58 | 18409.8 | 1264.57
8336 | 0.079353 | 12419.9 | 0.065699 | 24137.4 | 0.82606 | 2578.21 | 0 | 1797.56 | 0.088491 | 3413.79 | 1797.56 | 0 | 0 | 29760.5 | 0 | 0 | 713.422 | 17286.7 | 103.085
8337 | 1.3023 | 4813.34 | 0.62963 | 32178.8 | 2.0272 | 396.739 | 0.16602 | 161.697 | 1.2691 | 5842.21 | 161.697 | 171.277 | 1.105 | 26168 | 0 | 0.044424 | 0 | 16805.3 | 0
8338 | 2.6104 | 4160.82 | 1.5069 | 17786.4 | 2.902 | 0 | 0.21336 | 0 | 2.2643 | 601.968 | 0 | 0 | 2.0693 | 23039.3 | 0 | 0.19408 | 0 | 17492.1 | 0
8339 | 3.2899 | 8210.45 | 1.7564 | 8711.15 | 3.4024 | 0 | 0.60721 | 0 | 2.9316 | 8667.9 | 0 | 0 | 2.7312 | 24962.7 | 0 | 0.32323 | 0 | 29983.3 | 0
8340 | 3.5913 | 8093.84 | 1.2054 | 14465.1 | 3.5712 | 0 | 0.96374 | 0 | 3.2592 | 5538.87 | 0 | 211.153 | 2.4577 | 28256.4 | 0 | 0.39729 | 624.393 | 31410.5 | 0
8341 | 2.508 | 8119.1 | 1.9478 | 14266.8 | 3.4331 | 0 | 1.1249 | 8083.12 | 3.2895 | 3175.24 | 8083.12 | 717.857 | 3.0926 | 29508.7 | 0 | 0.84369 | 1604.21 | 29197.6 | 645.534
8342 | 1.1701 | 6764.92 | 1.9386 | 11832.7 | 2.9399 | 0 | 1.0531 | 5643.5 | 3.0531 | 12081.8 | 5643.5 | 0 | 2.4646 | 22091 | 0 | 0.27995 | 2929.9 | 24606.4 | 4606.83
8343 | 2.455 | 6907.37 | 1.9185 | 15396.8 | 2.1118 | 0 | 0.29438 | 7525.22 | 2.4829 | 13640.8 | 7525.22 | 761.967 | 1.4605 | 15515.7 | 1073.39 | 1.1812 | 5563.37 | 26765.3 | 5864.62
8344 | 1.4023 | 7259.91 | 1.2454 | 14954 | 0.95121 | 0 | 0.090992 | 9116.19 | 1.615 | 10342.9 | 9116.19 | 716.888 | 0.88614 | 14464.3 | 2498.96 | 0.96066 | 6919.49 | 26568.6 | 24652.5
8345 | 0 | 6120.46 | 0.40573 | 14894.1 | 0 | 0 | 0.0049389 | 11980.1 | 0.49568 | 2980.81 | 11980.1 | 0 | 0.14182 | 18629.5 | 6675.49 | 0 | 6139.05 | 29194.7 | 28311.9
8346 | 0 | 11256.1 | 0 | 19340.8 | 0 | 0 | 0 | 18500.8 | 0 | 18278.6 | 18500.8 | 0 | 0 | 26507.3 | 15109 | 0 | 5426.68 | 31869.5 | 31905.9
8347 | 0 | 17682 | 0 | 24074.4 | 0 | 0 | 0 | 17796.4 | 0 | 5766.11 | 17796.4 | 0 | 0 | 35516.5 | 24145 | 0 | 3154.5 | 30416.6 | 9844.42
8348 | 0 | 19952.2 | 0 | 38300.7 | 0 | 0 | 0 | 15912.9 | 0 | 6204.37 | 15912.9 | 0 | 0 | 36799.5 | 26693.7 | 0 | 2479.31 | 36011.4 | 11994.7
8349 | 0 | 11436.6 | 0 | 40030.2 | 0 | 0 | 0 | 15355.4 | 0 | 1719.32 | 15355.4 | 0 | 0 | 37749.3 | 23267 | 0 | 4120.84 | 33069.9 | 25699.3
8350 | 0 | 11354.6 | 0 | 39624.6 | 0 | 0 | 0 | 14343.8 | 0 | 0 | 14343.8 | 0 | 0 | 35203.5 | 27760.9 | 0 | 4539.15 | 34110.5 | 35434.8
8351 | 0 | 16110.3 | 0 | 39617.6 | 0 | 0 | 0 | 10069.7 | 0 | 0 | 10069.7 | 0 | 0 | 39274.4 | 20446.3 | 0 | 6748.51 | 28705.2 | 37120.6
8352 | 0 | 19042.4 | 0 | 39193.2 | 0 | 0 | 0 | 3966.54 | 0 | 0 | 3966.54 | 0 | 0 | 39582.7 | 14742 | 0 | 4733.85 | 23225.5 | 38286.8
8353 | 0 | 18496 | 0 | 37243.5 | 0 | 0 | 0 | 1848.74 | 0 | 877.224 | 1848.74 | 0 | 0 | 39767.1 | 10739.8 | 0 | 5388.36 | 13733.5 | 38569.5
8354 | 0 | 13752.9 | 0 | 37703.2 | 0 | 0 | 0 | 1342.25 | 0 | 1649.33 | 1342.25 | 0 | 0 | 40053.4 | 10062.4 | 0 | 5893.72 | 10151.1 | 38330.8
8355 | 0 | 25223.8 | 0 | 37820.2 | 0 | 0 | 0 | 0 | 0 | 3705.4 | 0 | 0 | 0 | 40053.4 | 11504.9 | 0 | 6961.96 | 14749.8 | 37063.4
8356 | 0 | 29981.6 | 0 | 37651.9 | 0 | 0 | 0 | 0 | 0 | 2387.84 | 0 | 679.474 | 0 | 39791 | 11375.8 | 0 | 8484.47 | 17783.7 | 32720.8
8357 | 0 | 33992.9 | 0 | 37861.7 | 0 | 0 | 0 | 1169.74 | 0 | 6612.53 | 1169.74 | 16103 | 0 | 39783 | 10481.8 | 0 | 8556.36 | 17316.7 | 25325.9
8358 | 0 | 36974.3 | 0 | 37830 | 0 | 0 | 0 | 7099.7 | 0 | 6958.24 | 7099.7 | 39373.3 | 0 | 39499.4 | 9856.39 | 0 | 8772.73 | 17311.9 | 17767.6
8359 | 0 | 38368.6 | 0 | 37406.5 | 0 | 0 | 0 | 17702.1 | 0 | 5154.05 | 17702.1 | 31678.5 | 0 | 39389.7 | 9536.97 | 0 | 8853.18 | 23230 | 22395.1
8360 | 0.090467 | 39196.3 | 0.24235 | 15782.5 | 0.75831 | 0 | 0 | 15934.3 | 0.046704 | 4539.41 | 15934.3 | 7042.99 | 0 | 39584.1 | 7583.15 | 0 | 7569.86 | 33020.4 | 25726.4
8361 | 0.9296 | 39346.5 | 0.57289 | 13697.7 | 1.9524 | 0 | 0.77921 | 13166.3 | 1.0925 | 10091.8 | 13166.3 | 2820.52 | 0.13124 | 39791.8 | 4363.8 | 0.040077 | 5298.07 | 38206.9 | 36531.1
8362 | 1.4064 | 32133.3 | 2.01 | 10039.1 | 2.8028 | 0 | 0.10381 | 775.208 | 2.0702 | 6499.84 | 775.208 | 26370.2 | 0.28504 | 40053.4 | 2453.7 | 0.057472 | 2363.34 | 38355.8 | 33847.1
8363 | 1.4224 | 23173.3 | 1.943 | 6508.9 | 2.4737 | 0 | 0.1953 | 18396.1 | 2.2963 | 1031.12 | 18396.1 | 37967.1 | 0.44529 | 40053.4 | 861.975 | 0.19286 | 3992.21 | 37826.3 | 30529.9
8364 | 0.72999 | 20329.7 | 3.7653 | 3833.91 | 3.4827 | 0 | 0.23094 | 17394.7 | 2.5635 | 6605.01 | 17394.7 | 36637.3 | 0.19403 | 39979.3 | 0 | 0.11397 | 3068.43 | 39296 | 29112.6
8365 | 2.1151 | 12332.8 | 3.7662 | 6773.33 | 3.337 | 0 | 0.32049 | 21884.5 | 2.293 | 8893.23 | 21884.5 | 38074.5 | 0.70797 | 39646.8 | 0 | 0.10985 | 2705.49 | 38128.5 | 24742
8366 | 3.2762 | 9446.81 | 3.422 | 21670.9 | 2.8684 | 0 | 0.30106 | 35190.1 | 2.4465 | 11724.8 | 35190.1 | 36898.2 | 1.3605 | 38547.3 | 0 | 0.12578 | 5102.21 | 31526.5 | 27196.2
8367 | 0.045441 | 5116.25 | 2.7457 | 30068.6 | 2.0732 | 0 | 0.32186 | 35769.6 | 1.194 | 10715.3 | 35769.6 | 25545 | 1.4625 | 35489.9 | 0 | 0.09309 | 7051.11 | 28403.3 | 30852.9
8368 | 1.5041 | 1985.3 | 1.375 | 39669.8 | 0.95968 | 0 | 0.044314 | 27998.9 | 0.72382 | 13348.4 | 27998.9 | 17189.8 | 1.3703 | 29313.4 | 0 | 0.26742 | 12079 | 25529.7 | 20792.9
8369 | 0 | 2105.21 | 0.44421 | 40053.4 | 0 | 0 | 0 | 24258.8 | 0.18552 | 10920.1 | 24258.8 | 13271.9 | 0.25333 | 27553 | 0 | 0 | 11526.1 | 11413.1 | 22837.5
8370 | 0 | 14766.2 | 0 | 38043.6 | 0 | 0 | 0 | 15979.4 | 0 | 27486.4 | 15979.4 | 10209 | 0 | 22106.5 | 0 | 0 | 11157.3 | 3137.6 | 24919.6
8371 | 0 | 34876 | 0 | 16800.5 | 0 | 0 | 0 | 17711 | 0 | 16845.9 | 17711 | 23502 | 0 | 25584.8 | 0 | 0 | 8546.2 | 10468.1 | 10875.7
8372 | 0 | 39783.8 | 0 | 36474.3 | 0 | 0 | 0 | 10563.7 | 0 | 9582.21 | 10563.7 | 36138.2 | 0 | 21269.2 | 0 | 0 | 2927.36 | 32124.5 | 9926.07
8373 | 0 | 39634.9 | 0 | 32031.3 | 0 | 0 | 0 | 11525.1 | 0 | 32770 | 11525.1 | 26508.8 | 0 | 17598.2 | 0 | 0 | 2082.25 | 35486.4 | 1619.52
8374 | 0 | 39868.4 | 0 | 25837.1 | 0 | 0 | 0 | 14992.3 | 0 | 33311.8 | 14992.3 | 5434.46 | 0 | 19243.3 | 0 | 0 | 2530.83 | 39540.5 | 5034.56
8375 | 0 | 40053.4 | 0 | 20793.9 | 0 | 0 | 0 | 9417.79 | 0 | 37743.9 | 9417.79 | 3153.09 | 0 | 14633.7 | 0 | 0 | 6085.09 | 39857.4 | 11773.9
8376 | 0 | 40053.4 | 0 | 30937.4 | 0 | 0 | 0 | 6376.56 | 0 | 25926.2 | 6376.56 | 12947.4 | 0 | 6378.37 | 0 | 0 | 6005.35 | 39448.1 | 8204.81
8377 | 0 | 40053.4 | 0 | 33952.3 | 0 | 0 | 0 | 36137.6 | 0 | 19801.3 | 36137.6 | 33092.6 | 0 | 4123.03 | 718.49 | 0 | 6324.58 | 38131.4 | 9122.08
8378 | 0 | 40053.4 | 0 | 21755.3 | 0 | 0 | 0 | 29197.2 | 0 | 13859.2 | 29197.2 | 37567.3 | 0 | 5229.63 | 3583.75 | 0 | 5503.79 | 37701.9 | 12484.2
8379 | 0 | 40053.4 | 0 | 3831.74 | 0 | 0 | 0 | 24793 | 0 | 7560.65 | 24793 | 25123.4 | 0 | 2989.54 | 5105.62 | 0 | 5528.03 | 28883.1 | 9419.75
8380 | 0 | 40053.4 | 0 | 0 | 0 | 0 | 0 | 33336.4 | 0 | 6430.9 | 33336.4 | 15085.3 | 0 | 2613.31 | 3799.58 | 0 | 5322.53 | 19529.5 | 3421.33
8381 | 0 | 40053.4 | 0 | 0 | 0 | 0 | 0 | 32604.9 | 0 | 5434.16 | 32604.9 | 12763 | 0 | 2253.73 | 5646.86 | 0 | 4018.94 | 15213.3 | 5581.07
8382 | 0 | 40053.4 | 0 | 597.936 | 0 | 0 | 0 | 32896.4 | 0 | 2548.23 | 32896.4 | 15371.7 | 0 | 973.388 | 1681.92 | 0 | 2827.91 | 11793.8 | 8323.53
8383 | 0 | 39991.3 | 0 | 10717 | 0 | 0 | 0 | 31889.6 | 0 | 0 | 31889.6 | 19629.5 | 0 | 1747.77 | 7084.12 | 0 | 2259.38 | 8485.27 | 32474.9
8384 | 0.096726 | 40053.4 | 0.49176 | 15348.6 | 0.73957 | 0 | 0 | 26961.1 | 0.076148 | 0 | 26961.1 | 27277.8 | 0 | 0 | 13575.9 | 0 | 66.2446 | 5298.23 | 33132.5
8385 | 1.4019 | 40053.4 | 1.8758 | 24563.7 | 1.919 | 0 | 0.071612 | 28464.5 | 1.2329 | 0 | 28464.5 | 17259.2 | 1.1283 | 0 | 6692.34 | 0.10931 | 0 | 2065.06 | 17861.6
8386 | 1.9212 | 39619.9 | 2.934 | 25845.7 | 2.7847 | 0 | 1.0934 | 25700 | 2.2269 | 0 | 25700 | 22809.7 | 2.1051 | 0 | 9897.77 | 0.55945 | 0 | 0 | 8603.75
8387 | 2.7674 | 37587.2 | 3.617 | 22504.7 | 3.2993 | 0 | 2.7561 | 4767.62 | 2.8878 | 0 | 4767.62 | 16640.8 | 2.7747 | 10497.6 | 6185.29 | 0.88604 | 1345.81 | 0 | 0
8388 | 3.7746 | 38835.8 | 3.9408 | 24574.6 | 3.5018 | 0 | 3.0904 | 20767.5 | 3.2165 | 0 | 20767.5 | 11859.1 | 3.0938 | 12017.3 | 6453.67 | 1.0683 | 3811.28 | 0 | 0
8389 | 3.7384 | 33279.6 | 3.9237 | 16125.2 | 3.3622 | 0 | 3.1316 | 16189.3 | 3.2945 | 0 | 16189.3 | 9147.93 | 3.1497 | 7681.47 | 4225.21 | 2.9861 | 3491.85 | 143.752 | 0
8390 | 3.3547 | 21071.8 | 3.5606 | 12482.2 | 2.8771 | 0 | 2.8199 | 9032.73 | 3.0663 | 0 | 9032.73 | 6154.67 | 2.9147 | 8074.86 | 4424.48 | 2.7006 | 5376.57 | 782.409 | 0
8391 | 2.6146 | 18616.3 | 2.8639 | 9682.38 | 2.0596 | 0 | 1.1292 | 5850.58 | 2.5286 | 0 | 5850.58 | 423.887 | 2.3703 | 9077.83 | 5094.97 | 2.0468 | 6338.85 | 951.544 | 0
8392 | 1.5295 | 8507.39 | 1.8227 | 8139.26 | 0.92272 | 0 | 0.28804 | 2363.85 | 1.6665 | 0 | 2363.85 | 0 | 1.5148 | 9336.48 | 7005.71 | 1.0599 | 5000.67 | 613.461 | 651.644
8393 | 0.2242 | 3406.71 | 0.49488 | 6938.74 | 0 | 0 | 0.018593 | 744.533 | 0.53623 | 0 | 744.533 | 0 | 0.31711 | 11644.5 | 14634 | 0 | 11966.5 | 0 | 10595.5
8394 | 0 | 3132.37 | 0 | 3001.5 | 0 | 0 | 0 | 0 | 0 | 1899.48 | 0 | 0 | 0 | 13819.2 | 21475.6 | 0 | 22947.4 | 0 | 32616.4
8395 | 0 | 2889.08 | 0 | 732.88 | 0 | 0 | 0 | 789.97 | 0 | 4890.05 | 789.97 | 0 | 0 | 15412.4 | 27859.5 | 0 | 16360.7 | 0 | 36776.8
8396 | 0 | 13416.7 | 0 | 0 | 0 | 0 | 0 | 0 | 0 | 13885.4 | 0 | 0 | 0 | 19189.2 | 27521.4 | 0 | 8805.46 | 0 | 37972.8
8397 | 0 | 16659.7 | 0 | 0 | 0 | 0 | 0 | 0 | 0 | 17782.8 | 0 | 1091.07 | 0 | 23433.8 | 34895.4 | 0 | 4257.13 | 0 | 39570.8
8398 | 0 | 6950.61 | 0 | 28722.1 | 0 | 0 | 0 | 0 | 0 | 19906.1 | 0 | 0 | 0 | 24482.3 | 35795.1 | 0 | 979.73 | 0 | 39435.7
8399 | 0 | 902.38 | 0 | 34740.1 | 0 | 0 | 0 | 0 | 0 | 23884.5 | 0 | 2048.16 | 0 | 18870.7 | 37327.8 | 0 | 4263.55 | 0 | 38072.3
8400 | 0 | 1018.05 | 0 | 24584.2 | 0 | 0 | 0 | 0 | 0 | 18677.1 | 0 | 724.839 | 0 | 29901 | 34669.1 | 0 | 13794.8 | 658.413 | 33459.2
8401 | 0 | 1137.39 | 0 | 19266.2 | 0 | 0 | 0 | 0 | 0 | 16516.9 | 0 | 0 | 0 | 32165.8 | 32072.5 | 0 | 8935.25 | 2014.33 | 24253
8402 | 0 | 3145.35 | 0 | 15752.1 | 0 | 0 | 0 | 0 | 0 | 13647.1 | 0 | 0 | 0 | 31161.9 | 34793.5 | 0 | 4653.18 | 2876.67 | 11263.4
8403 | 0 | 7690.86 | 0 | 11445.7 | 0 | 993.541 | 0 | 0 | 0 | 20090.4 | 0 | 0 | 0 | 31531.5 | 37346.8 | 0 | 270.279 | 5764.94 | 7224.6
8404 | 0 | 4798.8 | 0 | 9958.44 | 0 | 2689.05 | 0 | 995.105 | 0 | 27241.6 | 995.105 | 5051.25 | 0 | 32412.1 | 37409 | 0 | 0 | 5480.45 | 19097.3
8405 | 0 | 6581.15 | 0 | 18801.4 | 0 | 1709.54 | 0 | 429.669 | 0 | 17936.8 | 429.669 | 14761.9 | 0 | 33363.3 | 37536.5 | 0 | 0 | 12194.5 | 2664.89
8406 | 0 | 14182.7 | 0 | 20179.4 | 0 | 2193.93 | 0 | 71.012 | 0 | 12222.1 | 71.012 | 18407.9 | 0 | 29913.9 | 38453.1 | 0 | 392.212 | 22539 | 0
8407 | 0 | 25035.6 | 0 | 22180.3 | 0 | 1291.6 | 0 | 0 | 0 | 11453.4 | 0 | 18529.8 | 0 | 31249.8 | 37772 | 0 | 383.134 | 26639.6 | 0
8408 | 0.26377 | 36496.4 | 0.46463 | 12696.6 | 0.69504 | 645.201 | 0 | 0 | 0 | 8828.58 | 0 | 23648.5 | 0 | 24267.2 | 37328.1 | 0 | 0 | 28838.7 | 0
8409 | 1.5725 | 29951.4 | 1.7805 | 6171.85 | 1.8613 | 449.302 | 0.98972 | 2512.1 | 0.92198 | 12719 | 2512.1 | 20552.8 | 0.078975 | 16743.4 | 38932.8 | 0.035985 | 0 | 16331.6 | 0
8410 | 2.6161 | 28426.1 | 2.7928 | 4881.36 | 2.7085 | 706.05 | 1.9754 | 5656.42 | 1.7118 | 3880.75 | 5656.42 | 12537 | 0.17205 | 18401.7 | 38198.8 | 0.17451 | 0 | 11210.1 | 824.312
8411 | 3.3015 | 35452 | 3.467 | 0 | 1.8777 | 756.246 | 0.468 | 3589.88 | 1.714 | 270.237 | 3589.88 | 13916 | 1.2537 | 16739.1 | 35562 | 0.28971 | 0 | 10099.1 | 0
8412 | 3.6281 | 26270 | 3.8098 | 0 | 2.1776 | 0 | 1.697 | 1694.39 | 2.3072 | 0 | 1694.39 | 3032 | 0.50531 | 10069.7 | 21655.6 | 0.64706 | 0 | 6511.52 | 0
8413 | 3.6244 | 15829.8 | 3.805 | 973.606 | 2.4376 | 0 | 3.0493 | 1438.91 | 1.5395 | 0 | 1438.91 | 180.899 | 0.70969 | 4283.76 | 17980.7 | 1.0818 | 1173.07 | 7763.99 | 1058.92
8414 | 3.2654 | 11855.9 | 3.4603 | 8851.58 | 2.0192 | 0 | 2.8045 | 1401.54 | 2.0123 | 963.456 | 1401.54 | 2907.49 | 0.41096 | 964.811 | 25471.6 | 1.9441 | 3655.85 | 6666.24 | 3290.91
8415 | 1.7176 | 19346.1 | 2.7803 | 7782.6 | 1.1166 | 0 | 2.1939 | 475.055 | 1.2034 | 2481.63 | 475.055 | 3333.43 | 0.18006 | 0 | 14676.9 | 0.3344 | 3780.21 | 7823.35 | 8411.84
8416 | 0.033932 | 20762.8 | 1.788 | 5036.02 | 0.30817 | 0 | 1.2662 | 0 | 0.72711 | 3392.31 | 0 | 1814.68 | 0.10145 | 588.969 | 8638.56 | 0.060127 | 4413.53 | 6619.51 | 10479.9
8417 | 0 | 26434.5 | 0.49088 | 3506.72 | 0 | 17.3066 | 0.11633 | 263.426 | 0.17445 | 3080.21 | 263.426 | 4690.2 | 0.012403 | 0 | 18092.6 | 0 | 6148.93 | 6448.64 | 11787.1
8418 | 0 | 18973.6 | 0 | 12346.9 | 0 | 838.582 | 0 | 1034.98 | 0 | 13420.1 | 1034.98 | 2446.93 | 0 | 0 | 32151.5 | 0 | 8397.6 | 6105.23 | 13093.4
8419 | 0 | 12624.6 | 0 | 27867.1 | 0 | 0 | 0 | 2471.9 | 0 | 30285.8 | 2471.9 | 2174.51 | 0 | 243.115 | 27966.6 | 0 | 5202.77 | 11998.9 | 19615.6
8420 | 0 | 32326.5 | 0 | 36385.3 | 0 | 0 | 0 | 4809.06 | 0 | 37891.4 | 4809.06 | 2863.19 | 0 | 2763.91 | 30349.9 | 0 | 3334.64 | 2080.39 | 11895.4
8421 | 0 | 40053.4 | 0 | 38499.9 | 0 | 2252.98 | 0 | 5649.6 | 0 | 39163.6 | 5649.6 | 21222.6 | 0 | 7164.49 | 12821.8 | 0 | 3112.87 | 145.593 | 11680.6
8422 | 0 | 40053.4 | 0 | 36883.5 | 0 | 2440.88 | 0 | 7622.31 | 0 | 10901.5 | 7622.31 | 18533.7 | 0 | 8849.8 | 5484.8 | 0 | 1971.96 | 10458 | 23474.2
8423 | 0 | 40053.4 | 0 | 35717.2 | 0 | 1248.09 | 0 | 1534.02 | 0 | 11898.9 | 1534.02 | 21426 | 0 | 10803.8 | 184.572 | 0 | 2842.96 | 31845 | 33802.7
8424 | 0 | 40053.4 | 0 | 34122.6 | 0 | 0 | 0 | 0 | 0 | 17873 | 0 | 27336.8 | 0 | 10287.7 | 0 | 0 | 5037.42 | 36417.3 | 36003.5
8425 | 0 | 40053.4 | 0 | 30067.4 | 0 | 506.256 | 0 | 0 | 0 | 9091.49 | 0 | 2505.69 | 0 | 6911.79 | 0 | 0 | 5500.3 | 34612.3 | 37142.2
8426 | 0 | 40053.4 | 0 | 24902.3 | 0 | 74.3725 | 0 | 6114.81 | 0 | 36486.8 | 6114.81 | 2644.24 | 0 | 8109.19 | 1501.65 | 0 | 4800.13 | 30093.6 | 37611.4
8427 | 0 | 40053.4 | 0 | 21842.1 | 0 | 0 | 0 | 10701.5 | 0 | 33630.6 | 10701.5 | 3073.54 | 0 | 8864.56 | 2041 | 0 | 6448.81 | 25937.5 | 39373.6
8428 | 0 | 40053.4 | 0 | 22832.3 | 0 | 0 | 0 | 13742.8 | 0 | 16135.5 | 13742.8 | 4222.63 | 0 | 11094.5 | 6366.77 | 0 | 4706.48 | 27557.5 | 39484.8
8429 | 0 | 40053.4 | 0 | 36882 | 0 | 0 | 0 | 2281.96 | 0 | 32824.5 | 2281.96 | 1818.69 | 0 | 11632.3 | 14619.4 | 0 | 997.491 | 17455.8 | 38202.9
8430 | 0 | 39473 | 0 | 38979.4 | 0 | 0 | 0 | 10200.4 | 0 | 28751.6 | 10200.4 | 1024.44 | 0 | 16273 | 25116.2 | 0 | 0 | 10143.8 | 34976.7
8431 | 0 | 38028.8 | 0 | 39708 | 0 | 0 | 0 | 34567.9 | 0 | 11665 | 34567.9 | 5385.5 | 0 | 14043 | 31308.5 | 0 | 888.396 | 28057.6 | 35685
8432 | 0.084719 | 37733.5 | 0.48975 | 39813.9 | 0.017443 | 0 | 0 | 27035.3 | 0 | 13379.6 | 27035.3 | 6518.36 | 0 | 18338.1 | 31034.6 | 0 | 0 | 34425.8 | 37514.5
8433 | 1.646 | 39514.4 | 1.8534 | 38399.2 | 0.14273 | 239.589 | 0.85112 | 15827.8 | 1.0648 | 38701.3 | 15827.8 | 3905.58 | 1.0591 | 23445.8 | 26995 | 0.40536 | 0 | 37418.9 | 36331.5
8434 | 2.7387 | 27897.9 | 2.9015 | 36596.2 | 0.72286 | 9896.95 | 0.44201 | 20612.4 | 2.0203 | 15984 | 20612.4 | 8093.72 | 2.0114 | 26599.6 | 27039 | 1.5524 | 0 | 39657.4 | 30485
8435 | 3.4699 | 12112 | 3.6048 | 27896.3 | 0.3117 | 21534.9 | 1.312 | 12613.4 | 2.3113 | 9383.71 | 12613.4 | 3536.75 | 2.6676 | 21229.4 | 13524.3 | 2.3209 | 0 | 38925.9 | 18496.4
8436 | 3.8313 | 23716.8 | 3.9442 | 26753 | 0.30985 | 36959.1 | 2.0566 | 4652.25 | 3.0116 | 8938.21 | 4652.25 | 3470.14 | 3.0018 | 12123.6 | 2622.58 | 1.2591 | 0 | 38547.8 | 11016.6
8437 | 3.8347 | 27083.7 | 3.943 | 32556.3 | 0.18374 | 37563 | 1.9781 | 4942.55 | 3.0762 | 4638.8 | 4942.55 | 1487.77 | 3.0537 | 13901.6 | 211.831 | 0.513 | 0 | 34526.8 | 5267.83
8438 | 3.4658 | 23578.7 | 3.6029 | 32673.9 | 0.38623 | 39139.4 | 1.4802 | 9455.92 | 2.8745 | 4020.4 | 9455.92 | 3908.88 | 2.8247 | 8432.7 | 0 | 0.25767 | 0 | 31301.4 | 6999.59
8439 | 2.7244 | 14672.2 | 2.9227 | 25927.3 | 0.029609 | 37387.4 | 0.69898 | 11960.7 | 1.2082 | 3169.82 | 11960.7 | 6749.71 | 2.2965 | 8285.79 | 0 | 0.23542 | 0 | 35260.1 | 9554.54
8440 | 1.6173 | 6430.28 | 1.8817 | 20484.1 | 0.010408 | 39255.2 | 0.36425 | 12350.2 | 1.5383 | 4284.44 | 12350.2 | 2192.48 | 1.463 | 4484.23 | 0 | 0.17709 | 0 | 31148.2 | 8299.17
8441 | 0.26531 | 11433.2 | 0.54868 | 16619.9 | 0 | 36712.9 | 0.021185 | 14172.1 | 0.48172 | 722.644 | 14172.1 | 2138.41 | 0.32193 | 2963.76 | 0 | 0 | 0 | 28838.3 | 17894.5
8442 | 0 | 9089.3 | 0 | 16886.9 | 0 | 6057.26 | 0 | 16646 | 0 | 0 | 16646 | 7405.01 | 0 | 1556.02 | 1632.24 | 0 | 992.472 | 26406.2 | 30073
8443 | 0 | 7273.74 | 0 | 17098.5 | 0 | 9472.63 | 0 | 27450.2 | 0 | 2260.12 | 27450.2 | 682.118 | 0 | 23.5604 | 2527.35 | 0 | 321.666 | 27474.3 | 37104.3
8444 | 0 | 20055.4 | 0 | 18731.2 | 0 | 1855.16 | 0 | 31003 | 0 | 3569.08 | 31003 | 0 | 0 | 1692.97 | 17039.5 | 0 | 1616.03 | 30507.6 | 39568.6
8445 | 0 | 18022.1 | 0 | 33303.5 | 0 | 17700.1 | 0 | 37505.6 | 0 | 637.857 | 37505.6 | 0 | 0 | 4023.94 | 31344.7 | 0 | 1448.96 | 30686.1 | 39689.5
8446 | 0 | 9114.62 | 0 | 34986.1 | 0 | 9226.88 | 0 | 34513.4 | 0 | 802.554 | 34513.4 | 952.016 | 0 | 1322.02 | 34820 | 0 | 1727.68 | 36819.4 | 39254.3
8447 | 0 | 9128.72 | 0 | 23028.3 | 0 | 6456.87 | 0 | 30824.6 | 0 | 1105.82 | 30824.6 | 873.313 | 0 | 0 | 32505.8 | 0 | 1411.94 | 35246.2 | 38161.2
8448 | 0 | 16316.8 | 0 | 5523.82 | 0 | 9355.03 | 0 | 37112.4 | 0 | 2613.09 | 37112.4 | 0 | 0 | 0 | 34733.9 | 0 | 1543.78 | 37324.6 | 35061.9
8449 | 0 | 10151 | 0 | 413.653 | 0 | 7165.41 | 0 | 37342.2 | 0 | 3173.31 | 37342.2 | 0 | 0 | 0 | 35047.9 | 0 | 798.714 | 39738.7 | 38179
8450 | 0 | 3236.36 | 0 | 665.913 | 0 | 40053.4 | 0 | 38072.3 | 0 | 4667.62 | 38072.3 | 0 | 0 | 3970.53 | 26372.8 | 0 | 0 | 40053.4 | 38377.8
8451 | 0 | 226.229 | 0 | 3445.41 | 0 | 33548 | 0 | 25014.9 | 0 | 4524.41 | 25014.9 | 0 | 0 | 4756.02 | 15377.4 | 0 | 0 | 40049.3 | 37792.7
8452 | 0 | 972.236 | 0 | 10673.5 | 0 | 23948.7 | 0 | 16811.5 | 0 | 12646.9 | 16811.5 | 0 | 0 | 3208.52 | 24004.8 | 0 | 0 | 39961.9 | 38874.2
8453 | 0 | 8996.72 | 0 | 9636.97 | 0 | 9666.41 | 0 | 24501.8 | 0 | 12832.3 | 24501.8 | 0 | 0 | 3667.93 | 21262.1 | 0 | 0 | 38816.3 | 33687.7
8454 | 0 | 16347.6 | 0 | 2645.77 | 0 | 8754.93 | 0 | 28612.2 | 0 | 18443.2 | 28612.2 | 0 | 0 | 3570.39 | 28107.1 | 0 | 0 | 34457.9 | 21531.2
8455 | 0 | 26751.1 | 0 | 0 | 0 | 3590.39 | 0 | 28660.4 | 0 | 13124.9 | 28660.4 | 0 | 0 | 6968.04 | 28000.6 | 0 | 878.621 | 35018.5 | 14243.7
8456 | 0.25008 | 38809.4 | 0.46646 | 2050.2 | 0.050159 | 2687.67 | 0 | 28237.2 | 0 | 15429.3 | 28237.2 | 0 | 0 | 2095.4 | 21027.5 | 0 | 2066.17 | 39086 | 29316.1
8457 | 1.2474 | 37738.1 | 1.8035 | 6896.96 | 0.38038 | 5479.48 | 0.021666 | 31312.7 | 0.90306 | 24768 | 31312.7 | 0 | 1.0192 | 0 | 14347.2 | 0.46174 | 2445.23 | 35731.6 | 28298.7
8458 | 2.2322 | 29702.1 | 2.8289 | 2807.25 | 0.41962 | 3568.05 | 0.24765 | 21599.1 | 1.7774 | 6924.34 | 21599.1 | 0 | 1.9867 | 4719.93 | 8961.39 | 1.6709 | 2520.82 | 33776.9 | 8662
8459 | 0.90306 | 19648.8 | 3.4914 | 14837.6 | 0.2391 | 11291.3 | 0.13035 | 18644.5 | 1.999 | 113.582 | 18644.5 | 0 | 2.6608 | 6429.42 | 7582.39 | 2.4658 | 3865.27 | 26464.7 | 1788.27
8460 | 3.5913 | 22977.6 | 3.7919 | 22213.1 | 1.0486 | 12042.3 | 0.29882 | 8462.22 | 3.0535 | 1455.13 | 8462.22 | 0 | 2.9993 | 3483.46 | 5778.13 | 2.8854 | 9632.81 | 24735.1 | 1063.4
8461 | 3.5797 | 25329 | 3.7789 | 22879.6 | 1.8531 | 17587.8 | 0.23656 | 9001.75 | 3.0797 | 1915.53 | 9001.75 | 0 | 3.0343 | 3540.32 | 5306.6 | 2.9413 | 19942.4 | 24034.8 | 0
8462 | 3.2287 | 31274.5 | 3.4462 | 11832.7 | 1.0251 | 15128 | 0.31723 | 11474.1 | 2.8306 | 2154.4 | 11474.1 | 0 | 2.7654 | 1817.93 | 5350.69 | 2.6439 | 28018.8 | 21458.5 | 0
8463 | 2.5379 | 38143.8 | 2.7748 | 6130.66 | 0.40733 | 3970.58 | 0.21721 | 19967.1 | 2.2864 | 1677.92 | 19967.1 | 0 | 2.2164 | 1455.59 | 6554.97 | 2.002 | 32405.4 | 26978 | 0
8464 | 1.4908 | 39293.2 | 1.2782 | 4461.82 | 0.8471 | 10496 | 0.26325 | 17693.6 | 1.4769 | 2672.18 | 17693.6 | 0 | 1.3963 | 1475.47 | 6700.08 | 1.0587 | 36725.1 | 29806.4 | 0
8465 | 0.21302 | 36896.2 | 0.20495 | 6444.12 | 0 | 6510.96 | 0.018669 | 24030.9 | 0.46017 | 7883.83 | 24030.9 | 0 | 0.29905 | 3680.92 | 5980.21 | 0 | 37094.8 | 32572.8 | 1071.82
8466 | 0 | 31907.7 | 0 | 12451 | 0 | 7191.41 | 0 | 24137.5 | 0 | 15596.4 | 24137.5 | 0 | 0 | 9081.73 | 5773.56 | 0 | 37458.1 | 34677 | 4790.59
8467 | 0 | 24172.4 | 0 | 21810.4 | 0 | 32445.9 | 0 | 24181.4 | 0 | 25821.5 | 24181.4 | 2850.91 | 0 | 13691.5 | 5032.48 | 0 | 36782.6 | 32744.3 | 11815.5
8468 | 0 | 28452.2 | 0 | 36168.7 | 0 | 9651.98 | 0 | 29696.1 | 0 | 29064.6 | 29696.1 | 2131.96 | 0 | 16338.2 | 5673.9 | 0 | 38124.3 | 35485 | 16841.9
8469 | 0 | 24937.3 | 0 | 38247.9 | 0 | 30211.1 | 0 | 29679.1 | 0 | 31909.9 | 29679.1 | 1713.86 | 0 | 19219 | 5514.97 | 0 | 38943.7 | 36830.7 | 14161.7
8470 | 0 | 31551.7 | 0 | 37460.1 | 0 | 14622.6 | 0 | 29686 | 0 | 33155.4 | 29686 | 0 | 0 | 33859 | 5089.25 | 0 | 39451.3 | 39467.9 | 5746.32
8471 | 0 | 28409.9 | 0 | 37346.3 | 0 | 20755.1 | 0 | 15527.9 | 0 | 31844.4 | 15527.9 | 0 | 0 | 40053.4 | 3985.85 | 0 | 39738.1 | 39642.6 | 10129.6
8472 | 0 | 35299.1 | 0 | 38089.2 | 0 | 13927.7 | 0 | 19255.6 | 0 | 28198.8 | 19255.6 | 0 | 0 | 40053.4 | 3105.37 | 0 | 39885.7 | 40053.4 | 7604.98
8473 | 0 | 39088 | 0 | 36958.8 | 0 | 0 | 0 | 17618.6 | 0 | 20573.6 | 17618.6 | 0 | 0 | 40053.4 | 2947.55 | 0 | 40053.4 | 40053.4 | 10183.9
8474 | 0 | 39527.9 | 0 | 35449.2 | 0 | 1356.34 | 0 | 20022 | 0 | 16808.8 | 20022 | 0 | 0 | 40053.4 | 1476.54 | 0 | 40053.4 | 40053.4 | 9708.54
8475 | 0 | 39466.4 | 0 | 25160.9 | 0 | 3821.96 | 0 | 19989.2 | 0 | 18565.8 | 19989.2 | 0 | 0 | 40053.4 | 574.55 | 0 | 40053.4 | 40053.4 | 4372.77
8476 | 0 | 36844.9 | 0 | 7731.88 | 0 | 1894.78 | 0 | 15619.2 | 0 | 9018.77 | 15619.2 | 0 | 0 | 40053.4 | 2825.37 | 0 | 40053.4 | 38979.8 | 4738.74
8477 | 0 | 34072.4 | 0 | 1251.45 | 0 | 0 | 0 | 17109.8 | 0 | 3427.7 | 17109.8 | 802.011 | 0 | 40053.4 | 4607.93 | 0 | 40053.4 | 35316.8 | 5032.04
8478 | 0 | 30163.3 | 0 | 4259.59 | 0 | 2353.81 | 0 | 18027.4 | 0 | 2698.39 | 18027.4 | 0 | 0 | 40053.4 | 4291.65 | 0 | 40053.4 | 26189 | 5047.33
8479 | 0 | 26023.8 | 0 | 9160.57 | 0 | 929.773 | 0 | 13231.2 | 0 | 6508.45 | 13231.2 | 0 | 0 | 40053.4 | 1986.52 | 0 | 40053.4 | 35745.4 | 22248.4
8480 | 0.071804 | 31124.7 | 0.25882 | 9139.57 | 0.40307 | 0 | 0 | 17702.7 | 0 | 10693.5 | 17702.7 | 0 | 0 | 40053.4 | 515.913 | 0 | 40053.4 | 36040.2 | 14610
8481 | 1.5701 | 26726.7 | 1.4204 | 4021.51 | 0.13145 | 0 | 0.72602 | 21627 | 0.099041 | 7181.66 | 21627 | 0 | 0.11552 | 40053.4 | 480.417 | 0.36291 | 40053.4 | 31615.9 | 7876.46
8482 | 2.6585 | 18880.4 | 1.7694 | 1959.36 | 1.5948 | 978.313 | 1.3036 | 26615.8 | 0.22179 | 7287.85 | 26615.8 | 0 | 0.26126 | 40053.4 | 0 | 1.484 | 40053.4 | 12407.6 | 0
8483 | 3.3931 | 13710.5 | 3.4529 | 0 | 1.9078 | 1187.09 | 1.91 | 32580.6 | 0.18854 | 2862.53 | 32580.6 | 0 | 0.33158 | 40053.4 | 0 | 2.2595 | 40053.4 | 3914.28 | 0
8484 | 3.7605 | 10789.3 | 2.6727 | 0 | 2.0924 | 842.013 | 3.1236 | 24985.7 | 0.12974 | 879.395 | 24985.7 | 0 | 0.2609 | 40053.4 | 0 | 2.6875 | 40053.4 | 970.747 | 0
8485 | 3.7627 | 9288.38 | 2.6421 | 0 | 2.1362 | 0 | 3.1618 | 22747.8 | 0.27845 | 1321.98 | 22747.8 | 3614.97 | 0.50273 | 40053.4 | 0 | 2.7647 | 40053.4 | 0 | 1089.3
8486 | 3.3985 | 6981.06 | 2.3872 | 1086.28 | 0.80343 | 0 | 2.8701 | 23541.7 | 0.1382 | 2585.19 | 23541.7 | 7205.91 | 0.33536 | 40053.4 | 0 | 2.4959 | 40053.4 | 0 | 1656.93
8487 | 1.8209 | 6272 | 1.6218 | 1777.32 | 0.33639 | 0 | 2.2544 | 18778.9 | 0.28072 | 6105.78 | 18778.9 | 6867.41 | 0.0975 | 40053.4 | 0 | 1.8826 | 40053.4 | 0 | 233.76
8488 | 1.1984 | 4167.7 | 0.98589 | 2194.11 | 0.12634 | 0 | 1.2974 | 20690.8 | 0.16703 | 9093.77 | 20690.8 | 4292.84 | 0.055103 | 39573.3 | 0 | 0.96248 | 40053.4 | 0 | 0
8489 | 0.056217 | 2483.33 | 0.49003 | 4382.63 | 0 | 0 | 0.13023 | 30972.2 | 0.043165 | 10281.4 | 30972.2 | 5003.03 | 0.0077656 | 38708.2 | 0 | 0 | 40053.4 | 814.213 | 2500.23
8490 | 0 | 2513.08 | 0 | 8567.09 | 0 | 2115.55 | 0 | 33084.6 | 0 | 20097.6 | 33084.6 | 3858.75 | 0 | 38470 | 0 | 0 | 40053.4 | 3086.32 | 7665.99
8491 | 0 | 2477.53 | 0 | 14523.6 | 0 | 7953.58 | 0 | 35576.7 | 0 | 25915.9 | 35576.7 | 3183.16 | 0 | 38491.5 | 0 | 0 | 40053.4 | 8445.83 | 6475.64
8492 | 0 | 4618.98 | 0 | 32998.3 | 0 | 2097.81 | 0 | 30371 | 0 | 26424.2 | 30371 | 1945.33 | 0 | 35613.2 | 0 | 0 | 40053.4 | 18341.2 | 2243.05
8493 | 0 | 10367 | 0 | 39278.3 | 0 | 9797.26 | 0 | 37040.9 | 0 | 28275.2 | 37040.9 | 3383.44 | 0 | 28735.3 | 0 | 0 | 40053.4 | 33450 | 5256.31
8494 | 0 | 22926.5 | 0 | 38037.6 | 0 | 6310.8 | 0 | 37112.4 | 0 | 29081.3 | 37112.4 | 1650.41 | 0 | 28350.2 | 0 | 0 | 40053.4 | 35797.7 | 923.861
8495 | 0 | 39742.5 | 0 | 39437.7 | 0 | 0 | 0 | 34589.3 | 0 | 30378 | 34589.3 | 2776.98 | 0 | 21527 | 0 | 0 | 40053.4 | 36590 | 631.919
8496 | 0 | 40053.4 | 0 | 39559.8 | 0 | 0 | 0 | 37228.4 | 0 | 16327 | 37228.4 | 1184.54 | 0 | 14440 | 308.051 | 0 | 40053.4 | 32454.7 | 1295.6
8497 | 0 | 37392.8 | 0 | 39334.1 | 0 | 404.23 | 0 | 38485.9 | 0 | 7177.5 | 38485.9 | 645.652 | 0 | 12694.2 | 403.765 | 0 | 40053.4 | 21941 | 5925.4
8498 | 0 | 38587.8 | 0 | 38284 | 0 | 6439.88 | 0 | 39042.5 | 0 | 3163.41 | 39042.5 | 677.286 | 0 | 15102.8 | 602.476 | 0 | 40053.4 | 15109.8 | 9150.44
8499 | 0 | 39777.9 | 0 | 38246.5 | 0 | 1932.26 | 0 | 38973.3 | 0 | 2077.55 | 38973.3 | 0 | 0 | 14012.7 | 0 | 0 | 40053.4 | 9094.83 | 12284.5
8500 | 0 | 35109 | 0 | 39291.1 | 0 | 0 | 0 | 39522.3 | 0 | 5618.32 | 39522.3 | 0 | 0 | 17984 | 0 | 0 | 40053.4 | 8061.12 | 12143.9
8501 | 0 | 38398 | 0 | 39281.6 | 0 | 1897.29 | 0 | 34642.1 | 0 | 7049.14 | 34642.1 | 0 | 0 | 13636 | 0 | 0 | 40053.4 | 21980.3 | 4647.14
8502 | 0 | 36985.5 | 0 | 38387.3 | 0 | 1553.52 | 0 | 35598.1 | 0 | 5250.15 | 35598.1 | 0 | 0 | 16990.9 | 0 | 0 | 38224.4 | 36212 | 755.522
8503 | 0 | 34150.6 | 0 | 37136.3 | 0 | 0 | 0 | 34800.4 | 0 | 3255.24 | 34800.4 | 0 | 0 | 23973 | 0 | 0 | 38297.4 | 33974.7 | 14090.2
8504 | 0.26093 | 38754.3 | 0.3909 | 33869.7 | 0.57094 | 0 | 0 | 33971.9 | 0 | 0 | 33971.9 | 0 | 0 | 27094.3 | 0 | 0 | 39342.3 | 29471.7 | 14936
8505 | 1.5944 | 39852.5 | 1.6748 | 27793.8 | 1.693 | 0 | 0.23264 | 37078.5 | 1.1476 | 598.401 | 37078.5 | 0 | 1.0755 | 29575.9 | 0 | 0.36449 | 40053.4 | 21974.7 | 1161.72
8506 | 2.6527 | 40053.4 | 2.6829 | 24620.2 | 2.5396 | 4878.29 | 1.8702 | 37538 | 2.1636 | 1086.48 | 37538 | 0 | 2.0428 | 29925.8 | 0 | 1.4981 | 40053.4 | 5257.5 | 2929.28
8507 | 3.3213 | 40053.4 | 3.3573 | 34562.3 | 3.0311 | 0 | 2.5887 | 35376.8 | 2.8503 | 2055.7 | 35376.8 | 0 | 2.6892 | 36286.9 | 778.888 | 2.2637 | 39699.3 | 907.367 | 12713
8508 | 3.6297 | 40051.5 | 3.6515 | 37527 | 2.1252 | 1450.27 | 2.9556 | 32095.3 | 3.1829 | 2570.83 | 32095.3 | 0 | 3.034 | 37521.6 | 0 | 2.676 | 39927.8 | 0 | 17389
8509 | 3.5967 | 39903.8 | 3.6464 | 39719 | 2.4189 | 8500.48 | 1.8356 | 32307.7 | 3.2506 | 1130.15 | 32307.7 | 0 | 3.0811 | 38335.4 | 0 | 2.7332 | 40053.4 | 0 | 17015.4
8510 | 3.2268 | 39536.7 | 3.3153 | 39792.7 | 1.8094 | 9507.97 | 1.4381 | 27725.7 | 3.0169 | 687.888 | 27725.7 | 3162.81 | 2.8553 | 39294.9 | 0 | 2.4494 | 40053.4 | 0 | 9327.56
8511 | 2.5213 | 40053.4 | 2.6805 | 39929.2 | 1.4085 | 16700.5 | 0.72366 | 25913.5 | 2.5075 | 1423.98 | 25913.5 | 9137.39 | 2.3369 | 38190.5 | 0 | 1.4575 | 40053.4 | 0 | 5428.03
8512 | 1.4874 | 40053.4 | 1.7323 | 40053.4 | 0.024986 | 8371.31 | 0.60354 | 19407.7 | 1.6705 | 4793.74 | 19407.7 | 12784.2 | 1.5212 | 37265.5 | 0 | 0.33981 | 40053.4 | 0 | 8524.34
8513 | 0.22184 | 40053.4 | 0.51623 | 39702.7 | 0 | 9018.17 | 0.032277 | 26216.5 | 0.57334 | 6865.1 | 26216.5 | 15372.3 | 0.37247 | 37517 | 3792.05 | 0 | 40053.4 | 4545.38 | 11104.6
8514 | 0 | 40053.4 | 0 | 40053.4 | 0 | 16498 | 0 | 22219.8 | 0 | 22425.4 | 22219.8 | 17873.1 | 0 | 37603.1 | 7356.25 | 0 | 40053.4 | 14759.6 | 15505.1
8515 | 0 | 40053.4 | 0 | 40053.4 | 0 | 1730.4 | 0 | 19977.6 | 0 | 30427.3 | 19977.6 | 14404.7 | 0 | 38430.2 | 7842.76 | 0 | 40053.4 | 25113.1 | 18162.6
8516 | 0 | 40053.4 | 0 | 40053.4 | 0 | 13389.2 | 0 | 13313.8 | 0 | 28985.8 | 13313.8 | 13777.7 | 0 | 36720.6 | 8720.25 | 0 | 40053.4 | 35640.8 | 32296.2
8517 | 0 | 40053.4 | 0 | 40053.4 | 0 | 19417.5 | 0 | 20792.2 | 0 | 20939.4 | 20792.2 | 9664.25 | 0 | 32589.8 | 7661.14 | 0 | 40053.4 | 38279.6 | 28436.5
8518 | 0 | 40053.4 | 0 | 40053.4 | 0 | 12435.7 | 0 | 29452 | 0 | 28991.4 | 29452 | 9486.25 | 0 | 31195.5 | 7527.46 | 0 | 39846.4 | 39894.7 | 29908.5
8519 | 0 | 40053.4 | 0 | 40053.4 | 0 | 4738.45 | 0 | 33477.2 | 0 | 37330.9 | 33477.2 | 12271.9 | 0 | 29209.8 | 7988.3 | 0 | 39829.8 | 40053.4 | 39483.2
8520 | 0 | 40053.4 | 0 | 40053.4 | 0 | 1473.16 | 0 | 36617.2 | 0 | 28374 | 36617.2 | 24446.4 | 0 | 24866.5 | 7209.76 | 0 | 39499 | 40053.4 | 29351.1
8521 | 0 | 40053.4 | 0 | 40053.4 | 0 | 0 | 0 | 38391.7 | 0 | 30196.5 | 38391.7 | 36484.8 | 0 | 19334.1 | 8077.69 | 0 | 39610.3 | 40053.4 | 18627.7
8522 | 0 | 40053.4 | 0 | 40053.4 | 0 | 2141.5 | 0 | 36406.7 | 0 | 37492.7 | 36406.7 | 37636.4 | 0 | 17399.5 | 7027.72 | 0 | 39908.8 | 40053.4 | 7222.54
8523 | 0 | 40053.4 | 0 | 40053.4 | 0 | 3596.44 | 0 | 36321 | 0 | 31538.8 | 36321 | 31691.3 | 0 | 11765.9 | 6356.86 | 0 | 39777.2 | 39961.3 | 11403
8524 | 0 | 39643.4 | 0 | 39403.3 | 0 | 3292.58 | 0 | 36475.4 | 0 | 36688.4 | 36475.4 | 23349.4 | 0 | 12160.6 | 5225.51 | 0 | 40053.4 | 37893.3 | 15893.8
8525 | 0 | 39607.9 | 0 | 38434.4 | 0 | 1151.49 | 0 | 37435.6 | 0 | 38324.3 | 37435.6 | 12401.8 | 0 | 9729.65 | 5533.51 | 0 | 40053.4 | 34088.3 | 22865.4
8526 | 0 | 38919 | 0 | 36873.7 | 0 | 0 | 0 | 39072.2 | 0 | 37063.2 | 39072.2 | 10498.6 | 0 | 3700.38 | 5108.5 | 0 | 40026.4 | 27375.8 | 29955
8527 | 0 | 37127.8 | 0 | 33322.5 | 0 | 0 | 0 | 39476.4 | 0 | 29828.7 | 39476.4 | 20380.4 | 0 | 1893.68 | 4776.27 | 0 | 39307.7 | 15583.9 | 36167.9
8528 | 0.22064 | 37443 | 0.39776 | 37044.5 | 0.30035 | 2848.24 | 0 | 39399.4 | 0 | 31192.3 | 39399.4 | 14489.3 | 0 | 949.405 | 5906.23 | 0 | 34289.6 | 16928.9 | 34987.9
8529 | 1.5441 | 35354 | 1.7166 | 28349.4 | 0.63078 | 7210.86 | 0.75279 | 39475.2 | 0.24725 | 37480.5 | 39475.2 | 6806.29 | 0.75364 | 0 | 5074.05 | 0.26819 | 39563.2 | 23092.5 | 32905.6
8530 | 2.6272 | 17201.4 | 2.7508 | 35238.8 | 1.4362 | 9101.59 | 0.76858 | 39221.8 | 0.54422 | 39341.2 | 39221.8 | 6975.19 | 1.5197 | 3707.9 | 5139.34 | 1.4719 | 38258.4 | 25624.2 | 27435.3
8531 | 3.3425 | 16602.9 | 3.4293 | 28681.9 | 1.637 | 5147.02 | 1.4289 | 39458.3 | 0.98573 | 30191.1 | 39458.3 | 35828.1 | 2.1437 | 6923.8 | 5239.24 | 2.2643 | 37138.7 | 36192 | 16440.9
8532 | 3.6986 | 39219.8 | 3.7738 | 26416.5 | 1.4587 | 2644.16 | 0.1165 | 37337.7 | 2.1122 | 24859.3 | 37337.7 | 28682.1 | 2.4131 | 7093.7 | 5004.34 | 2.7185 | 38590.4 | 39992.6 | 14161.9
8533 | 3.6882 | 39303.5 | 3.7761 | 21612 | 0.64224 | 906.626 | 0.47569 | 34272.2 | 3.12 | 26397.7 | 34272.2 | 1825.51 | 2.9684 | 5995.13 | 4807.01 | 2.8008 | 40053.4 | 40053.4 | 9903.91
8534 | 2.7288 | 38361.2 | 3.4415 | 22238 | 0.23003 | 1781.27 | 0.47151 | 36990.9 | 2.5638 | 18549 | 36990.9 | 0 | 2.7176 | 7066.13 | 5359.3 | 1.1171 | 40053.4 | 39713.5 | 9110.6
8535 | 2.6073 | 38499 | 2.7887 | 28156.4 | 0.20411 | 3052.95 | 1.9942 | 38646.4 | 1.9345 | 12785.7 | 38646.4 | 0 | 2.183 | 11068.3 | 5816.92 | 0.75426 | 40053.4 | 39547.2 | 8605.23
8536 | 1.0392 | 37090 | 1.8055 | 29355.3 | 0.036385 | 5347.09 | 1.1405 | 38691.5 | 1.5731 | 13440.8 | 38691.5 | 0 | 1.356 | 26589.4 | 5800.36 | 0.94735 | 40053.4 | 39540.4 | 7061.78
8537 | 0.24652 | 32848.8 | 0.5423 | 29432.7 | 0 | 7930.84 | 0.10238 | 32408 | 0.51147 | 36156.3 | 32408 | 2012.13 | 0.30151 | 32130.9 | 8429.13 | 0 | 40053.4 | 38451.7 | 8365.34
8538 | 0 | 34787.6 | 0 | 25545 | 0 | 12418.1 | 0 | 33202.1 | 0 | 25954.4 | 33202.1 | 6601.72 | 0 | 37527.2 | 10473.3 | 0 | 39962.9 | 36396.2 | 9369.57
8539 | 0 | 36251.9 | 0 | 21979.7 | 0 | 26238.7 | 0 | 31654.4 | 0 | 37074.2 | 31654.4 | 17565.2 | 0 | 39294.2 | 11138.5 | 0 | 40053.4 | 36539.6 | 7350.34
8540 | 0 | 36649.9 | 0 | 33141.2 | 0 | 12073.2 | 0 | 24115 | 0 | 30761.1 | 24115 | 12848.9 | 0 | 36066.5 | 11191.3 | 0 | 39910.9 | 39395.1 | 6999.23
8541 | 0 | 37962.6 | 0 | 38162.8 | 0 | 6224.59 | 0 | 27532.4 | 0 | 31413.1 | 27532.4 | 2706.99 | 0 | 27605.9 | 10116.4 | 0 | 40053.4 | 40053.4 | 1743.42
8542 | 0 | 36727.4 | 0 | 39419 | 0 | 10028.7 | 0 | 26047.9 | 0 | 19595.8 | 26047.9 | 2213.12 | 0 | 26849.7 | 12405.7 | 0 | 39696.9 | 40053.4 | 0
8543 | 0 | 35442.3 | 0 | 39193.8 | 0 | 3753.96 | 0 | 12639.2 | 0 | 25761.1 | 12639.2 | 0 | 0 | 28702.3 | 9046 | 0 | 38579.8 | 40053.4 | 0
8544 | 0 | 36324.7 | 0 | 38467.4 | 0 | 3210.41 | 0 | 11014.4 | 0 | 26881 | 11014.4 | 0 | 0 | 33579.6 | 11475.4 | 0 | 37661 | 40053.4 | 0
8545 | 0 | 37892.9 | 0 | 38077.7 | 0 | 5795.05 | 0 | 4291.79 | 0 | 34902.7 | 4291.79 | 0 | 0 | 36864 | 10339.1 | 0 | 31463.7 | 40053.4 | 3334.4
8546 | 0 | 40053.4 | 0 | 37076.6 | 0 | 4551.85 | 0 | 3020.15 | 0 | 32259.2 | 3020.15 | 0 | 0 | 36894.3 | 14630.6 | 0 | 27104.9 | 40053.4 | 11313.8
8547 | 0 | 40053.4 | 0 | 37011.8 | 0 | 1846.47 | 0 | 2590.92 | 0 | 34539.4 | 2590.92 | 0 | 0 | 39149 | 15754.2 | 0 | 19872.7 | 40053.4 | 12551.8
8548 | 0 | 40053.4 | 0 | 34448.9 | 0 | 0 | 0 | 0 | 0 | 31351.1 | 0 | 7593.86 | 0 | 40053.4 | 16327.9 | 0 | 18874.6 | 40053.4 | 6098.37
8549 | 0 | 40053.4 | 0 | 33446.9 | 0 | 0 | 0 | 0 | 0 | 37797.1 | 0 | 6001.77 | 0 | 40053.4 | 16079.8 | 0 | 24479.5 | 40053.4 | 3891.71
8550 | 0 | 40041.8 | 0 | 28863.7 | 0 | 0 | 0 | 0 | 0 | 33892.5 | 0 | 1654.71 | 0 | 40053.4 | 16232.8 | 0 | 29201.8 | 40053.4 | 2178.69
8551 | 0 | 40011.3 | 0 | 22521.8 | 0 | 0 | 0 | 657.629 | 0 | 34796 | 657.629 | 1995.35 | 0 | 39835 | 17726.4 | 0 | 36324.3 | 40053.4 | 4782.67
8552 | 0.060088 | 40053.4 | 0.36762 | 9636.82 | 0.30077 | 0 | 0 | 327.358 | 0 | 24717.9 | 327.358 | 0 | 0 | 39965.1 | 17557.7 | 0 | 9070.28 | 40053.4 | 3455.02
8553 | 1.4673 | 40053.4 | 1.6493 | 6501.53 | 0.64089 | 0 | 1.0111 | 878.39 | 0.37655 | 27405.8 | 878.39 | 0 | 0.2849 | 40053.4 | 18542.2 | 0.38014 | 6431.37 | 40053.4 | 1848.34
8554 | 2.5233 | 40053.4 | 2.6212 | 621.63 | 1.9117 | 0 | 2.1052 | 0 | 0.85695 | 24634.3 | 0 | 1651.75 | 0.69077 | 40053.4 | 15003 | 1.5596 | 8473.39 | 40053.4 | 2390.07
8555 | 3.1808 | 40053.4 | 3.2596 | 421.359 | 2.0194 | 0 | 2.8386 | 0 | 1.8282 | 17775.4 | 0 | 6963.98 | 0.47805 | 40053.4 | 8148.89 | 2.3546 | 8589.92 | 40053.4 | 1964.63
8556 | 3.5072 | 40053.4 | 3.6094 | 2972.09 | 0.16236 | 0 | 3.2349 | 131.943 | 1.9454 | 19057.7 | 131.943 | 3734.59 | 0.6478 | 40053.4 | 6445.04 | 2.7906 | 7587.81 | 38241.3 | 0
8557 | 0 | 40053.4 | 3.6427 | 2435.59 | 1.6829 | 0 | 3.2781 | 13311.4 | 2.5382 | 2120.43 | 13311.4 | 3990.8 | 0.3529 | 40053.4 | 5741.5 | 2.8744 | 11666.4 | 35378.9 | 0
8558 | 3.1756 | 40053.4 | 3.3529 | 2687.64 | 1.6269 | 0 | 2.999 | 11977.9 | 2.1598 | 3315.15 | 11977.9 | 5007.14 | 0.12765 | 40053.4 | 5984.75 | 2.6025 | 18724.4 | 33022.6 | 0
8559 | 2.4832 | 40053.4 | 2.7184 | 2526.89 | 1.8933 | 0 | 2.3738 | 13037.4 | 0.89775 | 2765.69 | 13037.4 | 6165.54 | 0.14022 | 40053.4 | 5045.07 | 1.9933 | 17585.6 | 29038.4 | 0
8560 | 1.4722 | 39913.9 | 1.7735 | 1655.86 | 0.85756 | 561.342 | 1.4099 | 15052.1 | 0.52701 | 2425.82 | 15052.1 | 13233.3 | 0.079239 | 40053.4 | 4441.66 | 1.0719 | 12887.7 | 30004.8 | 2060.85
8561 | 0.224 | 38266.5 | 0.54493 | 1140.55 | 0 | 1327.2 | 0.18888 | 13003.7 | 0.1174 | 7435.73 | 13003.7 | 20218.9 | 0.013639 | 40053.4 | 10159 | 0 | 11894.6 | 29033.1 | 1346.74
8562 | 0 | 35742.2 | 0 | 5918.56 | 0 | 2666.34 | 0 | 24059.7 | 0 | 4332.52 | 24059.7 | 11002.6 | 0 | 40053.4 | 12527.7 | 0 | 10508.8 | 28476.4 | 790.934
8563 | 0 | 30531.5 | 0 | 15024.2 | 0 | 580.095 | 0 | 8860.39 | 0 | 3801.14 | 8860.39 | 12157.3 | 0 | 39123.2 | 5580.9 | 0 | 8261.43 | 28053.3 | 0
8564 | 0 | 36201.3 | 0 | 22937.5 | 0 | 0 | 0 | 17937.7 | 0 | 8220.98 | 17937.7 | 15372.5 | 0 | 38959.1 | 2482.6 | 0 | 5398.23 | 29349.3 | 0
8565 | 0 | 36836.8 | 0 | 20942 | 0 | 760.932 | 0 | 11857.3 | 0 | 13174.7 | 11857.3 | 10977.6 | 0 | 38269.4 | 1592.2 | 0 | 534.348 | 26791.2 | 0
8566 | 0 | 36295.5 | 0 | 9442.81 | 0 | 999.962 | 0 | 31588.1 | 0 | 16672.2 | 31588.1 | 6785.52 | 0 | 40053.4 | 0 | 0 | 0 | 32931.7 | 511.174
8567 | 0 | 27723 | 0 | 15954.7 | 0 | 2647.16 | 0 | 16355.7 | 0 | 12316.1 | 16355.7 | 19824.2 | 0 | 40053.4 | 0 | 0 | 0 | 30926.3 | 9148.35
8568 | 0 | 33375.3 | 0 | 21279.7 | 0 | 8410.45 | 0 | 0 | 0 | 7619.92 | 0 | 31815.5 | 0 | 40053.4 | 0 | 0 | 0 | 33907.2 | 15413.2
8569 | 0 | 27973.2 | 0 | 16397.9 | 0 | 9591.18 | 0 | 0 | 0 | 11811.4 | 0 | 26899.2 | 0 | 40053.4 | 0 | 0 | 0 | 33179.4 | 3473.35
8570 | 0 | 33249.5 | 0 | 12568 | 0 | 5872.72 | 0 | 3338.27 | 0 | 10755 | 3338.27 | 32793.1 | 0 | 40053.4 | 2094.53 | 0 | 0 | 35202.2 | 2174.54
8571 | 0 | 32933.4 | 0 | 3798.4 | 0 | 4077.91 | 0 | 5063.81 | 0 | 13711.3 | 5063.81 | 7973.03 | 0 | 40053.4 | 3294.41 | 0 | 0 | 28203 | 4782.83
8572 | 0 | 24995.2 | 0 | 6046.46 | 0 | 2551.43 | 0 | 1778.22 | 0 | 13479.2 | 1778.22 | 10524.2 | 0 | 40053.4 | 5795.06 | 0 | 0 | 20690.6 | 13016
8573 | 0 | 37429.8 | 0 | 8377.03 | 0 | 707.587 | 0 | 6741.23 | 0 | 20496 | 6741.23 | 7311.49 | 0 | 40053.4 | 8409.46 | 0 | 0 | 8895.11 | 10643
8574 | 0 | 35017 | 0 | 3626.4 | 0 | 0 | 0 | 4347.85 | 0 | 16149.7 | 4347.85 | 13923.4 | 0 | 39865.4 | 18536.5 | 0 | 0 | 2254.17 | 8195.48
8575 | 0 | 30416 | 0 | 849.244 | 0 | 0 | 0 | 7589.12 | 0 | 13098.1 | 7589.12 | 3162.24 | 0 | 39933.1 | 26623 | 0 | 0 | 945.842 | 5029.11
8576 | 0 | 36645.8 | 0.29381 | 0 | 0.35231 | 0 | 0 | 6318.1 | 0 | 8932.49 | 6318.1 | 2065.56 | 0 | 39921.9 | 14755.1 | 0 | 1471.74 | 6627.9 | 351.09
8577 | 0.8982 | 37509.2 | 1.622 | 0 | 1.1277 | 0 | 0.98185 | 8253.12 | 0.86875 | 11876.6 | 8253.12 | 2941.71 | 0.69603 | 39895.2 | 14071.7 | 0.053083 | 3008.42 | 8288.71 | 0
8578 | 0.84097 | 30497.4 | 2.6261 | 0 | 1.9711 | 6492.54 | 2.0195 | 9064.55 | 0.6967 | 3293.81 | 9064.55 | 5419.55 | 1.4365 | 38570.1 | 19908.6 | 1.5442 | 1862.93 | 2256.23 | 0
8579 | 2.2801 | 7852.9 | 3.0661 | 0 | 2.1062 | 3835.82 | 2.728 | 13869.2 | 0.2208 | 5041.09 | 13869.2 | 6407.43 | 0.85884 | 36824.1 | 13970.4 | 2.3358 | 1108.51 | 113.231 | 0
8580 | 1.9883 | 5205.68 | 3.6395 | 0 | 3.3059 | 0 | 3.1161 | 11360.4 | 0.31319 | 4920 | 11360.4 | 18446.4 | 0.70229 | 30487.9 | 9930.95 | 2.7779 | 1508.34 | 0 | 0
8581 | 2.9247 | 8011.51 | 3.6556 | 0 | 3.1904 | 0 | 3.1809 | 21362.6 | 0.031556 | 5880.4 | 21362.6 | 34620.8 | 0.68878 | 17859.8 | 12954.8 | 2.855 | 776.851 | 0 | 3089.81
8582 | 2.716 | 12670.6 | 2.7774 | 0 | 2.752 | 4867.28 | 2.9085 | 34759.7 | 0.33812 | 7444.8 | 34759.7 | 34554.6 | 0.42511 | 12675 | 12904.7 | 2.5913 | 2100.66 | 0 | 8470.4
8583 | 0.76023 | 19231.8 | 2.7247 | 0 | 0.79187 | 3061.76 | 2.3169 | 33623 | 0.54801 | 8600.99 | 33623 | 27492.2 | 0.063445 | 18524.1 | 18448.6 | 1.9807 | 6504.69 | 0 | 7498.66
8584 | 0.58733 | 16854.4 | 1.7951 | 0 | 0.35885 | 2521.53 | 1.3957 | 29774.3 | 0.32575 | 11702.7 | 29774.3 | 29190.3 | 0.036597 | 15934.4 | 30787.3 | 1.0704 | 5510.16 | 0 | 1568.01
8585 | 0.04328 | 19073.6 | 0.56065 | 0 | 0 | 2558.97 | 0.19253 | 37517.7 | 0.075969 | 10489.1 | 37517.7 | 34456.5 | 0.0056365 | 12016.8 | 32512.8 | 0 | 3055.37 | 0 | 2320.28
8586 | 0 | 21589.5 | 0 | 3200.87 | 0 | 10499.5 | 0 | 33726.1 | 0 | 17344.7 | 33726.1 | 34504.6 | 0 | 13647.6 | 30292.1 | 0 | 1285.88 | 0 | 3552.58
8587 | 0 | 24271.2 | 0 | 9478.43 | 0 | 1830.72 | 0 | 32776.7 | 0 | 28025.2 | 32776.7 | 31038.2 | 0 | 27969.6 | 30780.1 | 0 | 5420.22 | 2425.47 | 1174.97
8588 | 0 | 21358.8 | 0 | 22304.7 | 0 | 1910.5 | 0 | 21414.3 | 0 | 19205.1 | 21414.3 | 24095 | 0 | 32158.6 | 20106.2 | 0 | 9382.86 | 19508.9 | 4976.18
8589 | 0 | 7191.9 | 0 | 28584.9 | 0 | 2572.45 | 0 | 21040.3 | 0 | 30664.7 | 21040.3 | 18700.3 | 0 | 35361.8 | 15329.5 | 0 | 18090.4 | 15740.6 | 4226.59
8590 | 0 | 6106.85 | 0 | 24233.9 | 0 | 2155.09 | 0 | 38635.5 | 0 | 36727.8 | 38635.5 | 8348.96 | 0 | 34590.9 | 17886 | 0 | 25508.8 | 10672.9 | 0
8591 | 0 | 39912.2 | 0 | 27648.8 | 0 | 1802.49 | 0 | 37745.7 | 0 | 12117.6 | 37745.7 | 5840.56 | 0 | 26115.5 | 22460.8 | 0 | 24298.2 | 8294.21 | 1094.69
8592 | 0 | 39773.4 | 0 | 36708.9 | 0 | 35.5014 | 0 | 30692.8 | 0 | 7765.05 | 30692.8 | 27897.8 | 0 | 29764.8 | 26598 | 0 | 30123.5 | 5068.34 | 4643.48
8593 | 0 | 35800.8 | 0 | 37670.1 | 0 | 264.1 | 0 | 30930.2 | 0 | 8312.88 | 30930.2 | 0 | 0 | 28910.5 | 31516.6 | 0 | 32116.8 | 2097.98 | 6721.88
8594 | 0 | 31533.1 | 0 | 35461.2 | 0 | 2485.71 | 0 | 3297.48 | 0 | 12073 | 3297.48 | 6187.53 | 0 | 31234.4 | 25207.5 | 0 | 34410.6 | 654.238 | 7989.11
8595 | 0 | 39554.6 | 0 | 36932.4 | 0 | 1794.7 | 0 | 0 | 0 | 10085 | 0 | 0 | 0 | 36284.8 | 14889.2 | 0 | 36929.8 | 4764.62 | 10126.2
8596 | 0 | 40053.4 | 0 | 37394.5 | 0 | 2752.93 | 0 | 3511.8 | 0 | 7842.69 | 3511.8 | 1929.09 | 0 | 34408.3 | 6088.86 | 0 | 36875.9 | 22501.8 | 16560
8597 | 0 | 40053.4 | 0 | 37247.4 | 0 | 2619.14 | 0 | 54.5271 | 0 | 6878.54 | 54.5271 | 0 | 0 | 34310.8 | 1861.63 | 0 | 36828.9 | 10845.5 | 16229
8598 | 0 | 39816.9 | 0 | 32496.9 | 0 | 2501.05 | 0 | 0 | 0 | 4114.39 | 0 | 0 | 0 | 32864.1 | 1008.06 | 0 | 36637 | 3639.26 | 15145.7
8599 | 0 | 39078.1 | 0 | 24242.6 | 0 | 631.102 | 0 | 0 | 0 | 1816.17 | 0 | 0 | 0 | 35330.3 | 1228.55 | 0 | 37692.2 | 15536 | 26922.7
8600 | 0 | 40053.4 | 0.012716 | 20487.8 | 0.40196 | 0 | 0 | 0 | 0 | 2121.98 | 0 | 0 | 0 | 31025.2 | 1805.65 | 0 | 38447.6 | 36983.3 | 31193.1
8601 | 0.51439 | 40053.4 | 0.084663 | 18723.6 | 1.2207 | 0 | 0.025025 | 0 | 1.2243 | 2045.17 | 0 | 0 | 1.1145 | 26419.7 | 4996.37 | 0.056699 | 39205 | 39197 | 33068.2
8602 | 1.7994 | 40053.4 | 0.57782 | 14504.7 | 1.8112 | 251.95 | 0.092538 | 0 | 2.2971 | 3813.74 | 0 | 0 | 2.1668 | 29895.6 | 3891.17 | 0.38382 | 39911.3 | 40053.4 | 20333
8603 | 1.9126 | 40053.4 | 0.33282 | 6575.52 | 2.1634 | 0 | 0.27947 | 0 | 2.421 | 2125.51 | 0 | 0 | 2.1894 | 25638.3 | 8923.2 | 2.2942 | 39895.8 | 40053.4 | 8410.3
8604 | 1.3454 | 39863.9 | 0.35476 | 11906.9 | 2.692 | 0 | 0.35967 | 0 | 1.4955 | 1077.93 | 0 | 0 | 2.1363 | 27661.1 | 2862.68 | 2.7347 | 40053.4 | 40053.4 | 1298.97
8605 | 1.2016 | 39716.6 | 0.20494 | 11551.1 | 1.5777 | 1339.64 | 0.22929 | 0 | 1.8243 | 618.429 | 0 | 0 | 1.1269 | 24870.8 | 1881.76 | 2.8099 | 40053.4 | 40053.4 | 1872.41
8606 | 1.0215 | 39558.2 | 0.20651 | 8860.43 | 0.4793 | 0 | 0.084349 | 0 | 2.1102 | 0 | 0 | 604.469 | 2.585 | 31124.4 | 3133.97 | 2.5504 | 40053.4 | 40053.4 | 3578.51
8607 | 0.60064 | 39818 | 0.095935 | 5304.53 | 1.1481 | 0 | 0.36081 | 0 | 1.7242 | 0 | 0 | 1749.03 | 2.1093 | 30382.4 | 12580 | 1.9471 | 40053.4 | 40053.4 | 10992.3
8608 | 0.68959 | 38311 | 0.014396 | 4387.44 | 0.59628 | 461.409 | 0.11149 | 1493.49 | 1.1683 | 0 | 1493.49 | 2948.57 | 1.3747 | 26688.8 | 20878.4 | 1.0439 | 40053.4 | 40053.4 | 14294.7
8609 | 0.044297 | 26773.1 | 0.07213 | 0 | 0 | 158.623 | 0.010217 | 3694.31 | 0.40877 | 0 | 3694.31 | 2915.67 | 0.37419 | 26469 | 30925.2 | 0 | 40053.4 | 40053.4 | 8329.84
8610 | 0 | 19865.5 | 0 | 0 | 0 | 0 | 0 | 3046.51 | 0 | 664.081 | 3046.51 | 6561.99 | 0 | 16557.1 | 33474.9 | 0 | 40053.4 | 40053.4 | 3975.04
8611 | 0 | 14613.7 | 0 | 25.1091 | 0 | 0 | 0 | 7591.2 | 0 | 841.277 | 7591.2 | 2069.44 | 0 | 19302.1 | 31564.9 | 0 | 40053.4 | 40053.4 | 2173.03
8612 | 0 | 26969.5 | 0 | 1808.03 | 0 | 0 | 0 | 9080.47 | 0 | 923.887 | 9080.47 | 2086.83 | 0 | 25795 | 27978.5 | 0 | 40053.4 | 40053.4 | 7961.53
8613 | 0 | 38443.1 | 0 | 4267.79 | 0 | 0 | 0 | 10069 | 0 | 2927 | 10069 | 4520.16 | 0 | 31363.2 | 19399.6 | 0 | 40053.4 | 40053.4 | 15449
8614 | 0 | 38326.8 | 0 | 2901.56 | 0 | 0 | 0 | 8389.87 | 0 | 2678.63 | 8389.87 | 6262.41 | 0 | 26537.8 | 5486.76 | 0 | 40053.4 | 40053.4 | 27922
8615 | 0 | 28681.7 | 0 | 10215 | 0 | 0 | 0 | 8306.43 | 0 | 1381.66 | 8306.43 | 3755.66 | 0 | 26342.5 | 208.183 | 0 | 39987.8 | 38596.2 | 23285.8
8616 | 0 | 21153.1 | 0 | 27311.3 | 0 | 0 | 0 | 6462.09 | 0 | 0 | 6462.09 | 1295.51 | 0 | 32278.1 | 0 | 0 | 34771.5 | 37375.4 | 30444.9
8617 | 0 | 10340.7 | 0 | 35419.1 | 0 | 0 | 0 | 3491.53 | 0 | 0 | 3491.53 | 0 | 0 | 34908.4 | 0 | 0 | 23791 | 35400.7 | 19894.9
8618 | 0 | 11082.5 | 0 | 31610.8 | 0 | 0 | 0 | 6876.29 | 0 | 0 | 6876.29 | 0 | 0 | 28385.4 | 0 | 0 | 12739.4 | 34086.9 | 33067.6
8619 | 0 | 22405.1 | 0 | 18801.1 | 0 | 0 | 0 | 6717.21 | 0 | 0 | 6717.21 | 0 | 0 | 37302.1 | 0 | 0 | 9457.75 | 36836.4 | 36780.3
8620 | 0 | 23974.5 | 0 | 3915.47 | 0 | 0 | 0 | 7430.2 | 0 | 0 | 7430.2 | 0 | 0 | 36396.2 | 0 | 0 | 7515.34 | 36857.3 | 37936.4
8621 | 0 | 18493 | 0 | 749.347 | 0 | 0 | 0 | 7220.68 | 0 | 0 | 7220.68 | 0 | 0 | 39336 | 0 | 0 | 13669.6 | 37742.5 | 34561.7
8622 | 0 | 9187.25 | 0 | 0 | 0 | 0 | 0 | 7416.06 | 0 | 0 | 7416.06 | 0 | 0 | 40053.4 | 0 | 0 | 21705.6 | 38354.2 | 26407.3
8623 | 0 | 3460.72 | 0 | 0 | 0 | 0 | 0 | 8824 | 0 | 0 | 8824 | 0 | 0 | 40053.4 | 0 | 0 | 14387.9 | 38240.1 | 23493.1
8624 | 0 | 4765.44 | 0.019805 | 0 | 0.11694 | 0 | 0 | 8351.92 | 0 | 0 | 8351.92 | 0 | 0 | 40002.6 | 0 | 0 | 15401.9 | 39392.9 | 37142.4
8625 | 0.23031 | 11113.4 | 0.018452 | 2050 | 0.81053 | 0 | 0.83406 | 9448.64 | 0.68765 | 0 | 9448.64 | 636.319 | 0.29402 | 39549.2 | 0 | 0.055565 | 19924.9 | 36618.9 | 37379.6
8626 | 0.48811 | 15895.2 | 0.022082 | 856.689 | 0.071584 | 0 | 1.8083 | 5418.95 | 1.4421 | 0 | 5418.95 | 128.547 | 0.67189 | 39982.1 | 0 | 0.73209 | 24764.1 | 17073.5 | 39684.7
8627 | 3.2757 | 16058.2 | 0.70987 | 0 | 1.0405 | 0 | 2.442 | 895.096 | 2.5761 | 0 | 895.096 | 0 | 1.2952 | 40053.4 | 0 | 2.1674 | 26364.4 | 10149.9 | 40025.9
8628 | 3.6331 | 5653.31 | 0.35529 | 0 | 0.094293 | 0 | 2.8179 | 5388.39 | 3.2205 | 0 | 5388.39 | 8877.79 | 2.3357 | 40053.4 | 0 | 2.6166 | 27902.9 | 15315.6 | 39709.2
8629 | 3.6475 | 5878.54 | 0.25243 | 0 | 0.082681 | 0 | 2.9011 | 31245.5 | 3.2976 | 0 | 31245.5 | 32857.9 | 3.1973 | 40053.4 | 0 | 2.7029 | 31976.3 | 19314.2 | 40053.4
8630 | 3.3195 | 4840.53 | 0.17199 | 405.492 | 0.99152 | 0 | 0.31034 | 28852.5 | 3.0827 | 0 | 28852.5 | 26166 | 1.8053 | 40053.4 | 0 | 2.435 | 28683.1 | 24806 | 39487.8
8631 | 2.6423 | 1999.71 | 0.041203 | 678.099 | 0.14014 | 0 | 0.19231 | 22439.5 | 2.5709 | 0 | 22439.5 | 17748 | 1.4634 | 40053.4 | 0 | 1.8162 | 26870.5 | 26791.3 | 19251.2
8632 | 1.6384 | 1811.37 | 0.12623 | 789.717 | 0.010466 | 0 | 0.09919 | 16980.5 | 1.7463 | 0 | 16980.5 | 15248.6 | 1.6047 | 40053.4 | 0 | 0.88831 | 29279.6 | 24913.3 | 36905.8
8633 | 0.33143 | 5283.8 | 0.010178 | 985.598 | 0 | 0 | 0.0073202 | 14569.3 | 0.64268 | 0 | 14569.3 | 14856.8 | 0.46095 | 40053.4 | 0 | 0 | 37001.7 | 18091.8 | 35716.3
8634 | 0 | 1990.82 | 0 | 472.512 | 0 | 0 | 0 | 17740.4 | 0 | 0 | 17740.4 | 5272.66 | 0 | 40053.4 | 0 | 0 | 39444.7 | 12356.6 | 33204.6
8635 | 0 | 0 | 0 | 0 | 0 | 0 | 0 | 16290.9 | 0 | 478.61 | 16290.9 | 3718.25 | 0 | 40053.4 | 0 | 0 | 39155.6 | 3308.52 | 32045.3
8636 | 0 | 806.532 | 0 | 5135.07 | 0 | 0 | 0 | 9998.3 | 0 | 931.302 | 9998.3 | 3942.94 | 0 | 40053.4 | 0 | 0 | 39607.1 | 6000.29 | 35231.8
8637 | 0 | 4736.17 | 0 | 20571.7 | 0 | 0 | 0 | 9459.9 | 0 | 2341.08 | 9459.9 | 0 | 0 | 40053.4 | 0 | 0 | 38823.2 | 21213.1 | 32084.2
8638 | 0 | 502.105 | 0 | 27554.3 | 0 | 0 | 0 | 18683.6 | 0 | 9916.36 | 18683.6 | 0 | 0 | 40053.4 | 1416.04 | 0 | 34603.3 | 38790.4 | 38692.4
8639 | 0 | 0 | 0 | 36020.6 | 0 | 0 | 0 | 15446.9 | 0 | 16224 | 15446.9 | 0 | 0 | 40053.4 | 4670.73 | 0 | 33732.4 | 39658.1 | 39447
8640 | 0 | 0 | 0 | 37882.1 | 0 | 0 | 0 | 9121.94 | 0 | 26322 | 9121.94 | 0 | 0 | 40053.4 | 8988.71 | 0 | 36043.2 | 39712.1 | 39021.8
8641 | 0 | 0 | 0 | 37166.9 | 0 | 0 | 0 | 4767.52 | 0 | 16781.1 | 4767.52 | 0 | 0 | 40053.4 | 16323.7 | 0 | 39881.3 | 39662.1 | 40053.4
8642 | 0 | 0 | 0 | 33704.1 | 0 | 0 | 0 | 18470.2 | 0 | 14515.1 | 18470.2 | 0 | 0 | 40053.4 | 24379.2 | 0 | 39061.3 | 39309.8 | 40053.4
8643 | 0 | 0 | 0 | 26736.9 | 0 | 0 | 0 | 11292.4 | 0 | 14693.4 | 11292.4 | 1991.65 | 0 | 40053.4 | 26994.8 | 0 | 31668.2 | 38649.9 | 40053.4
8644 | 0 | 0 | 0 | 28411 | 0 | 0 | 0 | 7198.51 | 0 | 15309.6 | 7198.51 | 0 | 0 | 40053.4 | 26066.9 | 0 | 13057 | 38385 | 40053.4
8645 | 0 | 1280.66 | 0 | 34286.2 | 0 | 0 | 0 | 11813.3 | 0 | 9783.42 | 11813.3 | 0 | 0 | 40053.4 | 23770.7 | 0 | 16099.2 | 38082.1 | 40053.4
8646 | 0 | 1959.38 | 0 | 32167.5 | 0 | 0 | 0 | 16309.4 | 0 | 5560.25 | 16309.4 | 0 | 0 | 40053.4 | 17548.1 | 0 | 19281.6 | 37603.8 | 40053.4
8647 | 0 | 2724.67 | 0 | 30892.4 | 0 | 0 | 0 | 15680.1 | 0 | 8340.38 | 15680.1 | 0 | 0 | 40053.4 | 21453.5 | 0 | 11231.4 | 36981.6 | 40053.4
8648 | 0 | 5511.54 | 0.0097904 | 34601.7 | 0.074542 | 0 | 0 | 15904.5 | 0 | 5928.33 | 15904.5 | 0 | 0 | 40053.4 | 27943.4 | 0 | 11748 | 35348.1 | 40053.4
8649 | 1.4451 | 8661.26 | 0.06599 | 29709.2 | 0.43866 | 0 | 0.87742 | 13348.7 | 0.11092 | 6510.96 | 13348.7 | 0 | 0.25007 | 40053.4 | 26531.3 | 0.16431 | 13052.9 | 26165.7 | 40053.4
8650 | 2.4905 | 13742.5 | 0.22634 | 10276.9 | 0.10384 | 0 | 1.8718 | 6875.15 | 0.25849 | 1005.1 | 6875.15 | 0 | 0.61633 | 40053.4 | 31864.1 | 0.45116 | 9366.31 | 23793 | 40053.4
8651 | 3.1792 | 9772.41 | 0.5637 | 3455.77 | 0.65186 | 0 | 2.5744 | 4858.62 | 0.88152 | 0 | 4858.62 | 0 | 1.445 | 40053.4 | 32488.7 | 0.096057 | 4467.93 | 20071.3 | 40053.4
8652 | 3.5208 | 17668.3 | 0.8007 | 12963.9 | 1.4462 | 0 | 1.6734 | 7808.51 | 1.2699 | 0 | 7808.51 | 0 | 2.0601 | 40053.4 | 18110.7 | 0.5627 | 4453.14 | 12244.9 | 40053.4
8653 | 3.5354 | 20735.5 | 3.8082 | 14101.8 | 0.78075 | 0 | 1.4032 | 8158.15 | 1.2867 | 0 | 8158.15 | 0 | 2.9209 | 40053.4 | 11924.1 | 0.36698 | 9768.34 | 15585 | 39476
8654 | 3.2001 | 18655.9 | 0.53955 | 16455.9 | 0.86229 | 0 | 1.5592 | 20127.7 | 2.7892 | 0 | 20127.7 | 0 | 3.0054 | 40053.4 | 13374.6 | 0.16808 | 8536.33 | 9807.72 | 34349.7
8655 | 2.5385 | 18622.1 | 2.866 | 19059.1 | 0.9567 | 246.102 | 2.1501 | 14517.6 | 2.2937 | 0 | 14517.6 | 0 | 2.4932 | 40053.4 | 16365.8 | 1.6663 | 1130.27 | 10391.5 | 33273.3
8656 | 1.5525 | 18395.2 | 1.8922 | 15171.5 | 0.45265 | 0 | 1.2996 | 6471.6 | 1.5331 | 0 | 6471.6 | 0 | 1.6564 | 39238 | 17589.2 | 0.8269 | 0 | 9497.55 | 32438.3
8657 | 0.10026 | 15251.4 | 0.63284 | 14545.2 | 0 | 0 | 0.18845 | 9641.97 | 0.5544 | 0 | 9641.97 | 0 | 0.50561 | 36885.6 | 27209.9 | 0 | 0 | 7654.63 | 40053.4
8658 | 0 | 8039.47 | 0 | 11596.1 | 0 | 0 | 0 | 16315.3 | 0 | 0 | 16315.3 | 0 | 0 | 36578.3 | 17881.3 | 0 | 0 | 5967.44 | 40053.4
8659 | 0 | 3002.18 | 0 | 8975.87 | 0 | 0 | 0 | 8939.77 | 0 | 0 | 8939.77 | 0 | 0 | 37010.1 | 28341.7 | 0 | 666.053 | 16993 | 40053.4
8660 | 0 | 1184.35 | 0 | 8580.79 | 0 | 550.378 | 0 | 8811.34 | 0 | 0 | 8811.34 | 0 | 0 | 35279.2 | 28960.3 | 0 | 0 | 32670.4 | 40053.4
8661 | 0 | 1851.47 | 0 | 11333.8 | 0 | 968.658 | 0 | 14870.4 | 0 | 0 | 14870.4 | 0 | 0 | 33428.5 | 24815.4 | 0 | 2269.09 | 35477.6 | 40053.4
8662 | 0 | 1743.53 | 0 | 6640.51 | 0 | 984.968 | 0 | 18796.2 | 0 | 0 | 18796.2 | 0 | 0 | 35175.8 | 14719.1 | 0 | 788.454 | 38409.8 | 40053.4
8663 | 0 | 1030.87 | 0 | 2295.76 | 0 | 658.291 | 0 | 22241.7 | 0 | 0 | 22241.7 | 0 | 0 | 31863 | 12829.2 | 0 | 355.979 | 39320.8 | 40053.4
8664 | 0 | 5090.79 | 0 | 9136.13 | 0 | 825.97 | 0 | 26761.3 | 0 | 0 | 26761.3 | 0 | 0 | 27687.6 | 1976.86 | 0 | 0 | 39426.3 | 40053.4
8665 | 0 | 10837.2 | 0 | 33915.3 | 0 | 0 | 0 | 31742.5 | 0 | 0 | 31742.5 | 0 | 0 | 19164.6 | 0 | 0 | 0 | 39406.8 | 40053.4
8666 | 0 | 15127.6 | 0 | 35831 | 0 | 0 | 0 | 29606 | 0 | 0 | 29606 | 0 | 0 | 26815.2 | 0 | 0 | 0 | 39339.5 | 40053.4
8667 | 0 | 29833.8 | 0 | 33599.6 | 0 | 0 | 0 | 29899.5 | 0 | 0 | 29899.5 | 0 | 0 | 23680.3 | 0 | 0 | 0 | 39240.5 | 40053.4
8668 | 0 | 33317.3 | 0 | 28183 | 0 | 0 | 0 | 22670.4 | 0 | 0 | 22670.4 | 0 | 0 | 18552.3 | 2553.07 | 0 | 2775.1 | 39309 | 40053.4
8669 | 0 | 33225.3 | 0 | 27011.7 | 0 | 0 | 0 | 38774.1 | 0 | 0 | 38774.1 | 0 | 0 | 13731.4 | 3392.03 | 0 | 906.315 | 39044.4 | 40053.4
8670 | 0 | 32969.8 | 0 | 24443.7 | 0 | 0 | 0 | 40053.4 | 0 | 0 | 40053.4 | 0 | 0 | 7702.28 | 6325.84 | 0 | 0 | 38372.2 | 40053.4
8671 | 0 | 32839.6 | 0 | 21766.5 | 0 | 1254.42 | 0 | 39974 | 0 | 0 | 39974 | 0 | 0 | 5802.41 | 5874.42 | 0 | 0 | 37573.8 | 40053.4
8672 | 0 | 35837.1 | 0.1636 | 38125.8 | 0.030755 | 3233.81 | 0 | 39431.4 | 0 | 0 | 39431.4 | 0 | 0 | 6275.87 | 5728.76 | 0 | 0 | 37790.2 | 40053.4
8673 | 1.4493 | 33820 | 1.6675 | 33218.3 | 0.42824 | 167.395 | 0.77258 | 36557 | 1.2269 | 0 | 36557 | 0 | 1.1405 | 6763.25 | 3324.87 | 0.0074293 | 0 | 32586 | 40053.4
8674 | 1.8535 | 36798.2 | 2.7401 | 29538.8 | 0.21638 | 1241.18 | 1.7855 | 35701 | 2.3193 | 0 | 35701 | 0 | 2.2054 | 4455.08 | 1197.81 | 0.064069 | 0 | 22874.8 | 40053.4
8675 | 3.2075 | 37026.7 | 0.73258 | 28504.8 | 0.56866 | 1854.36 | 0.52566 | 36884.1 | 3.0441 | 0 | 36884.1 | 0 | 2.8922 | 0 | 0 | 0.11287 | 0 | 18967.5 | 40053.4
8676 | 3.5673 | 39061.9 | 0.92052 | 31418.9 | 0.59471 | 3085.44 | 1.1446 | 36821.6 | 3.4392 | 0 | 36821.6 | 0 | 2.5106 | 0 | 0 | 0.18205 | 0 | 15849.4 | 40053.4
8677 | 3.5984 | 36476.7 | 3.788 | 28723.6 | 0.22268 | 0 | 0.32726 | 32127.2 | 3.5288 | 0 | 32127.2 | 0 | 3.3311 | 0 | 0 | 0.23134 | 0 | 16439.4 | 40053.4
8678 | 3.2971 | 36360.8 | 3.477 | 28897.5 | 0.04444 | 2343.54 | 1.2851 | 29006.2 | 3.3034 | 0 | 29006.2 | 0 | 3.0858 | 0 | 2474.95 | 0.14123 | 55.8312 | 14168.7 | 40053.4
8679 | 2.6223 | 30728.1 | 2.8451 | 36630.6 | 0.89338 | 12040 | 0.33687 | 31193.7 | 2.7555 | 0 | 31193.7 | 0 | 2.533 | 0 | 12216.9 | 0.060751 | 1382.76 | 15396.2 | 40053.4
8680 | 1.6103 | 19006.7 | 1.8882 | 34719.7 | 0.029106 | 22913.5 | 0.20234 | 37203 | 1.8837 | 0 | 37203 | 0 | 1.6614 | 4939.57 | 21785.1 | 0.013968 | 1324.03 | 13450.9 | 40053.4
8681 | 0.32188 | 14245.5 | 0.62305 | 38483.3 | 0 | 15805.9 | 0.018083 | 39418 | 0.70738 | 0 | 39418 | 0 | 0.49593 | 12281.9 | 38101.3 | 0 | 0 | 17742.8 | 40053.4
8682 | 0 | 13744 | 0 | 39838 | 0 | 22366.6 | 0 | 39511 | 0 | 0 | 39511 | 0 | 0 | 13657.4 | 38338.7 | 0 | 0 | 23424.2 | 39944.2
8683 | 0 | 13324.2 | 0 | 40053.4 | 0 | 36102.7 | 0 | 37165.3 | 0 | 0 | 37165.3 | 0 | 0 | 20506.7 | 39287.7 | 0 | 0 | 33634.6 | 40053.4
8684 | 0 | 12196.6 | 0 | 39742.9 | 0 | 37237 | 0 | 30829.7 | 0 | 0 | 30829.7 | 0 | 0 | 17180.9 | 39330.6 | 0 | 0 | 36930.8 | 40053.4
8685 | 0 | 12321.3 | 0 | 37750.3 | 0 | 39413 | 0 | 20572.3 | 0 | 0 | 20572.3 | 0 | 0 | 14168.7 | 40053.4 | 0 | 0 | 33560.2 | 40053.4
8686 | 0 | 21526 | 0 | 38615.5 | 0 | 39939.2 | 0 | 27279.9 | 0 | 0 | 27279.9 | 0 | 0 | 25478.7 | 37048.8 | 0 | 614.045 | 28002.3 | 40053.4
8687 | 0 | 30138.1 | 0 | 34303.4 | 0 | 39558 | 0 | 10959.7 | 0 | 0 | 10959.7 | 0 | 0 | 30999.2 | 39802.8 | 0 | 629.154 | 31023 | 40053.4
8688 | 0 | 32650.1 | 0 | 23292.8 | 0 | 37889.7 | 0 | 11273.7 | 0 | 0 | 11273.7 | 0 | 0 | 31219.7 | 38888.7 | 0 | 2573.94 | 25927.1 | 40053.4
8689 | 0 | 35088.3 | 0 | 27324.3 | 0 | 37358.7 | 0 | 14975.8 | 0 | 0 | 14975.8 | 0 | 0 | 33072 | 35150.5 | 0 | 2846.01 | 23090.6 | 39554.8
8690 | 0 | 38291.3 | 0 | 28978.4 | 0 | 28431.3 | 0 | 23878.3 | 0 | 4195.22 | 23878.3 | 0 | 0 | 32150.5 | 37517.7 | 0 | 2387.14 | 22117.2 | 39283.6
8691 | 0 | 39302.5 | 0 | 24643.4 | 0 | 31175.9 | 0 | 11225.4 | 0 | 0 | 11225.4 | 0 | 0 | 36198.6 | 38288.4 | 0 | 1982.38 | 23474 | 39435.2
8692 | 0 | 37574.2 | 0 | 39435.9 | 0 | 20423.7 | 0 | 15218.2 | 0 | 1952.2 | 15218.2 | 0 | 0 | 36511.4 | 34832.3 | 0 | 1569.54 | 23595.1 | 38954.2
8693 | 0 | 36887.4 | 0 | 37103.1 | 0 | 726.809 | 0 | 10134.5 | 0 | 5075.2 | 10134.5 | 0 | 0 | 37051.6 | 32334.9 | 0 | 3077.18 | 21076.9 | 38195
8694 | 0 | 34712.4 | 0 | 25874.2 | 0 | 1754.07 | 0 | 7926.62 | 0 | 4329.07 | 7926.62 | 0 | 0 | 36809.8 | 29665.5 | 0 | 5001.71 | 18946.1 | 37178.4
8695 | 0 | 31949.5 | 0 | 11493.3 | 0 | 3257.16 | 0 | 8860.27 | 0 | 0 | 8860.27 | 0 | 0 | 36116.3 | 26133.3 | 0 | 5873.73 | 12320.1 | 37790.8
8696 | 0 | 29261.2 | 0.15122 | 11175 | 0.19866 | 2067.05 | 0 | 16825.1 | 0 | 1268.09 | 16825.1 | 0 | 0 | 35016.6 | 22397.2 | 0 | 6392.63 | 10003.7 | 38285.3
8697 | 1.268 | 35738.9 | 1.6235 | 1624.7 | 0.69755 | 0 | 0.86837 | 10657.1 | 1.0936 | 555.194 | 10657.1 | 0 | 1.1041 | 33646.4 | 22840.9 | 0.0075928 | 20255.1 | 7967.25 | 25379.6
8698 | 2.596 | 29354.9 | 2.6722 | 1730.45 | 0.55302 | 0 | 1.2673 | 11748.5 | 2.1476 | 23529.7 | 11748.5 | 0 | 2.1783 | 28710.7 | 21347.1 | 0.049583 | 23121.7 | 2631.73 | 12923.3
8699 | 3.2976 | 15173.8 | 3.3299 | 8907.56 | 2.4008 | 2798.64 | 0.89325 | 1053.81 | 2.6637 | 33692.5 | 1053.81 | 0 | 2.8889 | 27199.9 | 9481.96 | 0.090323 | 28369.1 | 0 | 5006.15
8700 | 3.6393 | 22355.2 | 3.6761 | 10669.4 | 2.3915 | 2844.62 | 1.4817 | 0 | 3.3481 | 16648.7 | 0 | 0 | 3.275 | 21861.7 | 3860.64 | 0.37625 | 35488.1 | 0 | 3501.92
8701 | 3.6616 | 13786.4 | 3.7102 | 11386.8 | 1.0876 | 0 | 2.2594 | 369.811 | 3.461 | 3065.75 | 369.811 | 0 | 3.3389 | 16162.6 | 3156.88 | 0.66066 | 38950.5 | 0 | 6170.83
8702 | 3.3291 | 13485.1 | 3.425 | 8263.73 | 2.9056 | 0 | 2.6014 | 2132.48 | 3.239 | 5159.41 | 2132.48 | 0 | 3.0918 | 11500.7 | 2443.92 | 0.73364 | 39535.7 | 0 | 4350.5
8703 | 2.6549 | 13535.1 | 2.8194 | 2201.31 | 2.1397 | 0 | 2.5313 | 2823.51 | 2.7118 | 2599.48 | 2823.51 | 0 | 2.5559 | 7679.01 | 3652.07 | 0.19743 | 39892.9 | 0 | 3278.76
8704 | 1.6421 | 16493.6 | 1.8612 | 4147.54 | 1.0425 | 0 | 1.0769 | 4279.64 | 1.8553 | 3942.78 | 4279.64 | 6935.4 | 1.6858 | 5377.88 | 4305.49 | 0.11174 | 40053.4 | 0 | 0
8705 | 0.14019 | 25480.8 | 0.61511 | 6702.96 | 0 | 0 | 0.07779 | 1894.2 | 0.69785 | 6206.56 | 1894.2 | 37942.3 | 0.52077 | 4749.35 | 6217.83 | 0 | 40053.4 | 616.29 | 745.952
8706 | 0 | 20804.5 | 0 | 12647 | 0 | 0 | 0 | 0 | 0 | 20709.9 | 0 | 38437 | 0 | 3466.8 | 17629.8 | 0 | 40053.4 | 6535.27 | 2986.86
8707 | 0 | 16460.2 | 0 | 22140.7 | 0 | 0 | 0 | 0 | 0 | 28808.3 | 0 | 38227.4 | 0 | 4832.41 | 17661.2 | 0 | 40053.4 | 11971 | 17630.1
8708 | 0 | 27165 | 0 | 27907.7 | 0 | 0 | 0 | 1959.84 | 0 | 27921.9 | 1959.84 | 28113.5 | 0 | 2934.56 | 10686.2 | 0 | 40053.4 | 11021.5 | 23078.5
8709 | 0 | 29026 | 0 | 28791.7 | 0 | 0 | 0 | 4220.12 | 0 | 22342 | 4220.12 | 9794.02 | 0 | 1656.37 | 9041.31 | 0 | 39734 | 7947.47 | 21749
8710 | 0 | 33070.3 | 0 | 25102.7 | 0 | 0 | 0 | 15834.6 | 0 | 25055 | 15834.6 | 0 | 0 | 3305.94 | 5016.24 | 0 | 38350.7 | 5208.49 | 30912.4
8711 | 0 | 32181.6 | 0 | 25185.1 | 0 | 0 | 0 | 14332.2 | 0 | 30640.7 | 14332.2 | 3236.24 | 0 | 6469.36 | 2240.57 | 0 | 39884.5 | 3581.52 | 15397.2
8712 | 0 | 31494.5 | 0 | 27818.8 | 0 | 0 | 0 | 9151.96 | 0 | 39395.5 | 9151.96 | 12620.9 | 0 | 14436.9 | 2043.76 | 0 | 40053.4 | 4545.55 | 8896.02
8713 | 0 | 35345.7 | 0 | 23592.1 | 0 | 0 | 0 | 15578.4 | 0 | 39391 | 15578.4 | 30165 | 0 | 15818.4 | 1472.95 | 0 | 38648.2 | 7191.68 | 474.722
8714 | 0 | 39763.6 | 0 | 23926.1 | 0 | 0 | 0 | 23931.3 | 0 | 38070.4 | 23931.3 | 29333.9 | 0 | 9569.16 | 507.76 | 0 | 37339.8 | 8279.83 | 0
8715 | 0 | 40053.4 | 0 | 17426.4 | 0 | 0 | 0 | 36906.9 | 0 | 26405.5 | 36906.9 | 17361.9 | 0 | 7835.19 | 592.413 | 0 | 38324 | 11842 | 0
8716 | 0 | 40053.4 | 0 | 14846.7 | 0 | 0 | 0 | 25971.7 | 0 | 17149.5 | 25971.7 | 3599.57 | 0 | 7666.69 | 820.667 | 0 | 38238.5 | 15359.7 | 0
8717 | 0 | 39967.6 | 0 | 7171.63 | 0 | 1270.63 | 0 | 31055.8 | 0 | 11589.1 | 31055.8 | 5760.74 | 0 | 2016.61 | 313.307 | 0 | 39609.3 | 6486.62 | 0
8718 | 0 | 39487.5 | 0 | 2487.14 | 0 | 0 | 0 | 29728.9 | 0 | 4597.55 | 29728.9 | 3783.69 | 0 | 702.926 | 0 | 0 | 40053.4 | 1808.06 | 0
8719 | 0 | 38499.7 | 0 | 0 | 0 | 0 | 0 | 31210 | 0 | 35865.5 | 31210 | 3567.95 | 0 | 1034.22 | 0 | 0 | 40053.4 | 7859.97 | 0
8720 | 0 | 36235.3 | 0.058932 | 8290.86 | 0 | 0 | 0 | 29175.5 | 0 | 29046.4 | 29175.5 | 1281.38 | 0 | 0 | 0 | 0 | 39567.2 | 19160 | 1684.32
8721 | 0.86316 | 22005 | 0.59876 | 11919.1 | 0.088697 | 0 | 0.3982 | 20594.4 | 0.71996 | 11535.8 | 20594.4 | 3962.21 | 0.22983 | 0 | 0 | 0.018698 | 37694.1 | 25423.1 | 834.869
8722 | 2.3917 | 2043.37 | 0.93342 | 12291.4 | 0.28271 | 0 | 1.3485 | 6877.27 | 1.4401 | 4713.85 | 6877.27 | 14542.1 | 0.59266 | 0 | 0 | 0.75196 | 36773.1 | 8649.49 | 0
8723 | 3.1036 | 4504.61 | 3.3756 | 4117.17 | 0.57271 | 0 | 2.1841 | 7380.3 | 1.9018 | 0 | 7380.3 | 17691.9 | 1.0611 | 0 | 0 | 1.2609 | 38214 | 1407.5 | 0
8724 | 3.4816 | 9257.75 | 3.7486 | 1350.86 | 0.38507 | 0 | 2.2214 | 13674.6 | 3.1397 | 0 | 13674.6 | 12119.8 | 1.8759 | 0 | 0 | 1.4754 | 39274.8 | 0 | 0
8725 | 3.4882 | 9444.27 | 3.7891 | 0 | 0.58609 | 0 | 1.0521 | 10500.8 | 3.2336 | 0 | 10500.8 | 10211.9 | 1.1857 | 0 | 0 | 2.1061 | 39272.1 | 518.139 | 0
8726 | 2.5682 | 15875.4 | 3.487 | 0 | 1.0222 | 0 | 1.8463 | 8245.52 | 3.0186 | 0 | 8245.52 | 6794.95 | 0.97084 | 0 | 0 | 0.99891 | 38848.2 | 0 | 0
8727 | 1.7547 | 40053.4 | 2.8459 | 0 | 0.083709 | 0 | 1.7621 | 9269.6 | 2.5172 | 0 | 9269.6 | 5577.69 | 0.74758 | 0 | 0 | 0.12376 | 37373.4 | 0 | 0
8728 | 1.0198 | 40053.4 | 1.8994 | 1859.11 | 0.021434 | 0 | 1.0992 | 4896.35 | 1.7204 | 0 | 4896.35 | 5881.62 | 0.41723 | 0 | 0 | 0.045097 | 34057 | 0 | 0
8729 | 0.28125 | 40053.4 | 0.64591 | 7493.35 | 0 | 0 | 0.080543 | 879.9 | 0.63214 | 0 | 879.9 | 5792.62 | 0.091682 | 0 | 0 | 0 | 33739.1 | 0 | 0
8730 | 0 | 37270.4 | 0 | 14905.7 | 0 | 0 | 0 | 856.476 | 0 | 1363.34 | 856.476 | 8585.11 | 0 | 0 | 0 | 0 | 32890.4 | 1028.99 | 170.617
8731 | 0 | 17646.8 | 0 | 25325.6 | 0 | 1699.53 | 0 | 1798.72 | 0 | 6525.15 | 1798.72 | 6518.55 | 0 | 0 | 0 | 0 | 27706.6 | 0 | 0
8732 | 0 | 36985.2 | 0 | 14333.7 | 0 | 475.089 | 0 | 281.951 | 0 | 7980.37 | 281.951 | 8835.65 | 0 | 0 | 632.607 | 0 | 24384.9 | 0 | 0
8733 | 0 | 39337.3 | 0 | 4039.11 | 0 | 0 | 0 | 0 | 0 | 3123.6 | 0 | 7273.35 | 0 | 0 | 4355.32 | 0 | 30809.8 | 0 | 0
8734 | 0 | 39058.1 | 0 | 2493.56 | 0 | 0 | 0 | 0 | 0 | 5050.15 | 0 | 8050.12 | 0 | 408.876 | 15476.9 | 0 | 24866.7 | 566.929 | 5664.09
8735 | 0 | 39926.3 | 0 | 3763.03 | 0 | 0 | 0 | 0 | 0 | 8823.31 | 0 | 5166.61 | 0 | 4567.34 | 12120.2 | 0 | 22911.4 | 0 | 12711.3
8736 | 0 | 39899.9 | 0 | 4248.15 | 0 | 0 | 0 | 0 | 0 | 8592.55 | 0 | 2671.53 | 0 | 5295.23 | 9869.98 | 0 | 21476.6 | 0 | 22817.5
8737 | 0 | 39247.2 | 0 | 8201.24 | 0 | 0 | 0 | 0 | 0 | 3132.1 | 0 | 309.711 | 0 | 5564.21 | 9972.14 | 0 | 16620.8 | 2970.71 | 31198.9
8738 | 0 | 39375.4 | 0 | 8254.74 | 0 | 0 | 0 | 0 | 0 | 4481.84 | 0 | 0 | 0 | 5743.2 | 10161 | 0 | 15103.3 | 9652.81 | 27633
8739 | 0 | 40037 | 0 | 11130.4 | 0 | 0 | 0 | 0 | 0 | 3453.95 | 0 | 702.491 | 0 | 7304.75 | 10518.1 | 0 | 16115 | 16617.6 | 38532.1
8740 | 0 | 39832 | 0 | 17270.4 | 0 | 0 | 0 | 0 | 0 | 8274.8 | 0 | 6845.67 | 0 | 4965.14 | 8055.07 | 0 | 15999 | 19233 | 39297.1
8741 | 0 | 39804.4 | 0 | 22335.9 | 0 | 0 | 0 | 0 | 0 | 6334.49 | 0 | 3670.47 | 0 | 9407.06 | 14936.9 | 0 | 14290.6 | 14148 | 38116.1
8742 | 0 | 39631.9 | 0 | 19705.8 | 0 | 0 | 0 | 675.971 | 0 | 1633.43 | 675.971 | 14306 | 0 | 7433.72 | 23516.2 | 0 | 12682.3 | 9966.14 | 35275.8
8743 | 0 | 39458.4 | 0 | 16668.5 | 0 | 0 | 0 | 921.17 | 0 | 831.666 | 921.17 | 30466.7 | 0 | 2341.11 | 12536.7 | 0 | 7139.59 | 6663.82 | 22055.3
8744 | 0 | 39884 | 0.32666 | 5863.31 | 0.0097399 | 0 | 0 | 3225.77 | 0 | 556.941 | 3225.77 | 3989.11 | 0 | 249.75 | 15940.4 | 0 | 9155.34 | 5237.85 | 34459.3
8745 | 1.4949 | 40053.4 | 1.6567 | 5487.65 | 0.068779 | 0 | 0.021534 | 4688.64 | 1.0716 | 1884.35 | 4688.64 | 6853.45 | 1.0718 | 0 | 10705.6 | 0.38443 | 7470.07 | 9805.48 | 23067.6
8746 | 2.5872 | 40053.4 | 2.7161 | 1107.88 | 0.1039 | 0 | 1.7661 | 3471.28 | 0.71887 | 0 | 3471.28 | 13173 | 1.8591 | 0 | 6994.69 | 1.6184 | 15833.4 | 8820.25 | 7462.9
8747 | 3.3253 | 40053.4 | 3.4118 | 1165.64 | 0.098854 | 0 | 0.42472 | 4239.61 | 0.65021 | 0 | 4239.61 | 32319.2 | 1.7889 | 0 | 794.264 | 2.4429 | 16809.7 | 1494.19 | 937.447
8748 | 3.7013 | 40053.4 | 3.7618 | 508.138 | 0.31194 | 461.256 | 0.39024 | 36686.7 | 0.65757 | 0 | 36686.7 | 29115.4 | 1.2996 | 0 | 180.434 | 2.9026 | 16975.6 | 0 | 309.86
8749 | 3.7312 | 40053.4 | 3.7512 | 0 | 0.50284 | 0 | 0.17231 | 17347.8 | 0.63646 | 0 | 17347.8 | 23828.4 | 1.7656 | 0 | 827.798 | 3.0017 | 15322.1 | 0 | 297.223
8750 | 3.4094 | 39653.9 | 3.4132 | 0 | 1.7791 | 0 | 0.14438 | 10477.4 | 0.46974 | 1923.42 | 10477.4 | 22606.7 | 0.9026 | 0 | 1475.87 | 2.742 | 11489.2 | 0 | 0
8751 | 2.7404 | 39761.9 | 2.8221 | 0 | 0.24667 | 0 | 0.037325 | 5984.65 | 0.80878 | 4222.42 | 5984.65 | 31384.7 | 0.86701 | 0 | 1048.77 | 2.1328 | 9412.66 | 0 | 521.49
8752 | 1.7128 | 39910.2 | 1.9447 | 0 | 0.30278 | 3491.19 | 0.14781 | 5238.76 | 1.6795 | 13901 | 5238.76 | 36841.3 | 0.51183 | 1776.42 | 868.848 | 1.2087 | 24635.8 | 7194.25 | 2818.5
8753 | 0.41374 | 1910.02 | 0.69262 | 15205.6 | 0 | 1037 | 0.015208 | 8068.83 | 0.55977 | 6620.47 | 8068.83 | 31236.3 | 0.10749 | 2886.74 | 1991 | 0 | 31668.3 | 3517.64 | 0
8754 | 0 | 5477.28 | 0 | 18965.3 | 0 | 57.0004 | 0 | 11607.3 | 0 | 5782.1 | 11607.3 | 31492.5 | 0 | 3987.71 | 7901.23 | 0 | 36690 | 1098.5 | 0
8755 | 0 | 11383.1 | 0 | 23339 | 0 | 0 | 0 | 12484.7 | 0 | 6914.57 | 12484.7 | 36766.6 | 0 | 35446.7 | 0 | 0 | 34957.4 | 8334.53 | 0
8756 | 0 | 3419.75 | 0 | 32145.1 | 0 | 1187.65 | 0 | 17246.3 | 0 | 39240.8 | 17246.3 | 6395.35 | 0 | 38364.2 | 0 | 0 | 33568 | 15246.8 | 0
8757 | 0 | 1840.98 | 0 | 39266.9 | 0 | 878.123 | 0 | 12288.7 | 0 | 39380.5 | 12288.7 | 2245.75 | 0 | 39577.8 | 0 | 0 | 35034.3 | 11248.4 | 0
8758 | 0 | 4463.26 | 0 | 39380.8 | 0 | 2150.76 | 0 | 13332 | 0 | 38482 | 13332 | 4428.2 | 0 | 39033.1 | 0 | 0 | 34690.9 | 7370.13 | 0
8759 | 0 | 3160.39 | 0 | 39457.7 | 0 | 2275.89 | 0 | 16657.7 | 0 | 38057.6 | 16657.7 | 7344.85 | 0 | 38476.4 | 0 | 0 | 32434 | 19469.8 | 0
8760 | 0 | 2121.96 | 0 | 39569.5 | 0 | 625.734 | 0 | 15096.7 | 0 | 36678.7 | 15096.7 | 10489.5 | 0 | 31119.4 | 0 | 0 | 25117.9 | 27766 | 0

## State Peak Hours From NREL
From NREL Electrification Futures Hourly Data (2018)
| Year | State | Summer Peak Hour | Summer PeakLoad_MW | Winter Peak Hour | Winter PeakLoad_MW
4335 | 2018 | AL | 4336 | 16683.3721 | 78 | 15463.174
13839 | 2018 | AR | 5080 | 9039.1163 | 296 | 6757.794
22816 | 2018 | AZ | 5297 | 16982.0462 | 296 | 10157.787
31696 | 2018 | CA | 5417 | 53175.2481 | 8491 | 36912.2158
39281 | 2018 | CO | 4242 | 10023.6864 | 8490 | 8649.6892
48590 | 2018 | CT | 4791 | 6487.0058 | 68 | 4612.6951
57350 | 2018 | DE | 4791 | 2467.8214 | 80 | 1931.7655
66302 | 2018 | FL | 4983 | 44005.5736 | 79 | 40855.7824
74440 | 2018 | GA | 4361 | 28102.4156 | 79 | 24062.2081
83799 | 2018 | IA | 4960 | 9261.9751 | 283 | 7077.8012
92247 | 2018 | ID | 4648 | 4560.1588 | 272 | 3546.9257
100863 | 2018 | IL | 4504 | 30588.1704 | 451 | 19900.0643
109432 | 2018 | IN | 4313 | 17681.2347 | 299 | 14650.0144
118838 | 2018 | KS | 4959 | 7829.3467 | 283 | 4834.6539
126974 | 2018 | KY | 4335 | 16873.3972 | 297 | 15196.4221
136479 | 2018 | LA | 5080 | 15986.7059 | 296 | 12139.1866
144929 | 2018 | MA | 4770 | 11486.0881 | 91 | 8402.0664
153256 | 2018 | MD | 4337 | 15589.3093 | 80 | 12494.6683
162857 | 2018 | ME | 5178 | 1814.1115 | 91 | 1678.5019
171206 | 2018 | MI | 4767 | 20881.3104 | 451 | 13886.3324
179605 | 2018 | MN | 4406 | 12866.7218 | 440 | 10092.9688
188919 | 2018 | MO | 4960 | 17243.4888 | 282 | 12940.3137
197055 | 2018 | MS | 4336 | 8900.7608 | 295 | 7415.3424
201858 | 2018 | MT | 379 | 2456.4153 | 379 | 2456.4153
215222 | 2018 | NC | 4983 | 26637.419 | 79 | 24706.0183
223405 | 2018 | ND | 4406 | 2409.371 | 8514 | 2014.3154
232719 | 2018 | NE | 4960 | 6506.8366 | 8659 | 4262.1738
241289 | 2018 | NH | 4770 | 1998.169 | 68 | 1668.9426
250070 | 2018 | NJ | 4791 | 19056.3557 | 91 | 11507.8844
258351 | 2018 | NM | 4312 | 4235.4558 | 8275 | 3104.3372
268120 | 2018 | NV | 5321 | 7606.092 | 8491 | 4528.1563
276328 | 2018 | NY | 4769 | 27807.0785 | 67 | 20420.3865
285086 | 2018 | OH | 4767 | 27705.1682 | 67 | 22493.4555
294207 | 2018 | OK | 5128 | 11080.2088 | 8288 | 7522.8033
303327 | 2018 | OR | 5488 | 8023.527 | 378 | 7997.8531
311389 | 2018 | PA | 4790 | 26936.652 | 67 | 22918.019
320151 | 2018 | RI | 4792 | 1711.403 | 91 | 1139.2504
329102 | 2018 | SC | 4983 | 15756.8147 | 79 | 15062.1329
337647 | 2018 | SD | 4768 | 2034.5897 | 8514 | 1806.8707
345975 | 2018 | TN | 4336 | 18649.7491 | 78 | 16357.1518
355527 | 2018 | TX | 5128 | 79587.2352 | 296 | 55921.3079
363806 | 2018 | UT | 4647 | 5032.9692 | 8467 | 4362.9784
372904 | 2018 | VA | 4985 | 21821.5983 | 80 | 19481.9282
380824 | 2018 | VT | 4145 | 904.85 | 91 | 862.4339
385865 | 2018 | WA | 426 | 16314.6095 | 426 | 16314.6095
398965 | 2018 | WI | 4766 | 13734.7936 | 450 | 9298.6171
407294 | 2018 | WV | 4335 | 5340.601 | 68 | 5035.5942
416372 | 2018 | WY | 4653 | 2685.6806 | 379 | 2662.6141

## State Raw Data (hidden)
MN Wind | MN Solar (DC) | Peak Summer MN | Peak Winter MN | VA Wind | VA Solar (DC) | SAMS output run
0 | 0 |  |  | 8984.5 | -5.1328 |  |  | Summer Peak MN | Winter Peak MN | Wind nameplate | Solar Nameplate (DC)
0 | 0 |  |  | 2152.97 | -5.1328 |  | hour | 4406 | 440 | 48000 | 4.693
0 | 0 |  |  | 4603.57 | -5.1328 |  | MN PTCF Solar
0 | 0 |  |  | 1416.55 | -5.1328 |  | MN PTCF Wind
178.244 | 0 |  |  | 858.28 | -5.1328
0 | 0 |  |  | 3759.26 | -5.1328
398.922 | 0 |  |  | 3372.69 | -5.1328
136.08 | 0 |  |  | 0 | -5.1328
178.191 | 0.013188 |  |  | 0 | 5469.02
799.375 | 0.095029 |  |  | 0 | 10320
928.596 | 0.15412 |  |  | 0 | 13353.8
1090.66 | 0.30841 |  |  | 536.381 | 14933.9
1588.94 | 0.16127 |  |  | 1193.93 | 15461.5
1672.85 | 0.35152 |  |  | 6521.56 | 14798.6
3001.57 | 0.19484 |  |  | 2224.21 | 13030.9
3832.28 | 0.080846 |  |  | 3246.18 | 9882.71
4526.3 | 0 |  |  | 6468.82 | 5297.86
9124.48 | 0 |  |  | 16142 | -5.1328
14214.6 | 0 |  |  | 11370.8 | -5.1328
16272 | 0 |  |  | 843.796 | -5.1328
17050.2 | 0 |  |  | 1418.76 | -5.1328
17424.4 | 0 |  |  | 0 | -5.1328
16492.4 | 0 |  |  | 7043.08 | -5.1328
14937.9 | 0 |  |  | 891.602 | -5.1328
10740.4 | 0 |  |  | 5145.84 | -5.1328
8213.81 | 0 |  |  | 7279.47 | -5.1328
7708.84 | 0 |  |  | 7818.43 | -5.1328
8089.48 | 0 |  |  | 5527.01 | -5.1328
8758.81 | 0 |  |  | 0 | -5.1328
9538.54 | 0 |  |  | 0 | -5.1328
6871.86 | 0 |  |  | 11385.7 | -5.1328
5014.83 | 0 |  |  | 27616.1 | -5.1328
3716.73 | 0.36631 |  |  | 30413.9 | 5230.64
2685.58 | 1.5824 |  |  | 17213.6 | 10141.6
820.445 | 2.4251 |  |  | 9681.22 | 13307.9
0 | 2.9028 |  |  | 4582.39 | 14932.8
0 | 3.0038 |  |  | 2989.45 | 15480.9
0 | 2.736 |  |  | 6390.42 | 14792
0 | 2.1147 |  |  | 13531.8 | 12960.4
1711.85 | 1.1578 |  |  | 8831.13 | 9743.73
4659.99 | 0 |  |  | 4550.28 | 5282.79
10442.6 | 0 |  |  | 2660.24 | -5.1328
20993.3 | 0 |  |  | 15787.1 | -5.1328
23518.9 | 0 |  |  | 4853.21 | -5.1328
14690.1 | 0 |  |  | 3821.4 | -5.1328
14309.1 | 0 |  |  | 5219.35 | -5.1328
14357.6 | 0 |  |  | 2591.69 | -5.1328
15728.5 | 0 |  |  | 600.046 | -5.1328
15594 | 0 |  |  | 2051.42 | -5.1328
15735.4 | 0 |  |  | 0 | -5.1328
14746.3 | 0 |  |  | 0 | -5.1328
14454.6 | 0 |  |  | 0 | -5.1328
11748.9 | 0 |  |  | 0 | -5.1328
9595.75 | 0 |  |  | 0 | -5.1328
7243.03 | 0 |  |  | 0 | -5.1328
5940.46 | 0 |  |  | 0 | -5.1328
4343.44 | 0.20099 |  |  | 0 | 5038.79
2223.05 | 0.81407 |  |  | 0 | 9737.75
857.601 | 1.7125 |  |  | 0 | 12793.4
1484.37 | 2.838 |  |  | 0 | 14527.8
3801.94 | 2.9506 |  |  | 0 | 11472.1
5987.3 | 2.7168 |  |  | 0 | 2080.09
6186.12 | 2.131 |  |  | 1977.46 | 4500.62
7649.48 | 1.1945 |  |  | 4067.45 | 9827.14
12135.9 | 0.094814 |  |  | 7688.72 | 5355.22
21235.6 | 0 |  |  | 25512.9 | -5.1328
27372.4 | 0 |  |  | 23799.7 | -5.1328
32773 | 0 |  |  | 711.021 | -5.1328
34776.6 | 0 |  |  | 0 | -5.1328
34835.6 | 0 |  |  | 344.334 | -5.1328
31795.9 | 0 |  |  | 674.94 | -5.1328
34571.2 | 0 |  |  | 18635.7 | -5.1328
31954.7 | 0 |  |  | 25835 | -5.1328
28680.6 | 0 |  |  | 28339.6 | -5.1328
25075.7 | 0 |  |  | 27804.1 | -5.1328
22884.6 | 0 |  |  | 39487.8 | -5.1328
29084.3 | 0 |  |  | 38673.6 | -5.1328
23375.4 | 0 |  |  | 38785.9 | -5.1328
18785.8 | 0 |  |  | 38879.4 | -5.1328
17237.8 | 0 |  |  | 36282.5 | -5.1328
14804.1 | 0.35193 |  |  | 39461 | 5426.42
11469.8 | 1.5923 |  |  | 39107.1 | 10254.9
5400.71 | 2.4757 |  |  | 39447.5 | 13386.9
939.71 | 2.4199 |  |  | 38154.1 | 14806.2
0 | 0.87946 |  |  | 25712.8 | 15348.3
0 | 2.8649 |  |  | 20323.6 | 14750.1
0 | 2.2478 |  |  | 25581 | 12884.1
0 | 1.3114 |  |  | 29449.9 | 9895.31
2117.93 | 0.14092 |  |  | 19501.9 | 5438.95
3567.98 | 0 |  |  | 149.69 | -5.1328
3239.35 | 0 |  |  | 0 | -5.1328
1523.87 | 0 |  |  | 34748.4 | -5.1328
0 | 0 |  |  | 2700.72 | -5.1328
0 | 0 |  |  | 0 | -5.1328
0 | 0 |  |  | 2193.48 | -5.1328
0 | 0 |  |  | 0 | -5.1328
1179.75 | 0 |  |  | 0 | -5.1328
3398.62 | 0 |  |  | 4144.97 | -5.1328
6358.45 | 0 |  |  | 0 | -5.1328
8923.92 | 0 |  |  | 1649.16 | -5.1328
8082.28 | 0 |  |  | 0 | -5.1328
11302 | 0 |  |  | 0 | -5.1328
6554.55 | 0 |  |  | 0 | -5.1328
3120.12 | 0 |  |  | 0 | -5.1328
1309.82 | 0.2986 |  |  | 0 | 5149.66
0 | 1.0885 |  |  | 0 | 10036.5
0 | 1.7188 |  |  | 0 | 13044
0 | 2.1852 |  |  | 0 | 14773.1
0 | 2.1842 |  |  | 0 | 15353.2
0 | 1.8383 |  |  | 0 | 14800
0 | 2.3035 |  |  | 0 | 12986.4
789.531 | 1.3448 |  |  | 0 | 10029.8
2153.3 | 0.052646 |  |  | 0 | 5531.63
8070.19 | 0 |  |  | 4074.61 | -5.1328
11679.8 | 0 |  |  | 6285.73 | -5.1328
18827.9 | 0 |  |  | 7105.94 | -5.1328
21044.8 | 0 |  |  | 2804.26 | -5.1328
16485.8 | 0 |  |  | 0 | -5.1328
16857.7 | 0 |  |  | 666.606 | -5.1328
15854.5 | 0 |  |  | 0 | -5.1328
16441.8 | 0 |  |  | 1424.82 | -5.1328
12503.5 | 0 |  |  | 0 | -5.1328
9689.99 | 0 |  |  | 0 | -5.1328
7055.16 | 0 |  |  | 8550.87 | -5.1328
4594.84 | 0 |  |  | 16887.4 | -5.1328
3336.05 | 0 |  |  | 8224.17 | -5.1328
2280.31 | 0 |  |  | 0 | -5.1328
1352.18 | 0 |  |  | 0 | -5.1328
753.237 | 0.27176 |  |  | 0 | 4950.76
0 | 1.7264 |  |  | 0 | 9729.67
0 | 2.6135 |  |  | 0 | 12836.4
0 | 3.0862 |  |  | 0 | 14411.4
0 | 3.2048 |  |  | 0 | 14958.1
0 | 2.9603 |  |  | 1762.91 | 14364.6
586.6 | 2.3451 |  |  | 2845.63 | 12815.7
1942.61 | 1.3842 |  |  | 2837.57 | 9853.97
4497.17 | 0.18388 |  |  | 4254.37 | 5471.53
6939.66 | 0 |  |  | 8544.79 | -5.1328
16197.6 | 0 |  |  | 0 | -5.1328
21466.6 | 0 |  |  | 4933.64 | -5.1328
28581.7 | 0 |  |  | 0 | -5.1328
33581.4 | 0 |  |  | 2140.05 | -5.1328
36846.2 | 0 |  |  | 6433.08 | -5.1328
37241.7 | 0 |  |  | 2832.24 | -5.1328
37145.7 | 0 |  |  | 35402.8 | -5.1328
37356.5 | 0 |  |  | 23950.9 | -5.1328
37580.3 | 0 |  |  | 15684 | -5.1328
38493.4 | 0 |  |  | 9125.32 | -5.1328
35984.4 | 0 |  |  | 0 | -5.1328
33554.4 | 0 |  |  | 633.192 | -5.1328
31886.9 | 0 |  |  | 5456.47 | -5.1328
22074.7 | 0 |  |  | 0 | -5.1328
14977.5 | 0.31786 |  |  | 1029.34 | 4793.45
16721.7 | 1.5237 |  |  | 0 | 9603.73
10232.5 | 2.4038 |  |  | 1111.76 | 12821.4
14698.8 | 2.9118 |  |  | 0 | 14719.1
7194.43 | 3.0515 |  |  | 0 | 15220
6880.37 | 2.8324 |  |  | 0 | 14653
5076.86 | 2.2374 |  |  | 0 | 12923.3
6045.68 | 1.3042 |  |  | 0 | 9791.65
9277.15 | 0.14308 |  |  | 0 | 5291.12
16863.7 | 0 |  |  | 0 | -5.1328
28439.4 | 0 |  |  | 1851.91 | -5.1328
15157.3 | 0 |  |  | 1427.12 | -5.1328
36901.7 | 0 |  |  | 0 | -5.1328
36439.6 | 0 |  |  | 0 | -5.1328
36573.8 | 0 |  |  | 0 | -5.1328
29601.3 | 0 |  |  | 0 | -5.1328
11120 | 0 |  |  | 0 | -5.1328
8217.53 | 0 |  |  | 0 | -5.1328
964.663 | 0 |  |  | 0 | -5.1328
0 | 0 |  |  | 0 | -5.1328
1936.48 | 0 |  |  | 0 | -5.1328
4395.54 | 0 |  |  | 0 | -5.1328
11561.7 | 0 |  |  | 0 | -5.1328
12565.7 | 0 |  |  | 0 | -5.1328
16472.2 | 0.058294 |  |  | 0 | 4630.16
13872.8 | 0.16042 |  |  | 0 | 9776.82
12416.2 | 1.1754 |  |  | 0 | 13487.4
11700 | 0.67344 |  |  | 0 | 15732.9
5655.92 | 0.64675 |  |  | 0 | 16482.7
6563.9 | 0.42051 |  |  | 0 | 15967.1
10675.3 | 0.5582 |  |  | 0 | 14002
8905.3 | 0.35791 |  |  | 0 | 10620.5
12942.9 | 0.02784 |  |  | 2601.2 | 5870.91
14388.8 | 0 |  |  | 436.819 | -5.1328
17008.9 | 0 |  |  | 1689.65 | -5.1328
16816.1 | 0 |  |  | 0 | -5.1328
17409.6 | 0 |  |  | 0 | -5.1328
20114.8 | 0 |  |  | 0 | -5.1328
26581.6 | 0 |  |  | 0 | -5.1328
30493.4 | 0 |  |  | 0 | -5.1328
34635.4 | 0 |  |  | 0 | -5.1328
38346.3 | 0 |  |  | 0 | -5.1328
39696.1 | 0 |  |  | 0 | -5.1328
39545.6 | 0 |  |  | 0 | -5.1328
39467.2 | 0 |  |  | 0 | -5.1328
38794.7 | 0 |  |  | 0 | -5.1328
39683.5 | 0 |  |  | 0 | -5.1328
36790.3 | 0 |  |  | 0 | -5.1328
36944.1 | 0.0050446 |  |  | 0 | 1565.77
36294.7 | 0.054048 |  |  | 0 | 9831.76
29007.5 | 0.17799 |  |  | 0 | 12997.8
19264.6 | 0.10728 |  |  | 0 | 14750.8
10325.5 | 0.2659 |  |  | 0 | 15406.2
6943.2 | 1.0559 |  |  | 0 | 9757.65
8013.44 | 0.41562 |  |  | 0 | 13134.6
5023.89 | 0.061928 |  |  | 7125.32 | 10047.1
5279.34 | 0.14016 |  |  | 6113.22 | 4629.56
9156.35 | 0 |  |  | 1789.29 | -5.1328
17693.9 | 0 |  |  | 1237.41 | -5.1328
9974.22 | 0 |  |  | 6147.86 | -5.1328
18703.4 | 0 |  |  | 8809.5 | -5.1328
30136.8 | 0 |  |  | 8298.72 | -5.1328
35762.1 | 0 |  |  | 13322.7 | -5.1328
38496.8 | 0 |  |  | 5802.55 | -5.1328
39133.7 | 0 |  |  | 23850.9 | -5.1328
39662.5 | 0 |  |  | 32497.2 | -5.1328
39472.4 | 0 |  |  | 0 | -5.1328
39134.8 | 0 |  |  | 0 | -5.1328
39617 | 0 |  |  | 0 | -5.1328
39962 | 0 |  |  | 3034.72 | -5.1328
39540.3 | 0 |  |  | 10523.7 | -5.1328
39927.8 | 0 |  |  | 115.622 | -5.1328
40053.4 | 0.051325 |  |  | 7855.68 | 4982.25
40049.1 | 1.6066 |  |  | 0 | 9743.83
39700.1 | 2.4449 |  |  | 0 | 12783.9
38631.6 | 1.6119 |  |  | 0 | 14239.2
39142.1 | 0.66014 |  |  | 0 | 14718.5
38618.2 | 1.8082 |  |  | 0 | 10593.6
36340.1 | 0.92679 |  |  | 0 | 13057
38053.8 | 0.32577 |  |  | 0 | 5991.42
38626.6 | 0.19923 |  |  | 988.172 | 5723.17
39159.1 | 0 |  |  | 641.117 | -5.1328
37566 | 0 |  |  | 1120.31 | -5.1328
38283 | 0 |  |  | 1994.41 | -5.1328
37885.5 | 0 |  |  | 0 | -5.1328
37786.8 | 0 |  |  | 0 | -5.1328
31483.5 | 0 |  |  | 1575.47 | -5.1328
28257.1 | 0 |  |  | 0 | -5.1328
26890.6 | 0 |  |  | 0 | -5.1328
20715.9 | 0 |  |  | 0 | -5.1328
12019.4 | 0 |  |  | 0 | -5.1328
14722 | 0 |  |  | 0 | -5.1328
15166.6 | 0 |  |  | 0 | -5.1328
9687.81 | 0 |  |  | 0 | -5.1328
6448.22 | 0 |  |  | 0 | -5.1328
5201.17 | 0 |  |  | 0 | -5.1328
3899.61 | 0.19625 |  |  | 0 | 1727.08
3487.15 | 1.6263 |  |  | 0 | 6613.21
1888.41 | 2.4638 |  |  | 0 | 6014.68
2332.31 | 1.2501 |  |  | 0 | 8566.55
3119.46 | 2.6322 |  |  | 0 | 11932.9
3914.14 | 0.15745 |  |  | 0 | 9325.8
4068.06 | 0.099485 |  |  | 0 | 9055.73
3846.87 | 0.12299 |  |  | 0 | 7749.69
3155.76 | 0.013187 |  |  | 0 | 2329.85
3152.52 | 0 |  |  | 0 | -5.1328
2683.72 | 0 |  |  | 0 | -5.1328
4605.07 | 0 |  |  | 0 | -5.1328
7684.13 | 0 |  |  | 0 | -5.1328
2453.95 | 0 |  |  | 0 | -5.1328
22854.8 | 0 |  |  | 0 | -5.1328
5844.04 | 0 |  |  | 0 | -5.1328
3405.82 | 0 |  |  | 0 | -5.1328
13670.8 | 0 |  |  | 0 | -5.1328
17930.6 | 0 |  |  | 0 | -5.1328
16046.4 | 0 |  |  | 0 | -5.1328
29273 | 0 |  |  | 0 | -5.1328
27212.6 | 0 |  |  | 0 | -5.1328
27970.6 | 0 |  |  | 0 | -5.1328
28473.2 | 0 |  |  | 0 | -5.1328
32039.7 | 0.049756 |  |  | 0 | 22.3366
26929.6 | 0.22835 |  |  | 0 | 1508.97
20670.6 | 0.1892 |  |  | 0 | 7424.82
18949.5 | 0.14701 |  |  | 0 | 11103.3
18809.5 | 0.10197 |  |  | 0 | 3559.58
19078.2 | 0.51898 |  |  | 0 | 5655.88
19318.8 | 0.57469 |  |  | 0 | 4311.21
21048.6 | 0.10122 |  |  | 0 | 5426.5
19484.1 | 0.012975 |  |  | 0 | 5918.31
17389.2 | 0 |  |  | 0 | 236.451
18787.8 | 0 |  |  | 0 | -5.1328
13532.5 | 0 |  |  | 0 | -5.1328
9163.44 | 0 |  |  | 0 | -5.1328
7085.71 | 0 |  |  | 0 | -5.1328
6895.91 | 0 |  |  | 642.796 | -5.1328
5471.96 | 0 |  |  | 1015.08 | -5.1328
5826.96 | 0 |  |  | 1082.44 | -5.1328
5257.39 | 0 |  |  | 794.75 | -5.1328
4829.86 | 0 |  |  | 1842.24 | -5.1328
4203.22 | 0 |  |  | 2659.3 | -5.1328
3878.92 | 0 |  |  | 2049.4 | -5.1328
3521.61 | 0 |  |  | 1466.25 | -5.1328
3297.67 | 0 |  |  | 457.409 | -5.1328
2548.66 | 0 |  |  | 0 | -5.1328
2216.04 | 0.24522 |  |  | 4213.35 | 5799.02
1890.05 | 1.7919 |  |  | 4890.63 | 10781.2
1579.01 | 2.7506 |  |  | 1199.69 | 13996.6
1266.11 | 3.3128 |  |  | 0 | 15591.8
1441.6 | 3.479 |  |  | 2102.12 | 16217.1
2143.04 | 3.259 |  |  | 2464.46 | 15651.6
3015.43 | 2.6443 |  |  | 4014.18 | 13895.3
4299.27 | 1.6621 |  |  | 5257.55 | 10846.2
4846.71 | 0.33636 |  |  | 4812.36 | 6377.91
4186.59 | 0 |  |  | 5264.63 | 492.171
4875.76 | 0 |  |  | 2785.16 | -5.1328
5529.2 | 0 |  |  | 21.3388 | -5.1328
10135.1 | 0 |  |  | 520.433 | -5.1328
3623.77 | 0 |  |  | 127.369 | -5.1328
3840.72 | 0 |  |  | 2804.41 | -5.1328
4808.36 | 0 |  |  | 0 | -5.1328
4345.66 | 0 |  |  | 0 | -5.1328
3517.57 | 0 |  |  | 924.943 | -5.1328
4047.79 | 0 |  |  | 1344.21 | -5.1328
2754.21 | 0 |  |  | 1968.85 | -5.1328
2470.53 | 0 |  |  | 4533.91 | -5.1328
1534.73 | 0 |  |  | 2727.32 | -5.1328
1181.23 | 0 |  |  | 16123.8 | -5.1328
1084.27 | 0 |  |  | 11431.5 | -5.1328
934.544 | 0.22284 |  |  | 0 | 1608.64
415.106 | 1.0456 |  |  | 0 | 5119.2
371.109 | 2.7685 |  |  | 0 | 13293.5
895.375 | 3.317 |  |  | 720.421 | 10824
1217.51 | 3.4712 |  |  | 0 | 12634
501.825 | 3.2463 |  |  | 0 | 13515
516.191 | 2.6368 |  |  | 0 | 8562.15
886.494 | 1.6621 |  |  | 0 | 1755.08
1500.49 | 0.34619 |  |  | 0 | 289.186
2094.68 | 0 |  |  | 595.061 | -5.1328
4733.54 | 0 |  |  | 0 | -5.1328
6815.84 | 0 |  |  | 0 | -5.1328
12119.5 | 0 |  |  | 3254.52 | -5.1328
12087 | 0 |  |  | 3103.1 | -5.1328
7860.85 | 0 |  |  | 0 | -5.1328
6253.14 | 0 |  |  | 0 | -5.1328
6741.73 | 0 |  |  | 0 | -5.1328
9014.51 | 0 |  |  | 0 | -5.1328
7674.88 | 0 |  |  | 1176.17 | -5.1328
4975.19 | 0 |  |  | 0 | -5.1328
5542.68 | 0 |  |  | 0 | -5.1328
5494.13 | 0 |  |  | 0 | -5.1328
6676.93 | 0 |  |  | 0 | -5.1328
7988.19 | 0 |  |  | 0 | -5.1328
10414.6 | 0.52541 |  |  | 0 | 35.7105
11689.4 | 1.8291 |  |  | 0 | 1763.76
9013.02 | 2.7545 |  |  | 0 | 1380.85
8813.63 | 3.296 |  |  | 0 | 3414.38
11665.5 | 3.4402 |  |  | 0 | 1075.07
12463.8 | 3.2181 |  |  | 0 | 4677.64
17129.9 | 2.6139 |  |  | 0 | 2799.9
21752.3 | 1.6597 |  |  | 0 | 2022.67
28772.5 | 0.3581 |  |  | 0 | 385.174
35788.5 | 0 |  |  | 0 | -5.1328
38342.4 | 0 |  |  | 0 | -5.1328
39185.7 | 0 |  |  | 0 | -5.1328
39089 | 0 |  |  | 0 | -5.1328
39339.7 | 0 |  |  | 0 | -5.1328
39116 | 0 |  |  | 39.107 | -5.1328
37493.5 | 0 |  |  | 324.562 | -5.1328
37401 | 0 |  |  | 0 | -5.1328
37402.5 | 0 |  |  | 0 | -5.1328
34594.3 | 0 |  |  | 0 | -5.1328
30239.1 | 0 |  |  | 0 | -5.1328
30984 | 0 |  |  | 0 | -5.1328
34554 | 0 |  |  | 0 | -5.1328
38421.2 | 0 |  |  | 0 | -5.1328
34762.1 | 0 |  |  | 0 | -5.1328
34061.3 | 0.26655 |  |  | 0 | 946.377
21979.8 | 1.2643 |  |  | 0 | 9395.02
12138.8 | 2.7573 |  |  | 0 | 12775.6
12664.8 | 3.2799 |  |  | 0 | 9487.63
13233.6 | 3.4319 |  |  | 0 | 11613.9
20820.4 | 3.2214 |  |  | 0 | 10134.7
12230.9 | 2.626 |  |  | 0 | 7906.88
18422.4 | 1.6832 |  |  | 108.603 | 9919.35
21450.8 | 0.37037 |  |  | 316.16 | 5497.09
21287.7 | 0 |  |  | 0 | 268.606
18076.2 | 0 |  |  | 0 | -5.1328
19429.7 | 0 |  |  | 6233.46 | -5.1328
13769.6 | 0 |  |  | 0 | -5.1328
6590.37 | 0 |  |  | 0 | -5.1328
4320.15 | 0 |  |  | 0 | -5.1328
2034 | 0 |  |  | 0 | -5.1328
1261.14 | 0 |  |  | 0 | -5.1328
892.702 | 0 |  |  | 0 | -5.1328
863.001 | 0 |  |  | 2279.06 | -5.1328
900.843 | 0 |  |  | 3589.37 | -5.1328
0 | 0 |  |  | 5219.44 | -5.1328
0 | 0 |  |  | 7513.38 | -5.1328
0 | 0 |  |  | 2649.46 | -5.1328
26.5334 | 0 |  |  | 1659.16 | -5.1328
0 | 0.58866 |  |  | 792.953 | 4894.89
0 | 1.8771 |  |  | 0 | 9780.64
0 | 2.7778 |  |  | 0 | 13184
0 | 3.268 |  |  | 0 | 14855.5
0 | 3.4074 |  |  | 0 | 15512.1
1291.55 | 3.2107 |  |  | 0 | 14948.2
1730.27 | 2.6407 |  |  | 0 | 13035.1
2006.09 | 1.6966 |  |  | 0 | 10197.6
1523.01 | 0.39348 |  |  | 0 | 5828.21
632.068 | 0 |  |  | 0 | 352.156
0 | 0 |  |  | 0 | -5.1328
0 | 0 |  |  | 0 | -5.1328
0 | 0 |  |  | 0 | -5.1328
0 | 0 |  |  | 0 | -5.1328
0 | 0 |  |  | 173.878 | -5.1328
0 | 0 |  |  | 6851.15 | -5.1328
861.157 | 0 |  |  | 25363.2 | -5.1328
2785.31 | 0 |  |  | 30343.7 | -5.1328
5556.39 | 0 |  |  | 15345.4 | -5.1328
10984.9 | 0 |  |  | 31245.8 | -5.1328
9320.09 | 0 |  |  | 28427.9 | -5.1328
14593.9 | 0 |  |  | 18461.1 | -5.1328
12713.6 | 0 |  |  | 27009.9 | -5.1328
11072.4 | 0 |  |  | 26287.9 | -5.1328
10568.7 | 0.029624 |  |  | 16758.5 | 4992.12
5069.1 | 0.10527 |  |  | 767.551 | 9829.37
1730.41 | 0.16854 |  |  | 1600.33 | 13038
943.662 | 0.33595 |  |  | 2111.27 | 14520.1
0 | 0.50837 |  |  | 2139.53 | 15182.7
0 | 0.11102 |  |  | 1562.32 | 14688.6
0 | 0.14794 |  |  | 258.757 | 13175.3
0 | 0.16623 |  |  | 0 | 10248.2
885.864 | 0.026259 |  |  | 0 | 5989.43
2977.73 | 0 |  |  | 626.763 | 445.263
7200.32 | 0 |  |  | 3499.07 | -5.1328
19928.3 | 0 |  |  | 2839.81 | -5.1328
16061.1 | 0 |  |  | 1413.81 | -5.1328
12387.7 | 0 |  |  | 0 | -5.1328
5475.16 | 0 |  |  | 0 | -5.1328
2430.11 | 0 |  |  | 656.567 | -5.1328
1952.42 | 0 |  |  | 0 | -5.1328
1221.83 | 0 |  |  | 1701.79 | -5.1328
952.263 | 0 |  |  | 3485.2 | -5.1328
1538.35 | 0 |  |  | 0 | -5.1328
6164.85 | 0 |  |  | 0 | -5.1328
21557.8 | 0 |  |  | 0 | -5.1328
29179 | 0 |  |  | 0 | -5.1328
19412.1 | 0 |  |  | 0 | -5.1328
22516 | 0.085881 |  |  | 0 | 4809.43
27791.4 | 0.89172 |  |  | 0 | 9708.35
24878.4 | 0.8684 |  |  | 0 | 12954.1
38446 | 1.1596 |  |  | 0 | 14517.7
39571.6 | 0.93659 |  |  | 1997.42 | 15009
39680.2 | 0.71901 |  |  | 3578.61 | 14362.3
39510.8 | 0.57826 |  |  | 4075.72 | 13029.3
40053.4 | 0.087735 |  |  | 5711.59 | 10407.2
40039.2 | 0.014124 |  |  | 6534.95 | 6325.1
39790.7 | 0 |  |  | 16726.3 | 724.267
39817.8 | 0 |  |  | 14609.6 | -5.1328
38567.8 | 0 |  |  | 2482.77 | -5.1328
38676.7 | 0 |  |  | 0 | -5.1328
38342.7 | 0 |  |  | 0 | -5.1328
32695.1 | 0 |  |  | 0 | -5.1328
29523.2 | 0 |  |  | 0 | -5.1328
20278.8 | 0 |  |  | 377.39 | -5.1328
14954.5 | 0 |  |  | 0 | -5.1328
10521.9 | 0 |  |  | 0 | -5.1328
7293.88 | 0 |  |  | 0 | -5.1328
11024.8 | 0 |  |  | 3713.97 | -5.1328
5549.2 | 0 |  |  | 4841.52 | -5.1328
3255.47 | 0 |  |  | 3960.03 | -5.1328
3414.76 | 0 |  |  | 735.102 | -5.1328
3910.11 | 0.026683 |  |  | 618.308 | 5012.32
2586.13 | 0.14125 |  |  | 14345.7 | 9839.87
2197.56 | 0.19193 |  |  | 35215.2 | 13002.7
2899.77 | 0.95433 |  |  | 39209.4 | 14523.3
4619.65 | 0.36343 |  |  | 39470.2 | 15235.1
9358.92 | 1.2915 |  |  | 38994.9 | 14795.7
14748.6 | 2.3441 |  |  | 34640.8 | 13423.2
18640.7 | 1.4956 |  |  | 31389.1 | 10461.3
18449.4 | 0.385 |  |  | 36882.2 | 6217.35
23297.7 | 0 |  |  | 36782.2 | 756.63
33198.8 | 0 |  |  | 7067.88 | -5.1328
30347.5 | 0 |  |  | 5755.29 | -5.1328
36859.3 | 0 |  |  | 27371.3 | -5.1328
23999.5 | 0 |  |  | 38290.8 | -5.1328
19997.8 | 0 |  |  | 39031.8 | -5.1328
14134.7 | 0 |  |  | 25660.1 | -5.1328
10288.1 | 0 |  |  | 20644.7 | -5.1328
6892.5 | 0 |  |  | 23049.2 | -5.1328
14238.2 | 0 |  |  | 25758.8 | -5.1328
11503.3 | 0 |  |  | 10071.3 | -5.1328
14269 | 0 |  |  | 0 | -5.1328
12490.4 | 0 |  |  | 0 | -5.1328
14277.9 | 0 |  |  | 0 | -5.1328
14945.9 | 0 |  |  | 0 | -5.1328
14079.8 | 0.040975 |  |  | 0 | 1297.23
10787.6 | 0.31866 |  |  | 0 | 3526.07
11132.6 | 1.0119 |  |  | 0 | 6380.53
17089.2 | 0.72705 |  |  | 0 | 3657.77
18421.5 | 0.85255 |  |  | 0 | 3682.87
13102.3 | 0.69173 |  |  | 10401.8 | 2907.46
14533.7 | 0.67719 |  |  | 24672.4 | 9610.09
15727.6 | 0.31674 |  |  | 18541.9 | 10147.5
15455.7 | 0.058195 |  |  | 8907.33 | 5493.76
15403.1 | 0 |  |  | 4749.93 | 136.379
13768.9 | 0 |  |  | 33063.1 | -5.1328
18893.4 | 0 |  |  | 39198.2 | -5.1328
14936.9 | 0 |  |  | 39455.6 | -5.1328
10702.3 | 0 |  |  | 26401.9 | -5.1328
7852.31 | 0 |  |  | 24414.2 | -5.1328
6810.7 | 0 |  |  | 26650.6 | -5.1328
6695.79 | 0 |  |  | 2403.08 | -5.1328
4961.72 | 0 |  |  | 143.797 | -5.1328
3692.02 | 0 |  |  | 0 | -5.1328
3157.84 | 0 |  |  | 0 | -5.1328
2945.51 | 0 |  |  | 0 | -5.1328
2455.85 | 0 |  |  | 0 | -5.1328
2011.61 | 0 |  |  | 0 | -5.1328
1562.13 | 0 |  |  | 5313.69 | -5.1328
593.557 | 0.48356 |  |  | 25638 | 5264.97
0 | 1.6462 |  |  | 15835.3 | 5928.67
0 | 2.5937 |  |  | 30491.5 | 8308.15
0 | 3.1758 |  |  | 17048.7 | 8157.52
660.11 | 3.3486 |  |  | 17279.8 | 11505.4
734.646 | 3.1644 |  |  | 20890.5 | 8431.92
690.133 | 2.6146 |  |  | 22366.4 | 6906.72
1109.33 | 1.7248 |  |  | 20456.3 | 2457.79
1237.79 | 0.53918 |  |  | 24660.7 | 2813.16
1063.49 | 0 |  |  | 17242.4 | 76.8631
1799.1 | 0 |  |  | 16787.5 | -5.1328
2813.38 | 0 |  |  | 12560.3 | -5.1328
5845.95 | 0 |  |  | 5619.86 | -5.1328
4687.25 | 0 |  |  | 11355.9 | -5.1328
5177.52 | 0 |  |  | 2919.42 | -5.1328
5301.16 | 0 |  |  | 1196.31 | -5.1328
6185.85 | 0 |  |  | 509.424 | -5.1328
5819.55 | 0 |  |  | 1702.4 | -5.1328
4081.51 | 0 |  |  | 5290.9 | -5.1328
3738.44 | 0 |  |  | 4930.82 | -5.1328
3654.88 | 0 |  |  | 1812.3 | -5.1328
4128.5 | 0 |  |  | 1778.88 | -5.1328
6977.83 | 0 |  |  | 2459.39 | -5.1328
19532.8 | 0 |  |  | 2649.84 | -5.1328
13935.7 | 0.53694 |  |  | 8495.75 | 2367.05
24260.7 | 1.6674 |  |  | 6427.34 | 9839.75
32639.9 | 0.48641 |  |  | 7049.69 | 8510.36
32874.5 | 1.3909 |  |  | 5211.92 | 6150.6
30030.5 | 2.1051 |  |  | 6221.28 | 6859.06
32182.9 | 1.8794 |  |  | 5862.06 | 7509.48
32535.7 | 1.6003 |  |  | 9350.38 | 8800
37948.7 | 0.74607 |  |  | 12068 | 2022.24
35430 | 0.18648 |  |  | 11826.6 | 1113.32
36590.8 | 0 |  |  | 26268.8 | 78.1401
29971.7 | 0 |  |  | 17314.8 | -5.1328
28246.8 | 0 |  |  | 2751.43 | -5.1328
22737.7 | 0 |  |  | 0 | -5.1328
21402.1 | 0 |  |  | 0 | -5.1328
10339.9 | 0 |  |  | 0 | -5.1328
11647.8 | 0 |  |  | 0 | -5.1328
5125.12 | 0 |  |  | 0 | -5.1328
421.145 | 0 |  |  | 0 | -5.1328
781.576 | 0 |  |  | 0 | -5.1328
0 | 0 |  |  | 0 | -5.1328
0 | 0 |  |  | 277.835 | -5.1328
0 | 0 |  |  | 13142.2 | -5.1328
0 | 0 |  |  | 38013.5 | -5.1328
0 | 0 |  |  | 39622.6 | -5.1328
0 | 0.61066 |  |  | 18496.2 | 5097.84
0 | 0.84658 |  |  | 40053.4 | 10152.6
72.7868 | 2.4937 |  |  | 26793 | 13812.7
879.499 | 0.75333 |  |  | 32081.3 | 15786.7
4630.31 | 0.99339 |  |  | 33453.2 | 16658.7
5621.45 | 2.9221 |  |  | 12036.2 | 16211.6
5364.08 | 2.0058 |  |  | 16345.3 | 14434.8
7032.4 | 0.42633 |  |  | 13274.5 | 11280.9
8225.92 | 0.10247 |  |  | 17455.2 | 6745.84
9096.15 | 0 |  |  | 8817.71 | 973.104
10484.2 | 0 |  |  | 16558.5 | -5.1328
11827.6 | 0 |  |  | 16137.4 | -5.1328
17121 | 0 |  |  | 6837.7 | -5.1328
23762.1 | 0 |  |  | 1134.41 | -5.1328
28812.7 | 0 |  |  | 1061.57 | -5.1328
30950.8 | 0 |  |  | 0 | -5.1328
29319.7 | 0 |  |  | 0 | -5.1328
28032.4 | 0 |  |  | 0 | -5.1328
30510.9 | 0 |  |  | 0 | -5.1328
27721.6 | 0 |  |  | 0 | -5.1328
23139.2 | 0 |  |  | 0 | -5.1328
21563.7 | 0 |  |  | 0 | -5.1328
27950.1 | 0 |  |  | 0 | -5.1328
29028.6 | 0 |  |  | 0 | -5.1328
29566.4 | 0.54332 |  |  | 571.698 | 5473.38
35529.5 | 1.6268 |  |  | 4504.35 | 10498.6
28786.9 | 0.98781 |  |  | 6058.2 | 14098.1
25829.2 | 2.9818 |  |  | 6760.23 | 16122.1
24439.4 | 3.2043 |  |  | 7428.44 | 16770.6
20574.9 | 3.0574 |  |  | 6540.9 | 16446.6
17932 | 2.524 |  |  | 7008.3 | 14596.7
15319.9 | 1.6679 |  |  | 6297.8 | 11496.8
14782.2 | 0.56993 |  |  | 4471.61 | 6963.61
10395.8 | 0 |  |  | 1915.65 | 1125.69
16432.3 | 0 |  |  | 0 | -5.1328
16580.2 | 0 |  |  | 57.0677 | -5.1328
14634.4 | 0 |  |  | 0 | -5.1328
8775.62 | 0 |  |  | 0 | -5.1328
3637.07 | 0 |  |  | 0 | -5.1328
857.313 | 0 |  |  | 8784.05 | -5.1328
101.275 | 0 |  |  | 27943.7 | -5.1328
0 | 0 |  |  | 27350.1 | -5.1328
0 | 0 |  |  | 18026.4 | -5.1328
0 | 0 |  |  | 2561.81 | -5.1328
0 | 0 |  |  | 6870.92 | -5.1328
0 | 0 |  |  | 2594.51 | -5.1328
0 | 0 |  |  | 6114.64 | -5.1328
1142.54 | 0 |  |  | 16184.7 | -5.1328
3539.61 | 0.2932 |  |  | 6963.55 | 5237.92
2921.54 | 0.87425 |  |  | 1053.61 | 10101.6
606.282 | 1.3316 |  |  | 4400.67 | 13212.2
2751.07 | 3.2847 |  |  | 5681.71 | 14760.4
4554.78 | 3.4476 |  |  | 8790.01 | 15444.6
7517.56 | 3.2637 |  |  | 10259.8 | 15040.8
8363.8 | 2.7341 |  |  | 11899.3 | 13605.2
6948.07 | 1.8488 |  |  | 13432.6 | 10843
6809.19 | 0.68626 |  |  | 13998.3 | 6704.41
11383.4 | 0 |  |  | 31017.6 | 1034.49
13190.7 | 0 |  |  | 36611.4 | -5.1328
10542.1 | 0 |  |  | 4958.03 | -5.1328
8275.75 | 0 |  |  | 24833.5 | -5.1328
11093.8 | 0 |  |  | 25249.4 | -5.1328
20397.4 | 0 |  |  | 2718.08 | -5.1328
31866.9 | 0 |  |  | 978.227 | -5.1328
33927.3 | 0 |  |  | 0 | -5.1328
36489.9 | 0 |  |  | 3239.58 | -5.1328
36510.4 | 0 |  |  | 0 | -5.1328
36000.3 | 0 |  |  | 0 | -5.1328
36991.4 | 0 |  |  | 0 | -5.1328
37287.7 | 0 |  |  | 0 | -5.1328
36208.1 | 0 |  |  | 0 | -5.1328
35920.8 | 0 |  |  | 0 | -5.1328
31456.7 | 0.076108 |  |  | 0 | 1431.42
21331.8 | 0.27032 |  |  | 0 | 6723.9
14544.5 | 0.43189 |  |  | 0 | 7014.2
6538.29 | 0.5519 |  |  | 0 | 8364.61
3048.44 | 0.96621 |  |  | 0 | 6306.54
3321.85 | 0.85665 |  |  | 0 | 8366.64
3103.09 | 0.31867 |  |  | 1075.05 | 9017.46
5127.25 | 0.22406 |  |  | 1273.07 | 5621.96
10026.3 | 0.61141 |  |  | 2314.52 | 1468.06
25406.7 | 0 |  |  | 6290.62 | 85.86
25466.2 | 0 |  |  | 4826.53 | -5.1328
18068.9 | 0 |  |  | 2066.51 | -5.1328
14843.2 | 0 |  |  | 1581.14 | -5.1328
11777.1 | 0 |  |  | 924.27 | -5.1328
9232.05 | 0 |  |  | 0 | -5.1328
6876.46 | 0 |  |  | 0 | -5.1328
6152.44 | 0 |  |  | 51.8448 | -5.1328
1807.7 | 0 |  |  | 95.0047 | -5.1328
1222.15 | 0 |  |  | 632.585 | -5.1328
0 | 0 |  |  | 1736.64 | -5.1328
0 | 0 |  |  | 0 | -5.1328
0 | 0 |  |  | 0 | -5.1328
0 | 0 |  |  | 264.639 | -5.1328
0 | 0 |  |  | 969.899 | -5.1328
741.33 | 0.07806 |  |  | 3232.24 | 5459.1
1846.92 | 0.14031 |  |  | 0 | 10525.3
4480.56 | 0.75071 |  |  | 0 | 13944.7
6361.81 | 0.32346 |  |  | 0 | 15890.1
5895.68 | 0.82259 |  |  | 0 | 16735.1
2982.48 | 0.27043 |  |  | 644.4 | 16281.2
3081.91 | 0.57471 |  |  | 1095.63 | 14542.9
8107.45 | 0.65696 |  |  | 3619.21 | 11473.9
10000.1 | 0.17796 |  |  | 5625.01 | 7112.34
11072 | 0 |  |  | 12966.7 | 1381.75
15850.6 | 0 |  |  | 1063.25 | -5.1328
14857.8 | 0 |  |  | 0 | -5.1328
8807.78 | 0 |  |  | 0 | -5.1328
6370.81 | 0 |  |  | 0 | -5.1328
5461.53 | 0 |  |  | 0 | -5.1328
1933.65 | 0 |  |  | 0 | -5.1328
0 | 0 |  |  | 0 | -5.1328
0 | 0 |  |  | 3517.36 | -5.1328
0 | 0 |  |  | 1416.04 | -5.1328
0 | 0 |  |  | 0 | -5.1328
1023.76 | 0 |  |  | 0 | -5.1328
3264.36 | 0 |  |  | 0 | -5.1328
9145.98 | 0 |  |  | 0 | -5.1328
11390.4 | 0 |  |  | 0 | -5.1328
12943.6 | 0.56277 |  |  | 0 | 5412.09
13305.8 | 1.5925 |  |  | 0 | 10438.4
7777.13 | 2.4393 |  |  | 0 | 13708
5117.65 | 0.72333 |  |  | 0 | 15539.8
7211.09 | 0.77803 |  |  | 0 | 16362.5
7945.13 | 0.75248 |  |  | 644.853 | 15902.9
9957.04 | 0.35771 |  |  | 0 | 14195.3
9918.91 | 1.6586 |  |  | 2958.49 | 11205.4
10484.8 | 0.60013 |  |  | 3140.77 | 7017.26
20539.9 | 0 |  |  | 2705.42 | 1407.25
25317 | 0 |  |  | 5692.65 | -5.1328
28035.9 | 0 |  |  | 4197.75 | -5.1328
26871.2 | 0 |  |  | 2305.25 | -5.1328
25275.1 | 0 |  |  | 922.846 | -5.1328
21102.8 | 0 |  |  | 995.881 | -5.1328
31873.9 | 0 |  |  | 532.875 | -5.1328
26302.5 | 0 |  |  | 0 | -5.1328
24093.1 | 0 |  |  | 0 | -5.1328
26446.5 | 0 |  |  | 16757.2 | -5.1328
22371 | 0 |  |  | 20979.8 | -5.1328
21256.2 | 0 |  |  | 35769.4 | -5.1328
22180.4 | 0 |  |  | 27015.4 | -5.1328
23613.1 | 0 |  |  | 13457.3 | -5.1328
17213.7 | 0 |  |  | 6861.3 | -5.1328
15350.6 | 0.66405 |  |  | 39127.4 | 5373.22
12745.8 | 1.7605 |  |  | 4209.69 | 10177.7
9097.36 | 0.47342 |  |  | 18716.8 | 13069.2
9347.02 | 0.58393 |  |  | 28254.5 | 14870.8
12310 | 0.61818 |  |  | 36805.4 | 15482.8
17566.4 | 0.40623 |  |  | 39953.2 | 14909.8
20009.3 | 0.18986 |  |  | 31867.2 | 13658.8
22168.7 | 0.72023 |  |  | 31902.6 | 11221.7
21025.9 | 0.046939 |  |  | 29704 | 7031.95
24791.5 | 0 |  |  | 30147.2 | 1517.2
22038.2 | 0 |  |  | 31129.9 | -5.1328
16589 | 0 |  |  | 37637.1 | -5.1328
14631.7 | 0 |  |  | 39901 | -5.1328
22285.8 | 0 |  |  | 15510.1 | -5.1328
23027.7 | 0 |  |  | 14278 | -5.1328
18873.8 | 0 |  |  | 843.182 | -5.1328
18677.1 | 0 |  |  | 36107.5 | -5.1328
19347.5 | 0 |  |  | 2083.86 | -5.1328
19138.7 | 0 |  |  | 28343.8 | -5.1328
21434.6 | 0 |  |  | 13095.6 | -5.1328
24288.8 | 0 |  |  | 36756.2 | -5.1328
25914.2 | 0 |  |  | 1134.22 | -5.1328
25701.2 | 0 |  |  | 30115.9 | -5.1328
27559.3 | 0 |  |  | 39358.1 | -5.1328
28255.7 | 0.60002 |  |  | 39347 | 1015.73
29832.8 | 1.6267 |  |  | 34645.4 | 9750.62
31341.9 | 0.37921 |  |  | 40053.4 | 5192.18
31276.1 | 0.4732 |  |  | 40053.4 | 15090.3
29488 | 0.53517 |  |  | 37582.3 | 15630.4
30861.9 | 0.52904 |  |  | 35345 | 15306.1
30421.8 | 0.46318 |  |  | 29801.4 | 13902.6
34162.9 | 1.7119 |  |  | 38456.3 | 11082.1
36444 | 0.6738 |  |  | 39005.4 | 6909.14
34267.2 | 0 |  |  | 36050.2 | 969.263
35597.9 | 0 |  |  | 34147.8 | -5.1328
30237.6 | 0 |  |  | 11828.5 | -5.1328
27609.5 | 0 |  |  | 693.518 | -5.1328
19648.8 | 0 |  |  | 9328.5 | -5.1328
13672.2 | 0 |  |  | 0 | -5.1328
8292.71 | 0 |  |  | 0 | -5.1328
6247.02 | 0 |  |  | 20867 | -5.1328
4876.4 | 0 |  |  | 0 | -5.1328
2216.4 | 0 |  |  | 0 | -5.1328
634.258 | 0 |  |  | 10233.4 | -5.1328
88.1366 | 0 |  |  | 19805.9 | -5.1328
452.996 | 0 |  |  | 15739.6 | -5.1328
0 | 0 |  |  | 32679.9 | -5.1328
140.09 | 0 |  |  | 4309.44 | -5.1328
88.6873 | 0.063324 |  |  | 16907.7 | 6053.87
0 | 0.13486 |  |  | 20050.2 | 11137.2
0 | 0.20788 |  |  | 29876.8 | 14727.4
0 | 0.37593 |  |  | 34868.8 | 16719
0 | 0.40568 |  |  | 32621.9 | 16770.6
0 | 0.46222 |  |  | 35509.1 | 16770.6
0 | 0.37178 |  |  | 36107.5 | 15242.7
630.151 | 0.29905 |  |  | 36533.6 | 12092.3
934.539 | 0.14679 |  |  | 23772.7 | 7695.4
69.8066 | 0 |  |  | 0 | 2023.7
0 | 0 |  |  | 22483.7 | -5.1328
0 | 0 |  |  | 25549.6 | -5.1328
0 | 0 |  |  | 9208.03 | -5.1328
0 | 0 |  |  | 1773.07 | -5.1328
0 | 0 |  |  | 11331.2 | -5.1328
0 | 0 |  |  | 4353.31 | -5.1328
0 | 0 |  |  | 11330.3 | -5.1328
0 | 0 |  |  | 1283.3 | -5.1328
212.089 | 0 |  |  | 0 | -5.1328
174.237 | 0 |  |  | 0 | -5.1328
0 | 0 |  |  | 0 | -5.1328
0 | 0 |  |  | 0 | -5.1328
0 | 0 |  |  | 0 | -5.1328
0 | 0 |  |  | 0 | -5.1328
0 | 0.68881 |  |  | 0 | 5614.48
0 | 0.23401 |  |  | 0 | 10545.6
0 | 0.26814 |  |  | 0 | 13793.5
0 | 0.20951 |  |  | 2520.37 | 15521.1
0 | 0.54291 |  |  | 4038.96 | 16247.1
302.055 | 0.76996 |  |  | 6601.61 | 15905.2
1057.03 | 0.79448 |  |  | 5229.69 | 14383.8
1576.93 | 1.7736 |  |  | 3639.61 | 11500.3
1807.45 | 0.70506 |  |  | 5800.94 | 7228.98
1586.14 | 0 |  |  | 2101.93 | 1931.26
1152.51 | 0 |  |  | 5445.19 | -5.1328
515.623 | 0 |  |  | 9855.7 | -5.1328
1522.36 | 0 |  |  | 3763.08 | -5.1328
4700.58 | 0 |  |  | 2257.94 | -5.1328
5376.79 | 0 |  |  | 2144.62 | -5.1328
9791.19 | 0 |  |  | 8458.69 | -5.1328
13599.8 | 0 |  |  | 9729.44 | -5.1328
23174.2 | 0 |  |  | 2450.67 | -5.1328
24098.6 | 0 |  |  | 3757.26 | -5.1328
21437.6 | 0 |  |  | 3919.79 | -5.1328
25337.6 | 0 |  |  | 19509.4 | -5.1328
18166.4 | 0 |  |  | 2096.92 | -5.1328
20257.2 | 0 |  |  | 264.701 | -5.1328
23203.5 | 0 |  |  | 0 | -5.1328
20301.7 | 0.7673 |  |  | 0 | 5589.3
12720.8 | 0.72112 |  |  | 0 | 10416.9
3897.02 | 2.8786 |  |  | 3085.63 | 13633.9
2716.34 | 1.8879 |  |  | 5124.74 | 12112.7
1158.93 | 2.1233 |  |  | 13210.6 | 16298.8
340.327 | 3.4741 |  |  | 8715.33 | 15861.3
27.9101 | 2.944 |  |  | 24895.7 | 14216.2
447.184 | 2.042 |  |  | 37046.2 | 8633.96
0 | 0.86787 |  |  | 29147.3 | 5930.73
0 | 0 |  |  | 27934.6 | 2049.56
0 | 0 |  |  | 37805.4 | -5.1328
0 | 0 |  |  | 40053.4 | -5.1328
0 | 0 |  |  | 20347.6 | -5.1328
262.601 | 0 |  |  | 215.095 | -5.1328
878.693 | 0 |  |  | 8323.72 | -5.1328
89.5475 | 0 |  |  | 936.718 | -5.1328
468.796 | 0 |  |  | 169.404 | -5.1328
208.183 | 0 |  |  | 1146.77 | -5.1328
0 | 0 |  |  | 321.81 | -5.1328
0 | 0 |  |  | 0 | -5.1328
0 | 0 |  |  | 0 | -5.1328
0 | 0 |  |  | 518.312 | -5.1328
0 | 0 |  |  | 0 | -5.1328
0 | 0 |  |  | 0 | -5.1328
0 | 0.3184 |  |  | 568.796 | 5677.89
0 | 2.024 |  |  | 2027.09 | 10401.7
0 | 2.9123 |  |  | 5350.74 | 13547.3
0 | 3.4478 |  |  | 2225.77 | 15281.4
269.817 | 3.6151 |  |  | 678.217 | 15993.4
990.616 | 3.4499 |  |  | 2512.4 | 15523.9
1535.27 | 2.9295 |  |  | 702.516 | 14006.9
3673.49 | 2.0628 |  |  | 2971.96 | 11202.3
5890.69 | 0.91454 |  |  | 4107.58 | 7255.56
6993.05 | 0 |  |  | 17794.2 | 2216.65
9771.02 | 0 |  |  | 10586.1 | -5.1328
19470.2 | 0 |  |  | 25591.6 | -5.1328
23234.5 | 0 |  |  | 13047.3 | -5.1328
25056.7 | 0 |  |  | 6650.01 | -5.1328
30094.5 | 0 |  |  | 9924.91 | -5.1328
29275.9 | 0 |  |  | 12261.8 | -5.1328
27052.5 | 0 |  |  | 11775.7 | -5.1328
26584.2 | 0 |  |  | 3257.71 | -5.1328
24786.4 | 0 |  |  | 3637.48 | -5.1328
17991.4 | 0 |  |  | 5149.07 | -5.1328
20398.6 | 0 |  |  | 4429.48 | -5.1328
18555.3 | 0 |  |  | 3968.89 | -5.1328
28782.4 | 0 |  |  | 3521.56 | -5.1328
25735 | 0 |  |  | 1171.08 | -5.1328
26031.3 | 0.97855 |  |  | 1159.15 | 5646.93
16529.2 | 2.1579 |  |  | 2161.33 | 10157.6
13775.4 | 3.0238 |  |  | 16646.8 | 13232.9
11952.8 | 3.5366 |  |  | 23597.8 | 14957.6
11151.5 | 3.6918 |  |  | 25203 | 15736.1
6132.81 | 3.5156 |  |  | 25086.1 | 15431.8
4727.34 | 2.9879 |  |  | 16814.5 | 13944.7
3224.52 | 2.1347 |  |  | 18488.2 | 11206
1935.99 | 0.96969 |  |  | 17698.5 | 7384.82
2245.93 | 0 |  |  | 15635.2 | 2251.56
668.003 | 0 |  |  | 8686.63 | -5.1328
0 | 0 |  |  | 11716.7 | -5.1328
0 | 0 |  |  | 4969.64 | -5.1328
0 | 0 |  |  | 7095.27 | -5.1328
0 | 0 |  |  | 5241.37 | -5.1328
0 | 0 |  |  | 2888.61 | -5.1328
0 | 0 |  |  | 3424.77 | -5.1328
0 | 0 |  |  | 1631.99 | -5.1328
634.446 | 0 |  |  | 0 | -5.1328
1477.85 | 0 |  |  | 7477.19 | -5.1328
0 | 0 |  |  | 9723.31 | -5.1328
0 | 0 |  |  | 806.258 | -5.1328
630.85 | 0 |  |  | 19017.1 | -5.1328
1522.36 | 0 |  |  | 11074 | 40.9774
1909.05 | 0.35099 |  |  | 5458.28 | 5485.79
0 | 2.1028 |  |  | 5122.21 | 10200.7
0 | 2.9591 |  |  | 1077.34 | 9570.95
1627.11 | 3.4614 |  |  | 970.022 | 15332.9
1331.82 | 3.6077 |  |  | 768.953 | 16160.9
2276.54 | 3.4094 |  |  | 2913.72 | 13453.4
4149.85 | 2.8769 |  |  | 4141.11 | 14200.5
2979.47 | 2.0358 |  |  | 7351.35 | 9689.16
4416.53 | 0.91095 |  |  | 5279.39 | 5551.61
9030.69 | 0 |  |  | 920.987 | 1421.57
11096.8 | 0 |  |  | 1090.46 | -5.1328
10863.8 | 0 |  |  | 0 | -5.1328
12579.3 | 0 |  |  | 381.021 | -5.1328
10554.8 | 0 |  |  | 0 | -5.1328
9445.43 | 0 |  |  | 0 | -5.1328
9735.61 | 0 |  |  | 0 | -5.1328
8155.64 | 0 |  |  | 0 | -5.1328
7830.92 | 0 |  |  | 1015.81 | -5.1328
11466.5 | 0 |  |  | 0 | -5.1328
15970.2 | 0 |  |  | 0 | -5.1328
12329.5 | 0 |  |  | 0 | -5.1328
11210.5 | 0 |  |  | 0 | -5.1328
11591.9 | 0 |  |  | 0 | -5.1328
13151.1 | 0 |  |  | 0 | 127.102
14046.4 | 0.10076 |  |  | 0 | 5232.8
4186.44 | 1.2647 |  |  | 0 | 10096.7
1800.22 | 1.3793 |  |  | 0 | 13581.3
1251.53 | 1.4472 |  |  | 0 | 15812.8
1883.08 | 1.4965 |  |  | 0 | 16582.5
2139.46 | 1.5008 |  |  | 0 | 16004.7
2418.44 | 1.2508 |  |  | 198.265 | 14429.9
2119.36 | 2.0263 |  |  | 1282 | 11455.3
1596.72 | 0.9309 |  |  | 654.084 | 7000.49
3367.48 | 0 |  |  | 489.674 | 1842.63
5308.78 | 0 |  |  | 2092.48 | -5.1328
6266.42 | 0 |  |  | 5686.58 | -5.1328
11945.2 | 0 |  |  | 9636.93 | -5.1328
21580.3 | 0 |  |  | 11917.5 | -5.1328
25718 | 0 |  |  | 10146.3 | -5.1328
22843 | 0 |  |  | 2635.38 | -5.1328
15633.2 | 0 |  |  | 0 | -5.1328
15124.5 | 0 |  |  | 0 | -5.1328
18851 | 0 |  |  | 0 | -5.1328
17930.6 | 0 |  |  | 0 | -5.1328
15082 | 0 |  |  | 0 | -5.1328
14636 | 0 |  |  | 0 | -5.1328
13707.8 | 0 |  |  | 0 | -5.1328
13530.6 | 0 |  |  | 0 | 32.4485
9713.64 | 1.0193 |  |  | 0 | 3693.21
391.094 | 2.1938 |  |  | 0 | 6423.32
0 | 3.0398 |  |  | 0 | 8030.04
278.826 | 3.5142 |  |  | 0 | 16649.2
1720.2 | 3.6373 |  |  | 0 | 16770.6
3212.29 | 3.51 |  |  | 0 | 12627.9
4998.37 | 3.0086 |  |  | 25881.8 | 11754.2
5367.4 | 2.1717 |  |  | 39764.9 | 12071.4
7543.44 | 1.042 |  |  | 37830.3 | 7572.59
10624 | 0 |  |  | 33300.2 | 2315.38
10472.3 | 0 |  |  | 38409.5 | -5.1328
14807.8 | 0 |  |  | 38266.6 | -5.1328
28382.8 | 0 |  |  | 40053.4 | -5.1328
27708.8 | 0 |  |  | 40053.4 | -5.1328
33131.8 | 0 |  |  | 40053.4 | -5.1328
30761 | 0 |  |  | 40053.4 | -5.1328
28164.1 | 0 |  |  | 40053.4 | -5.1328
26777 | 0 |  |  | 40053.4 | -5.1328
29282.5 | 0 |  |  | 40053.4 | -5.1328
30012.2 | 0 |  |  | 40053.4 | -5.1328
32819.1 | 0 |  |  | 24429.6 | -5.1328
29282 | 0 |  |  | 0 | -5.1328
26802.9 | 0 |  |  | 3843.55 | -5.1328
33334.5 | 0 |  |  | 10809.4 | 295.927
34489 | 0.21727 |  |  | 5875.71 | 5748.14
34040.4 | 0.5801 |  |  | 6895.96 | 10752
22762.6 | 0.44288 |  |  | 23145 | 14410.8
15180.8 | 0.54698 |  |  | 17233.1 | 16561.6
13299.2 | 0.72869 |  |  | 9766.71 | 16770.6
13450.8 | 0.62251 |  |  | 6501.52 | 16770.6
12540.7 | 0.30794 |  |  | 7505.45 | 15417.1
11556.5 | 0.099205 |  |  | 7979.6 | 12474.9
8593.71 | 0.76697 |  |  | 8332.17 | 8041.93
14139.6 | 0 |  |  | 21277.6 | 2564.28
28685.4 | 0 |  |  | 11195 | -5.1328
27081.4 | 0 |  |  | 1230.58 | -5.1328
24419.1 | 0 |  |  | 419.779 | -5.1328
21806.2 | 0 |  |  | 2560.98 | -5.1328
18499.1 | 0 |  |  | 0 | -5.1328
15721.8 | 0 |  |  | 0 | -5.1328
14379.4 | 0 |  |  | 0 | -5.1328
8382.38 | 0 |  |  | 0 | -5.1328
8676.42 | 0 |  |  | 0 | -5.1328
12591.4 | 0 |  |  | 0 | -5.1328
11113.1 | 0 |  |  | 1483.19 | -5.1328
12584.3 | 0 |  |  | 1097.81 | -5.1328
15743 | 0 |  |  | 5698.09 | -5.1328
18566.5 | 0 |  |  | 7044.92 | 161.047
20148.5 | 0.10586 |  |  | 4065.91 | 5947.58
27223.5 | 0.25895 |  |  | 775.335 | 10693.6
17322.4 | 0.38337 |  |  | 1786.8 | 13836.1
19379.6 | 0.61511 |  |  | 2604.63 | 13307.3
19526.2 | 0.67473 |  |  | 4294.47 | 14707.8
16008.8 | 0.63689 |  |  | 9098.66 | 15766.5
16721.6 | 0.63045 |  |  | 11069.8 | 10483
14629.1 | 0.3135 |  |  | 15053.9 | 11587.1
23604.4 | 0.18059 |  |  | 16653.8 | 7502.3
24363.4 | 0 |  |  | 13527.4 | 2012.81
24445.4 | 0 |  |  | 11511.4 | -5.1328
20057.2 | 0 |  |  | 11964.3 | -5.1328
20140.6 | 0 |  |  | 12864.4 | -5.1328
24226.1 | 0 |  |  | 10301.7 | -5.1328
27172.3 | 0 |  |  | 9140.08 | -5.1328
31266.9 | 0 |  |  | 9540.15 | -5.1328
34095.7 | 0 |  |  | 8107.65 | -5.1328
33319.9 | 0 |  |  | 5440.69 | -5.1328
34570.6 | 0 |  |  | 5592.71 | -5.1328
35251 | 0 |  |  | 1220.38 | -5.1328
36967.6 | 0 |  |  | 0 | -5.1328
37219 | 0 |  |  | 0 | -5.1328
37097.3 | 0 |  |  | 0 | -5.1328
36767.7 | 0 |  |  | 0 | 381.885
35335.6 | 0.97187 |  |  | 0 | 5814.57
35874.8 | 0.84419 |  |  | 0 | 10619.6
34438.6 | 1.1805 |  |  | 0 | 13739.8
29589.4 | 1.6919 |  |  | 0 | 15394.7
23615.6 | 1.3707 |  |  | 0 | 16090.8
24818.6 | 1.0925 |  |  | 11179.1 | 15857.4
27516.6 | 0.65327 |  |  | 21331.7 | 14508
28146.7 | 0.28958 |  |  | 12462.5 | 12030.6
19725.6 | 0.15947 |  |  | 0 | 7932.24
15954.6 | 0 |  |  | 3313.02 | 2630.14
29360.2 | 0 |  |  | 0 | -5.1328
25242.4 | 0 |  |  | 1067.71 | -5.1328
20644.7 | 0 |  |  | 0 | -5.1328
14113.4 | 0 |  |  | 30160.4 | -5.1328
16011.4 | 0 |  |  | 0 | -5.1328
12928.1 | 0 |  |  | 0 | -5.1328
13046.5 | 0 |  |  | 10533.9 | -5.1328
9011.39 | 0 |  |  | 8620.95 | -5.1328
7824.71 | 0 |  |  | 31117.1 | -5.1328
12904.7 | 0 |  |  | 10692.2 | -5.1328
17560.4 | 0 |  |  | 20413.2 | -5.1328
20957.6 | 0 |  |  | 38370.4 | -5.1328
22002.6 | 0 |  |  | 40053.4 | -5.1328
25959.3 | 0 |  |  | 40053.4 | 553.488
14297.5 | 0.22865 |  |  | 40053.4 | 5963.6
8044.94 | 0.59637 |  |  | 28608.1 | 10651.4
2367.32 | 0.7624 |  |  | 24917.7 | 14010.9
1188.86 | 1.0676 |  |  | 14481 | 16238
1408.32 | 3.8124 |  |  | 22781.8 | 16770.6
2049.92 | 3.6349 |  |  | 21176.3 | 16770.6
3860.25 | 3.1088 |  |  | 26099 | 15180.4
3756.02 | 2.2136 |  |  | 15112.6 | 12252.8
4883.53 | 1.0517 |  |  | 5861.47 | 8022.83
15521.4 | 0 |  |  | 3890.66 | 2666.71
21902.9 | 0 |  |  | 4847.66 | -5.1328
19818.9 | 0 |  |  | 0 | -5.1328
17733.7 | 0 |  |  | 0 | -5.1328
15278.3 | 0 |  |  | 6570.28 | -5.1328
23062.7 | 0 |  |  | 9214.43 | -5.1328
27085.8 | 0 |  |  | 0 | -5.1328
24453.3 | 0 |  |  | 0 | -5.1328
19303.6 | 0 |  |  | 0 | -5.1328
24803 | 0 |  |  | 151.543 | -5.1328
18559.3 | 0 |  |  | 951.899 | -5.1328
18696.7 | 0 |  |  | 0 | -5.1328
19721.3 | 0 |  |  | 0 | -5.1328
17732.4 | 0 |  |  | 0 | -5.1328
10453.1 | 0 |  |  | 0 | 544.042
9844.01 | 0.95204 |  |  | 0 | 5958.99
6068.03 | 2.0842 |  |  | 0 | 10901.4
1446.07 | 2.9964 |  |  | 0 | 14297.1
0 | 3.5359 |  |  | 0 | 12968.4
0 | 3.7202 |  |  | 0 | 9290.62
0 | 3.5395 |  |  | 243.128 | 2769.35
0 | 3.0163 |  |  | 0 | 1146.83
0 | 2.1706 |  |  | 0 | 9857.27
0 | 1.0576 |  |  | 0 | 5015.73
0 | 0 |  |  | 349.129 | 1092.14
0 | 0 |  |  | 0 | -5.1328
0 | 0 |  |  | 0 | -5.1328
0 | 0 |  |  | 0 | -5.1328
2346.61 | 0 |  |  | 13660.5 | -5.1328
4652.87 | 0 |  |  | 38433.7 | -5.1328
8800.13 | 0 |  |  | 35603.1 | -5.1328
17059.2 | 0 |  |  | 33465.8 | -5.1328
19755.1 | 0 |  |  | 29372 | -5.1328
16467.7 | 0 |  |  | 11104.9 | -5.1328
11584 | 0 |  |  | 7868.52 | -5.1328
9297.28 | 0 |  |  | 0 | -5.1328
9158.43 | 0 |  |  | 0 | -5.1328
13716.7 | 0 |  |  | 0 | -5.1328
17195.8 | 0 |  |  | 8826.5 | 139.302
16590.4 | 0.11916 |  |  | 1927.78 | 488.76
12292.5 | 0.67678 |  |  | 4644.9 | 4370.01
10822.8 | 1.5126 |  |  | 0 | 7275.58
8952.95 | 2.8887 |  |  | 0 | 4231.32
13847.8 | 1.8312 |  |  | 0 | 10478.2
20491.2 | 1.7853 |  |  | 0 | 380.152
17292.2 | 2.0036 |  |  | 0 | 12049.6
19716.2 | 1.018 |  |  | 660.475 | 12162
16061.4 | 0.86042 |  |  | 2835.3 | 577.4
23634.8 | 0 |  |  | 1543.72 | -5.1328
27976.5 | 0 |  |  | 3941.14 | -5.1328
19831.4 | 0 |  |  | 5765.05 | -5.1328
26062 | 0 |  |  | 3520.91 | -5.1328
22264 | 0 |  |  | 0 | -5.1328
18447.2 | 0 |  |  | 0 | -5.1328
16909.5 | 0 |  |  | 0 | -5.1328
16943.7 | 0 |  |  | 0 | -5.1328
16017.5 | 0 |  |  | 0 | -5.1328
13136.9 | 0 |  |  | 0 | -5.1328
12279.9 | 0 |  |  | 0 | -5.1328
12769 | 0 |  |  | 0 | -5.1328
12533.7 | 0 |  |  | 0 | -5.1328
12524.8 | 0 |  |  | 0 | -5.1328
15748.9 | 0 |  |  | 0 | 632.045
18338.3 | 0.67368 |  |  | 0 | 6139.94
9340.7 | 2.4486 |  |  | 0 | 10997.5
5554.06 | 3.337 |  |  | 0 | 14303.1
6361.11 | 3.2597 |  |  | 0 | 16129.1
7033.96 | 3.2079 |  |  | 0 | 16770.6
7840.05 | 2.7572 |  |  | 0 | 16265.4
6513.36 | 2.795 |  |  | 18727.3 | 14813.2
5121.6 | 2.2098 |  |  | 5789.39 | 12105.6
7781.43 | 1.0718 |  |  | 4645.98 | 8081.85
9185.73 | 0.03973 |  |  | 14158.8 | 2875.85
19784.2 | 0 |  |  | 16097.2 | -5.1328
22878.8 | 0 |  |  | 9315.68 | -5.1328
16096.5 | 0 |  |  | 0 | -5.1328
10924.7 | 0 |  |  | 2334.52 | -5.1328
7506.72 | 0 |  |  | 10563.9 | -5.1328
5975.53 | 0 |  |  | 9240.91 | -5.1328
2626.46 | 0 |  |  | 3148.46 | -5.1328
1705.41 | 0 |  |  | 983.009 | -5.1328
2585.64 | 0 |  |  | 0 | -5.1328
1048.98 | 0 |  |  | 0 | -5.1328
0 | 0 |  |  | 1527.63 | -5.1328
0 | 0 |  |  | 6205.96 | -5.1328
0 | 0 |  |  | 4080.85 | -5.1328
0 | 0.013789 |  |  | 3853.32 | 137.003
0 | 0.34274 |  |  | 4617.83 | 2691.07
0 | 1.3299 |  |  | 4374.78 | 6472.48
0 | 1.5292 |  |  | 5686.08 | 8789.81
0 | 2.1683 |  |  | 2862.69 | 11128.5
0 | 2.5377 |  |  | 1613.14 | 12220.4
0 | 1.3021 |  |  | 1878.46 | 14196.7
0 | 1.6218 |  |  | 4832.49 | 15085.4
0 | 0.99988 |  |  | 19801.4 | 12414.7
0 | 0.71957 |  |  | 25823.2 | 8210.8
1752.9 | 0.030853 |  |  | 24791.2 | 2987.34
5473.19 | 0 |  |  | 16696.7 | -5.1328
6192.31 | 0 |  |  | 16660.4 | -5.1328
7713.54 | 0 |  |  | 29250.3 | -5.1328
16897.4 | 0 |  |  | 27939.7 | -5.1328
18156.2 | 0 |  |  | 22825.9 | -5.1328
20497.2 | 0 |  |  | 25840.7 | -5.1328
25164.8 | 0 |  |  | 22164.1 | -5.1328
24241.1 | 0 |  |  | 37914.2 | -5.1328
24972.3 | 0 |  |  | 26864.2 | -5.1328
26972.5 | 0 |  |  | 13901.5 | -5.1328
28709 | 0 |  |  | 34281.3 | -5.1328
27637.8 | 0 |  |  | 36117.6 | -5.1328
30209.7 | 0 |  |  | 32235.5 | -5.1328
31212.6 | 0.10362 |  |  | 0 | 667.372
31345 | 1.3508 |  |  | 16586.8 | 4898.24
22322.9 | 2.6277 |  |  | 30374.9 | 7168.19
20796 | 3.5964 |  |  | 34283 | 10794.1
20920.3 | 4.1704 |  |  | 39305.4 | 14348.5
27273.9 | 4.3696 |  |  | 38371 | 9748.23
26980.3 | 4.1773 |  |  | 31966.7 | 7831.06
31018 | 3.6043 |  |  | 33440.3 | 6846.33
33893.6 | 2.6546 |  |  | 37218.1 | 4563.6
37669.5 | 1.0987 |  |  | 39651.4 | 4412.14
37383 | 0.12381 |  |  | 34173.2 | 942.915
37376.5 | 0 |  |  | 19204.5 | -5.1328
36949.2 | 0 |  |  | 546.038 | -5.1328
35941.3 | 0 |  |  | 1563.29 | -5.1328
37183.5 | 0 |  |  | 2240.36 | -5.1328
37964.3 | 0 |  |  | 8689.52 | -5.1328
37557.8 | 0 |  |  | 2845.6 | -5.1328
36879.3 | 0 |  |  | 2963.56 | -5.1328
29400.7 | 0 |  |  | 0 | -5.1328
26278.7 | 0 |  |  | 0 | -5.1328
28050 | 0 |  |  | 0 | -5.1328
17524 | 0 |  |  | 0 | -5.1328
16261.6 | 0 |  |  | 0 | -5.1328
10155.3 | 0 |  |  | 0 | -5.1328
2391.17 | 0.063041 |  |  | 0 | 142.236
10184.9 | 1.3264 |  |  | 0 | 4336.76
23532.3 | 2.5321 |  |  | 0 | 10763.8
23553.7 | 3.4226 |  |  | 0 | 13731
30912.8 | 3.9287 |  |  | 0 | 15124.1
32638 | 4.0891 |  |  | 0 | 15942.3
35486.8 | 3.9224 |  |  | 0 | 15931.1
37573.5 | 3.3788 |  |  | 8822.5 | 14635.4
38320.6 | 2.4842 |  |  | 10719.4 | 12108.1
32039.4 | 1.305 |  |  | 13962.3 | 8035.91
38318.3 | 0.11768 |  |  | 11281 | 2889.57
38235.3 | 0 |  |  | 24785.8 | -5.1328
38192.6 | 0 |  |  | 23198.4 | -5.1328
38825.8 | 0 |  |  | 8398.38 | -5.1328
38596.4 | 0 |  |  | 10261.1 | -5.1328
38016.1 | 0 |  |  | 12898.6 | -5.1328
37830.2 | 0 |  |  | 4683.81 | -5.1328
38581.9 | 0 |  |  | 10617.3 | -5.1328
39031.3 | 0 |  |  | 13908.6 | -5.1328
39056.4 | 0 |  |  | 22877 | -5.1328
39298.3 | 0 |  |  | 13035.5 | -5.1328
38806.3 | 0 |  |  | 10022 | -5.1328
37899.6 | 0 |  |  | 4544.43 | -5.1328
38247.8 | 0 |  |  | 2137.78 | -5.1328
36958.1 | 0.067844 |  |  | 4763.52 | 811.058
37983.3 | 1.2927 |  |  | 0 | 6296.06
37396.9 | 2.4602 |  |  | 0 | 10984.1
35176.6 | 3.3276 |  |  | 0 | 14045.3
33431.5 | 3.8263 |  |  | 8443.38 | 15759.2
33149.3 | 2.5158 |  |  | 17658.2 | 16236.3
34969.7 | 3.7496 |  |  | 22070.9 | 15774.3
32974 | 3.2025 |  |  | 21202.6 | 14562.9
33582.9 | 2.297 |  |  | 37155 | 11905.8
31366.5 | 1.1544 |  |  | 20884 | 7844.59
24256.5 | 0.081725 |  |  | 10215.1 | 2713.48
28130.8 | 0 |  |  | 0 | -5.1328
23655.4 | 0 |  |  | 5765.22 | -5.1328
27762.3 | 0 |  |  | 975.558 | -5.1328
28235.5 | 0 |  |  | 249.431 | -5.1328
25520.5 | 0 |  |  | 787.324 | -5.1328
21323.9 | 0 |  |  | 8215.33 | -5.1328
20601.4 | 0 |  |  | 1393.03 | -5.1328
17242.8 | 0 |  |  | 4613.14 | -5.1328
11790.1 | 0 |  |  | 0 | -5.1328
7967.81 | 0 |  |  | 1788.42 | -5.1328
5741.92 | 0 |  |  | 3918.71 | -5.1328
8832.81 | 0 |  |  | 2583.75 | -5.1328
9251.19 | 0 |  |  | 724.14 | -5.1328
12491.8 | 0.066652 |  |  | 3691.31 | 694.853
2149.36 | 1.1399 |  |  | 35943.6 | 5903.37
752.185 | 2.2895 |  |  | 17926.5 | 10451.5
0 | 2.1255 |  |  | 13660.8 | 13618.7
0 | 1.9116 |  |  | 5519.67 | 15532.6
0 | 2.2223 |  |  | 329.694 | 16066.2
0 | 1.2664 |  |  | 2395.59 | 15616.6
0 | 1.4304 |  |  | 2809.48 | 14342
0 | 0.53086 |  |  | 7853.09 | 11959.7
0 | 0.27699 |  |  | 6283.72 | 8019.66
1931.66 | 0.026589 |  |  | 6624.06 | 2961.39
11222.4 | 0 |  |  | 9129.71 | -5.1328
17316.8 | 0 |  |  | 24190 | -5.1328
19152.9 | 0 |  |  | 24825.2 | -5.1328
13381.7 | 0 |  |  | 8329.57 | -5.1328
11468.8 | 0 |  |  | 7560.76 | -5.1328
10778.1 | 0 |  |  | 6903.11 | -5.1328
18208.6 | 0 |  |  | 22313.8 | -5.1328
19756.3 | 0 |  |  | 24194.9 | -5.1328
20332.7 | 0 |  |  | 28466.1 | -5.1328
19061.1 | 0 |  |  | 21270.9 | -5.1328
16923.4 | 0 |  |  | 17424.1 | -5.1328
16176.7 | 0 |  |  | 17783.3 | -5.1328
19010.2 | 0 |  |  | 13250.9 | -5.1328
29073.1 | 0.051418 |  |  | 1391.95 | 938.606
18838.2 | 0.73025 |  |  | 0 | 6200.72
3031.43 | 1.3073 |  |  | 0 | 10770.9
950.88 | 2.1521 |  |  | 0 | 14010
1347.63 | 2.1664 |  |  | 0 | 13248.5
1992.9 | 1.8528 |  |  | 0 | 16581.7
2540.54 | 1.7877 |  |  | 0 | 16171
3796.93 | 0.96696 |  |  | 0 | 14701.2
3532.14 | 0.40069 |  |  | 565.118 | 11998.7
3581.8 | 0.33988 |  |  | 7193.27 | 7812.09
14583.4 | 0.029354 |  |  | 4500.65 | 2786.19
21476.7 | 0 |  |  | 2116.07 | -5.1328
14260.7 | 0 |  |  | 5802.92 | -5.1328
12896.9 | 0 |  |  | 0 | -5.1328
7592.49 | 0 |  |  | 0 | -5.1328
6202.47 | 0 |  |  | 0 | -5.1328
5845.23 | 0 |  |  | 0 | -5.1328
8418.97 | 0 |  |  | 0 | -5.1328
8518.98 | 0 |  |  | 0 | -5.1328
7240.4 | 0 |  |  | 799.876 | -5.1328
5698.64 | 0 |  |  | 0 | -5.1328
5527.15 | 0 |  |  | 39.2743 | -5.1328
7788.7 | 0 |  |  | 0 | -5.1328
8020.38 | 0 |  |  | 0 | -5.1328
6324.83 | 0.013188 |  |  | 0 | 725.799
4156.49 | 0.19084 |  |  | 0 | 3364.6
2292.18 | 1.3597 |  |  | 0 | 10314.5
1730.1 | 2.08 |  |  | 796.533 | 10992.4
1622.62 | 2.1452 |  |  | 5162.5 | 12535.8
1328.22 | 1.9078 |  |  | 3824.52 | 13257.4
1273.54 | 2.1893 |  |  | 7425.13 | 12104.6
2230.34 | 0.84314 |  |  | 13029.7 | 10369.3
1628.93 | 0.47051 |  |  | 7493.17 | 8938.05
733.343 | 0.072615 |  |  | 11262 | 3791.04
0 | 0.0074621 |  |  | 5506.86 | 2614.6
174.388 | 0 |  |  | 5445.13 | -5.1328
1233.27 | 0 |  |  | 4141.52 | -5.1328
3027.62 | 0 |  |  | 3024.59 | -5.1328
3357.03 | 0 |  |  | 4665.86 | -5.1328
10385.7 | 0 |  |  | 3930.28 | -5.1328
10799.9 | 0 |  |  | 4226.74 | -5.1328
8156.65 | 0 |  |  | 5694.29 | -5.1328
4311.35 | 0 |  |  | 4001.68 | -5.1328
0 | 0 |  |  | 0 | -5.1328
3.1983 | 0 |  |  | 0 | -5.1328
0 | 0 |  |  | 0 | -5.1328
0 | 0 |  |  | 0 | -5.1328
0 | 0 |  |  | 0 | -5.1328
0 | 0.057826 |  |  | 0 | -5.1328
0 | 1.393 |  |  | 0 | 1381.42
0 | 1.2931 |  |  | 0 | 1106.88
0 | 1.9963 |  |  | 0 | 11015.4
0 | 2.4121 |  |  | 0 | 16770.6
0 | 2.5053 |  |  | 0 | 16770.6
0 | 2.7651 |  |  | 0 | 16770.6
0 | 3.3277 |  |  | 0 | 15864.1
0 | 2.474 |  |  | 0 | 12841.4
0 | 1.3506 |  |  | 0 | 6433.28
788.311 | 0.17296 |  |  | 0 | 2875.22
1644.47 | 0 |  |  | 0 | -5.1328
788.203 | 0 |  |  | 0 | -5.1328
328.723 | 0 |  |  | 0 | -5.1328
0 | 0 |  |  | 0 | -5.1328
0 | 0 |  |  | 0 | -5.1328
0 | 0 |  |  | 1770.83 | -5.1328
0 | 0 |  |  | 928.894 | -5.1328
0 | 0 |  |  | 1459.65 | -5.1328
0 | 0 |  |  | 3968.78 | -5.1328
0 | 0 |  |  | 7091.84 | -5.1328
0 | 0 |  |  | 4197.25 | -5.1328
0 | 0 |  |  | 1545.64 | -5.1328
0 | 0 |  |  | 539.606 | -5.1328
0 | 0.0050669 |  |  | 1633.08 | 1234.16
0 | 0.02659 |  |  | 800.852 | 6442.63
0 | 0.27153 |  |  | 6297.73 | 11090.4
0 | 0.81131 |  |  | 11018.4 | 14534.2
0 | 0.48932 |  |  | 15843.2 | 16735.7
0 | 0.47727 |  |  | 24634.5 | 16770.6
0 | 0.23968 |  |  | 30096.5 | 14443.7
0 | 0.21601 |  |  | 20630.1 | 15315.4
40.4218 | 0.18017 |  |  | 15829.3 | 10128.8
545.193 | 0.12674 |  |  | 18018.8 | 6044.47
1176.12 | 0.012921 |  |  | 21230.3 | 1644.51
2439.8 | 0 |  |  | 4524.3 | -5.1328
1855.85 | 0 |  |  | 22461.2 | -5.1328
2841.27 | 0 |  |  | 31708.1 | -5.1328
2002.45 | 0 |  |  | 22755.6 | -5.1328
1941.85 | 0 |  |  | 14042.1 | -5.1328
1321.87 | 0 |  |  | 2163.95 | -5.1328
1338.13 | 0 |  |  | 1057.88 | -5.1328
1401.77 | 0 |  |  | 1081.8 | -5.1328
925.66 | 0 |  |  | 17339.2 | -5.1328
763.52 | 0 |  |  | 0 | -5.1328
561.497 | 0 |  |  | 3953.83 | -5.1328
520.658 | 0 |  |  | 2944.45 | -5.1328
656.933 | 0 |  |  | 1642.44 | -5.1328
567.417 | 0.21624 |  |  | 0 | 106.151
863.801 | 1.4952 |  |  | 0 | 1651.75
0 | 2.679 |  |  | 0 | 6645.96
0 | 3.5303 |  |  | 0 | 7917.94
0 | 4.0324 |  |  | 0 | 12778.7
0 | 4.1621 |  |  | 0 | 12111.5
0 | 3.9691 |  |  | 0 | 9155.16
321.827 | 3.4234 |  |  | 0 | 8102.54
0 | 2.5556 |  |  | 0 | 4843.06
0 | 1.3862 |  |  | 0 | 2108
1900.21 | 0.1863 |  |  | 429.29 | 445.753
3460.83 | 0 |  |  | 1364.69 | -5.1328
3312.94 | 0 |  |  | 3731.27 | -5.1328
1608.97 | 0 |  |  | 2002.49 | -5.1328
1048.08 | 0 |  |  | 950.955 | -5.1328
432.621 | 0 |  |  | 1658.25 | -5.1328
0 | 0 |  |  | 4098.83 | -5.1328
0 | 0 |  |  | 1896.24 | -5.1328
0 | 0 |  |  | 1568.93 | -5.1328
0 | 0 |  |  | 14058.1 | -5.1328
0 | 0 |  |  | 10177 | -5.1328
0 | 0 |  |  | 11203.6 | -5.1328
0 | 0 |  |  | 8108.36 | -5.1328
0 | 0 |  |  | 10326.2 | -5.1328
0 | 0.044243 |  |  | 13148.1 | 95.4824
1253.5 | 1.067 |  |  | 9293.13 | 2973.24
1623.21 | 1.176 |  |  | 11096.4 | 11068.5
1040.4 | 0.8735 |  |  | 8787.9 | 9829.85
0 | 1.7863 |  |  | 12079.8 | 11515.2
0 | 2.5911 |  |  | 920.261 | 13995.1
0 | 1.3812 |  |  | 8669.35 | 4055.26
394.049 | 1.3991 |  |  | 34213.1 | 7749.78
2038 | 2.0817 |  |  | 9997.42 | 12292.5
3369.21 | 0.99611 |  |  | 39473.7 | 8132.84
9257.06 | 0.13354 |  |  | 37202.8 | 3129.42
22695.2 | 0 |  |  | 0 | -5.1328
30910.6 | 0 |  |  | 0 | -5.1328
25860.3 | 0 |  |  | 0 | -5.1328
24142.2 | 0 |  |  | 0 | -5.1328
22687.1 | 0 |  |  | 0 | -5.1328
27359.3 | 0 |  |  | 1857.65 | -5.1328
24449.1 | 0 |  |  | 0 | -5.1328
18379.8 | 0 |  |  | 0 | -5.1328
15587.8 | 0 |  |  | 0 | -5.1328
13082.5 | 0 |  |  | 0 | -5.1328
13163.4 | 0 |  |  | 15401.4 | -5.1328
18282.1 | 0 |  |  | 10926.5 | -5.1328
22748.8 | 0 |  |  | 25764.6 | -5.1328
28357.2 | 0.06753 |  |  | 23439.3 | 1420.27
16804.8 | 0.45857 |  |  | 787.372 | 6413.76
6921.44 | 1.5897 |  |  | 6280.63 | 7924.44
3846.07 | 3.1812 |  |  | 26568.4 | 11196.9
4639.01 | 2.2884 |  |  | 13895 | 14131.3
5432.69 | 3.8628 |  |  | 10181.6 | 9401.9
8374.28 | 3.6734 |  |  | 4977.57 | 9553.28
12058.8 | 3.1668 |  |  | 6909.15 | 570.822
15843.9 | 2.3493 |  |  | 7245.4 | 3874.54
14146.7 | 1.2083 |  |  | 1422.56 | 2148.4
22062.4 | 0.19146 |  |  | 6075.17 | 534.516
34652.2 | 0 |  |  | 23907.1 | -5.1328
30488.1 | 0 |  |  | 14752.7 | -5.1328
35239 | 0 |  |  | 12067 | -5.1328
34853.6 | 0 |  |  | 9612.17 | -5.1328
31370.6 | 0 |  |  | 9488.7 | -5.1328
31457.7 | 0 |  |  | 8607.18 | -5.1328
29451.3 | 0 |  |  | 1029.64 | -5.1328
24516.1 | 0 |  |  | 22947.7 | -5.1328
17731 | 0 |  |  | 23332.1 | -5.1328
15204.3 | 0 |  |  | 36745.7 | -5.1328
16611.1 | 0 |  |  | 11429 | -5.1328
14235.5 | 0 |  |  | 38235.6 | -5.1328
14344.1 | 0 |  |  | 34627.8 | -5.1328
14718.4 | 0.25011 |  |  | 26731.4 | 818.567
11760.9 | 1.3417 |  |  | 14610 | 4758.33
4238.79 | 2.4355 |  |  | 28111.6 | 8974.63
1923.15 | 2.5181 |  |  | 34681.4 | 3675.16
1139.37 | 2.4842 |  |  | 23148.4 | 2283.99
880.504 | 3.8499 |  |  | 29961.2 | 9262.13
1124.41 | 2.6986 |  |  | 28425.2 | 846.306
1609.57 | 2.6713 |  |  | 27962.4 | 770.418
2033.28 | 1.4489 |  |  | 30961.4 | 5870.21
2924.45 | 0.12065 |  |  | 32055.8 | 1577.97
3759.32 | 0.021475 |  |  | 18305.1 | 3197.01
13833.3 | 0 |  |  | 18038.8 | -5.1328
16861.8 | 0 |  |  | 26386.5 | -5.1328
18415 | 0 |  |  | 12362.4 | -5.1328
13507.2 | 0 |  |  | 2428.57 | -5.1328
19106.6 | 0 |  |  | 8943.45 | -5.1328
13203.5 | 0 |  |  | 13150.6 | -5.1328
13263.6 | 0 |  |  | 39323.9 | -5.1328
18601.7 | 0 |  |  | 0 | -5.1328
15460.5 | 0 |  |  | 3211.17 | -5.1328
8066.78 | 0 |  |  | 37845.1 | -5.1328
7207.54 | 0 |  |  | 29434.1 | -5.1328
5366.11 | 0 |  |  | 4531.03 | -5.1328
7406.1 | 0 |  |  | 2035.83 | -5.1328
4671.33 | 0.26725 |  |  | 8078.02 | 505.296
2155.48 | 1.2103 |  |  | 0 | 2957.59
1495.96 | 2.157 |  |  | 21152.6 | 7844.52
658.281 | 3.4465 |  |  | 19193 | 11388.7
66.5941 | 3.931 |  |  | 24125.9 | 15454.8
1088.07 | 3.7159 |  |  | 22624.2 | 16205.2
1992.5 | 3.4718 |  |  | 26227.5 | 14440.6
927.537 | 2.8267 |  |  | 25475.3 | 13023
725.297 | 1.6927 |  |  | 24950.4 | 11900.3
1165.5 | 0.90754 |  |  | 27273.5 | 7921.09
1565.18 | 0.1912 |  |  | 25632.3 | 3010.38
1321.14 | 0 |  |  | 16947.6 | -5.1328
1146.77 | 0 |  |  | 22248.7 | -5.1328
1146.36 | 0 |  |  | 9212.6 | -5.1328
476.096 | 0 |  |  | 6463.66 | -5.1328
1067.83 | 0 |  |  | 8917.61 | -5.1328
1287.95 | 0 |  |  | 7754.23 | -5.1328
1191.47 | 0 |  |  | 4963.3 | -5.1328
265.095 | 0 |  |  | 5741.42 | -5.1328
0 | 0 |  |  | 3354.96 | -5.1328
0 | 0 |  |  | 2699.84 | -5.1328
753.485 | 0 |  |  | 4607.57 | -5.1328
1665.28 | 0 |  |  | 9704.57 | -5.1328
1609.92 | 0 |  |  | 6053.3 | -5.1328
1630.36 | 0.36315 |  |  | 6715.76 | 1644.51
0 | 1.574 |  |  | 2355.55 | 6898.21
0 | 2.7441 |  |  | 6557.78 | 11269.5
0 | 3.6238 |  |  | 3621.34 | 14041.8
0 | 4.1043 |  |  | 4874.24 | 13152.3
0 | 4.2741 |  |  | 4083.74 | 13271.3
0 | 4.0849 |  |  | 5177.5 | 15822.8
0 | 3.5517 |  |  | 10236.6 | 14416.7
0 | 2.6842 |  |  | 21043 | 11945.1
0 | 1.5434 |  |  | 29849.2 | 8114.75
0 | 0.34804 |  |  | 32185.2 | 1331.54
433.127 | 0 |  |  | 29152.1 | -5.1328
856.635 | 0 |  |  | 9255.88 | -5.1328
1356.41 | 0 |  |  | 7793.15 | -5.1328
2296.54 | 0 |  |  | 7551.46 | -5.1328
2564.59 | 0 |  |  | 2707.98 | -5.1328
2642.48 | 0 |  |  | 2242.7 | -5.1328
4269.71 | 0 |  |  | 2987.85 | -5.1328
5664.86 | 0 |  |  | 4092.93 | -5.1328
6449.99 | 0 |  |  | 24394.4 | -5.1328
8854.32 | 0 |  |  | 6170.55 | -5.1328
10359.6 | 0 |  |  | 2099.82 | -5.1328
11969.4 | 0 |  |  | 2736.69 | -5.1328
14667 | 0 |  |  | 8671.24 | -5.1328
16140.2 | 0.34643 |  |  | 36020.3 | 1738.16
10126.1 | 1.394 |  |  | 32854.7 | 6803.07
3414.08 | 2.3362 |  |  | 32155.2 | 11150.7
5037.05 | 3.1373 |  |  | 30455.8 | 14190
8332.3 | 3.6138 |  |  | 30519.7 | 16181.8
10130.8 | 4.0948 |  |  | 29115.6 | 16770.6
12366.5 | 3.8965 |  |  | 27507.5 | 16573
13032.7 | 3.368 |  |  | 27775.2 | 15107.9
13479.8 | 2.5298 |  |  | 27229 | 12447.7
15108.5 | 1.4058 |  |  | 32898.9 | 7415.38
13528.2 | 0.2988 |  |  | 25775.4 | 3252.11
22694.8 | 0 |  |  | 16717.4 | -5.1328
27218.6 | 0 |  |  | 6857.54 | -5.1328
28152.4 | 0 |  |  | 8697.9 | -5.1328
29185.9 | 0 |  |  | 25090.8 | -5.1328
30543.5 | 0 |  |  | 39443.3 | -5.1328
28832.2 | 0 |  |  | 22626.4 | -5.1328
28216 | 0 |  |  | 29551.9 | -5.1328
26047.2 | 0 |  |  | 12690.6 | -5.1328
26303.4 | 0 |  |  | 13533.3 | -5.1328
26845.2 | 0 |  |  | 0 | -5.1328
26999.6 | 0 |  |  | 38977.6 | -5.1328
28158.5 | 0 |  |  | 4224.64 | -5.1328
27416.2 | 0 |  |  | 0 | -5.1328
26771 | 0.37644 |  |  | 0 | 403.098
27688 | 1.4987 |  |  | 33103.7 | 4457.41
23669.9 | 2.593 |  |  | 35821.5 | 7054
25776 | 3.4089 |  |  | 19419.7 | 10360.5
23528.5 | 3.5424 |  |  | 14266.5 | 12731.4
23976.1 | 4.0266 |  |  | 25112.2 | 14079.3
26898.1 | 3.5686 |  |  | 11254.8 | 13994.2
24806.4 | 3.036 |  |  | 17184.4 | 11453.2
21342.4 | 2.1981 |  |  | 11511.2 | 9382.01
17099.8 | 1.1825 |  |  | 7114.04 | 8197.7
9589.69 | 0.26995 |  |  | 540.621 | 3180.97
12159.5 | 0 |  |  | 9206.4 | -5.1328
12017.8 | 0 |  |  | 1349.85 | -5.1328
7685.71 | 0 |  |  | 0 | -5.1328
8772.38 | 0 |  |  | 0 | -5.1328
12750.4 | 0 |  |  | 0 | -5.1328
8094.51 | 0 |  |  | 0 | -5.1328
11245.8 | 0 |  |  | 0 | -5.1328
10679.2 | 0 |  |  | 1976.49 | -5.1328
14852.9 | 0 |  |  | 1691.82 | -5.1328
14708 | 0 |  |  | 0 | -5.1328
9996.16 | 0 |  |  | 0 | -5.1328
10174.9 | 0 |  |  | 0 | -5.1328
7924.1 | 0 |  |  | 0 | -5.1328
6401.7 | 0.3455 |  |  | 0 | 1705.72
7863.83 | 1.3909 |  |  | 0 | 6870.19
6783.78 | 1.1466 |  |  | 0 | 11276.7
6266 | 1.5804 |  |  | 0 | 14148
5721.59 | 3.2161 |  |  | 0 | 15780.8
5699.1 | 3.9061 |  |  | 0 | 16195.4
5954.25 | 3.7194 |  |  | 1294.12 | 15498.9
7007.38 | 3.2118 |  |  | 3064.3 | 14267.2
4674.16 | 2.424 |  |  | 3573.39 | 11943.3
5370.22 | 1.3765 |  |  | 2138.59 | 8215.11
4877.3 | 0.32748 |  |  | 2289.18 | 3344.8
6733.51 | 0 |  |  | 0 | -5.1328
7936.29 | 0 |  |  | 0 | -5.1328
13771.4 | 0 |  |  | 3160.57 | -5.1328
20282.6 | 0 |  |  | 0 | -5.1328
11954.4 | 0 |  |  | 293.717 | -5.1328
13584.7 | 0 |  |  | 3417.25 | -5.1328
13565.7 | 0 |  |  | 0 | -5.1328
10302.8 | 0 |  |  | 0 | -5.1328
10865.7 | 0 |  |  | 289.464 | -5.1328
10160.6 | 0 |  |  | 5509.65 | -5.1328
9758.14 | 0 |  |  | 1707.4 | -5.1328
9592.23 | 0 |  |  | 9841.2 | -5.1328
8305.64 | 0 |  |  | 7548.26 | -5.1328
6261.84 | 0.052779 |  |  | 21965.6 | 1842.22
842.521 | 0.20517 |  |  | 27306.6 | 6913.95
0 | 0.3555 |  |  | 34352.9 | 11385.5
0 | 0.41808 |  |  | 37786.7 | 14479.9
386.673 | 0.26806 |  |  | 31555.6 | 16478.9
429.428 | 0.19523 |  |  | 34323.7 | 16770.6
0 | 0.10957 |  |  | 34197.1 | 16770.6
0 | 0.4516 |  |  | 37674.4 | 15439.1
0 | 0.71226 |  |  | 30402 | 12587.4
0 | 0.39404 |  |  | 31794.8 | 8500.24
0 | 0.090178 |  |  | 25280.2 | 3360.97
0 | 0 |  |  | 27768.5 | -5.1328
0 | 0 |  |  | 31107.6 | -5.1328
0 | 0 |  |  | 11061.7 | -5.1328
0 | 0 |  |  | 27815.9 | -5.1328
0 | 0 |  |  | 12672.8 | -5.1328
0 | 0 |  |  | 2435.69 | -5.1328
0 | 0 |  |  | 17196.8 | -5.1328
917.64 | 0 |  |  | 8777.95 | -5.1328
1356.83 | 0 |  |  | 494.857 | -5.1328
2392.93 | 0 |  |  | 10575.6 | -5.1328
6038.73 | 0 |  |  | 32028.5 | -5.1328
9276.77 | 0 |  |  | 32867.8 | -5.1328
18164.2 | 0 |  |  | 26273.5 | -5.1328
23201.3 | 0.34767 |  |  | 35324 | 1773.12
10191.2 | 1.1582 |  |  | 28175.8 | 6765.51
1824.38 | 2.8473 |  |  | 38563 | 708.641
2997.48 | 3.6936 |  |  | 37828.6 | 1991.95
4936.38 | 4.1584 |  |  | 35292.9 | 620.617
5459.55 | 3.7469 |  |  | 29254.4 | 4038.27
6350.09 | 3.8088 |  |  | 31904.6 | 2075.18
7544.53 | 2.0243 |  |  | 34542.8 | 2788.36
9042.4 | 1.2438 |  |  | 30339.8 | 6343.71
10829.7 | 0.73956 |  |  | 29338.8 | 3586.13
15394 | 0.20035 |  |  | 15059 | 9.115
24920.1 | 0 |  |  | 24788.2 | -5.1328
34946.5 | 0 |  |  | 6253.73 | -5.1328
36362.2 | 0 |  |  | 7762.24 | -5.1328
35576.8 | 0 |  |  | 15267.8 | -5.1328
35236.5 | 0 |  |  | 6953.74 | -5.1328
32499.4 | 0 |  |  | 13280.2 | -5.1328
33720.1 | 0 |  |  | 21018.6 | -5.1328
31783.5 | 0 |  |  | 5185.56 | -5.1328
27849.7 | 0 |  |  | 3178.45 | -5.1328
27107.6 | 0 |  |  | 8703.69 | -5.1328
27453.8 | 0 |  |  | 6364.19 | -5.1328
24822.9 | 0 |  |  | 3224.96 | -5.1328
23736.7 | 0 |  |  | 15977.7 | -5.1328
23875.3 | 0.37754 |  |  | 2469.64 | 1836.56
8234.89 | 1.2397 |  |  | 0 | 6935.46
851.655 | 1.9911 |  |  | 715.602 | 11293.3
0 | 3.0207 |  |  | 7637.85 | 14558.1
0 | 4.2582 |  |  | 27319.5 | 16686.4
0 | 4.4125 |  |  | 35236.2 | 16770.6
0 | 4.2085 |  |  | 29630 | 16770.6
366.116 | 3.6629 |  |  | 22318.6 | 15469.8
62.9417 | 2.8148 |  |  | 15684 | 12612.7
0 | 1.6631 |  |  | 16309.8 | 8517.76
2175.97 | 0.45146 |  |  | 10535.5 | 2124.1
5497.27 | 0 |  |  | 29051.9 | -5.1328
10451.5 | 0 |  |  | 31779.4 | -5.1328
24571.7 | 0 |  |  | 21106.4 | -5.1328
14899.8 | 0 |  |  | 35068.8 | -5.1328
19954.3 | 0 |  |  | 19154.5 | -5.1328
21519.5 | 0 |  |  | 3304.75 | -5.1328
19395.5 | 0 |  |  | 11889.1 | -5.1328
14812.4 | 0 |  |  | 12261.9 | -5.1328
17192.5 | 0 |  |  | 15723.8 | -5.1328
7135.76 | 0 |  |  | 17698.1 | -5.1328
2067.18 | 0 |  |  | 11607 | -5.1328
3217.42 | 0 |  |  | 0 | -5.1328
5547.44 | 0 |  |  | 0 | -5.1328
8448.14 | 0.25455 |  |  | 0 | 1995.84
9221.49 | 0.75261 |  |  | 0 | 7198.94
11236.7 | 2.0731 |  |  | 0 | 11643.6
5637.46 | 3.2897 |  |  | 0 | 14785.4
3269.22 | 3.7457 |  |  | 0 | 16564.4
0 | 3.7511 |  |  | 0 | 16770.6
0 | 3.7652 |  |  | 0 | 16690.9
0 | 3.1288 |  |  | 0 | 15097.4
0 | 2.5184 |  |  | 0 | 12388.3
0 | 1.6902 |  |  | 0 | 8395.91
0 | 0.47796 |  |  | 0 | 3391.19
444.592 | 0 |  |  | 1470.34 | -5.1328
1439.4 | 0 |  |  | 0 | -5.1328
6383.35 | 0 |  |  | 0 | -5.1328
13637.3 | 0 |  |  | 0 | -5.1328
15995.7 | 0 |  |  | 0 | -5.1328
15087.3 | 0 |  |  | 0 | -5.1328
23527.9 | 0 |  |  | 0 | -5.1328
28038.9 | 0 |  |  | 0 | -5.1328
25382.9 | 0 |  |  | 0 | -5.1328
32108.2 | 0 |  |  | 0 | -5.1328
28989 | 0 |  |  | 0 | -5.1328
25701.9 | 0 |  |  | 0 | -5.1328
28070 | 0 |  |  | 0 | -5.1328
22162 | 0.62832 |  |  | 0 | 717.552
15845 | 1.9247 |  |  | 0 | 5274.57
28313.6 | 3.0796 |  |  | 0 | 11751.7
24929.9 | 3.4821 |  |  | 0 | 14654.5
17741 | 3.9809 |  |  | 1195.84 | 16342.2
21918.1 | 4.1308 |  |  | 6466.46 | 16765.8
25948.7 | 3.9354 |  |  | 10167.9 | 16348.2
20312.9 | 3.4218 |  |  | 10392.8 | 14898.3
21149 | 2.6368 |  |  | 10632.6 | 12286.5
17252 | 1.5694 |  |  | 13625.6 | 8273.35
23911.1 | 0.44857 |  |  | 9539.72 | 3362.74
27553.8 | 0 |  |  | 10194.1 | -5.1328
29223 | 0 |  |  | 4319.95 | -5.1328
30768.6 | 0 |  |  | 7734.75 | -5.1328
30102.3 | 0 |  |  | 23879 | -5.1328
24880.2 | 0 |  |  | 18290.8 | -5.1328
23606.3 | 0 |  |  | 7764.24 | -5.1328
19454.3 | 0 |  |  | 2745.15 | -5.1328
14825.6 | 0 |  |  | 3148.98 | -5.1328
11750.6 | 0 |  |  | 6650.11 | -5.1328
8902.14 | 0 |  |  | 575.256 | -5.1328
8981 | 0 |  |  | 1944.23 | -5.1328
7247.71 | 0 |  |  | 0 | -5.1328
7256.89 | 0 |  |  | 0 | -5.1328
5653.88 | 0.5022 |  |  | 202.487 | 2005.31
815.884 | 1.4962 |  |  | 652.579 | 6948.13
0 | 3.007 |  |  | 1509.05 | 11462.2
0 | 3.4971 |  |  | 5274.06 | 14682.4
0 | 4.2832 |  |  | 5953.37 | 16694.7
324.983 | 4.4145 |  |  | 6575.14 | 16770.6
1149.24 | 4.2215 |  |  | 10856.4 | 16770.6
1732.31 | 3.6854 |  |  | 14191.9 | 15481.5
2236.74 | 2.8277 |  |  | 19732.9 | 12408.2
4002.41 | 1.688 |  |  | 20777 | 7172.92
4018.49 | 0.49253 |  |  | 19669 | 2721.45
2098.51 | 0 |  |  | 34730.6 | -5.1328
1605.83 | 0 |  |  | 38585.6 | -5.1328
1677.84 | 0 |  |  | 32371.7 | -5.1328
1900.31 | 0 |  |  | 37402.8 | -5.1328
7432.04 | 0 |  |  | 38166.7 | -5.1328
8143.72 | 0 |  |  | 3609.31 | -5.1328
9974.36 | 0 |  |  | 0 | -5.1328
7404.28 | 0 |  |  | 0 | -5.1328
6853.12 | 0 |  |  | 0 | -5.1328
3630.16 | 0 |  |  | 0 | -5.1328
3764.22 | 0 |  |  | 0 | -5.1328
7926.62 | 0 |  |  | 3163.91 | -5.1328
9156.98 | 0 |  |  | 2659.17 | -5.1328
12758.2 | 0.39153 |  |  | 618.375 | 2113.65
14295.1 | 1.1429 |  |  | 0 | 7253.19
15770.6 | 1.8258 |  |  | 6893.09 | 11892.8
16698.7 | 2.1068 |  |  | 12422.6 | 15283.2
25465.3 | 1.4603 |  |  | 13059.6 | 16770.6
31067.1 | 1.9603 |  |  | 5978.22 | 16770.6
33516.6 | 2.0123 |  |  | 25021.5 | 16770.6
36004 | 1.7144 |  |  | 24528.9 | 15667.5
34593.2 | 1.0484 |  |  | 25953.2 | 12699.3
32400.2 | 0.61962 |  |  | 29269.8 | 8444.12
27501.1 | 0.18706 |  |  | 22089.6 | 3364.35
33118.3 | 0 |  |  | 23662.9 | -5.1328
26316.4 | 0 |  |  | 24843.2 | -5.1328
23808.8 | 0 |  |  | 18548 | -5.1328
24567.4 | 0 |  |  | 925.721 | -5.1328
27479.5 | 0 |  |  | 0 | -5.1328
23990.2 | 0 |  |  | 6895.44 | -5.1328
32589.9 | 0 |  |  | 10498.3 | -5.1328
26311.5 | 0 |  |  | 7819.07 | -5.1328
18098.9 | 0 |  |  | 16367.6 | -5.1328
14504.1 | 0 |  |  | 13357.8 | -5.1328
12104.1 | 0 |  |  | 13718.6 | -5.1328
7196.92 | 0 |  |  | 16052.6 | -5.1328
6114.3 | 0 |  |  | 9521.2 | -5.1328
5226.2 | 0.6754 |  |  | 8978.46 | 2305.18
439.452 | 1.9271 |  |  | 12620.5 | 7401.37
0 | 3.04 |  |  | 7799.7 | 11541.3
0 | 3.8314 |  |  | 25536.4 | 14131.2
0 | 4.3035 |  |  | 28081.8 | 16114.4
0 | 4.4243 |  |  | 30569.1 | 16770.6
0 | 4.2241 |  |  | 34882.9 | 16663.9
84.8956 | 3.6983 |  |  | 37661.6 | 15181.9
0 | 2.8597 |  |  | 37122.3 | 12471.9
0 | 1.7312 |  |  | 38590.4 | 8389
0 | 0.52723 |  |  | 38632 | 3411.62
4071.2 | 0 |  |  | 36981.6 | -5.1328
4804.58 | 0 |  |  | 33474.1 | -5.1328
4583.95 | 0 |  |  | 28692.4 | -5.1328
4593.78 | 0 |  |  | 33559 | -5.1328
4359.3 | 0 |  |  | 26708.5 | -5.1328
3350.08 | 0 |  |  | 33556.4 | -5.1328
3621.05 | 0 |  |  | 39981.7 | -5.1328
2649.76 | 0 |  |  | 39087.4 | -5.1328
2759.39 | 0 |  |  | 39436.1 | -5.1328
3321.59 | 0 |  |  | 39892.7 | -5.1328
3707.67 | 0 |  |  | 39562.9 | -5.1328
4289.04 | 0 |  |  | 40053.4 | -5.1328
3943.1 | 0 |  |  | 36471 | -5.1328
7249.79 | 0.71035 |  |  | 23758.7 | 2344.47
7479.03 | 1.9458 |  |  | 20425.6 | 7340.88
1177.05 | 2.9965 |  |  | 10049.3 | 11540.1
666.305 | 3.6823 |  |  | 2017.13 | 14618.9
730.931 | 4.0556 |  |  | 0 | 14456.2
758.258 | 4.145 |  |  | 3036.36 | 15148.5
1724.35 | 4.0086 |  |  | 25968 | 14614.7
1182.16 | 3.5871 |  |  | 23987.3 | 10082.7
2075.85 | 2.7997 |  |  | 11529.2 | 9637.09
1448.32 | 1.7133 |  |  | 2556.79 | 533.005
2063.4 | 0.53554 |  |  | 26587.3 | 1649.89
1966.6 | 0 |  |  | 19668.2 | -5.1328
3281.99 | 0 |  |  | 38912.2 | -5.1328
6931.84 | 0 |  |  | 2000.2 | -5.1328
9602 | 0 |  |  | 2172.13 | -5.1328
11030.9 | 0 |  |  | 8598.26 | -5.1328
8222.01 | 0 |  |  | 22087.4 | -5.1328
9486.41 | 0 |  |  | 14500.4 | -5.1328
11555.5 | 0 |  |  | 18264.1 | -5.1328
9730.94 | 0 |  |  | 32133.7 | -5.1328
9431.58 | 0 |  |  | 29375.2 | -5.1328
7074.51 | 0 |  |  | 4963.34 | -5.1328
9686.77 | 0 |  |  | 1338.21 | -5.1328
4826.75 | 0 |  |  | 1785.17 | -5.1328
9379.47 | 0.73248 |  |  | 0 | 1186.41
9698.38 | 1.9767 |  |  | 0 | 1849.46
6142.76 | 3.0697 |  |  | 1109.05 | 6363.51
11910.4 | 3.8361 |  |  | 4938.27 | 14210.2
11257.6 | 4.2564 |  |  | 9124.91 | 16770.6
8433.25 | 4.3618 |  |  | 16761.7 | 16770.6
10086.1 | 4.1711 |  |  | 13870.1 | 16770.6
10714.8 | 3.642 |  |  | 21092 | 15594.7
6933.5 | 2.811 |  |  | 23241.2 | 12537.9
5841.95 | 1.704 |  |  | 15093.9 | 8286.26
8618.94 | 0.53236 |  |  | 7645.69 | 3254.54
5062.37 | 0 |  |  | 4041.51 | -5.1328
1994.58 | 0 |  |  | 8025.45 | -5.1328
7536.16 | 0 |  |  | 4082.46 | -5.1328
3220.91 | 0 |  |  | 12751.6 | -5.1328
4069.19 | 0 |  |  | 10711.5 | -5.1328
2347.56 | 0 |  |  | 7042.19 | -5.1328
3075.51 | 0 |  |  | 4608.87 | -5.1328
2291.45 | 0 |  |  | 7681.28 | -5.1328
2806.13 | 0 |  |  | 6074.92 | -5.1328
1954.75 | 0 |  |  | 4912.52 | -5.1328
4553.49 | 0 |  |  | 852.62 | -5.1328
4405.51 | 0 |  |  | 0 | -5.1328
6304.83 | 0 |  |  | 0 | -5.1328
2330.96 | 0.64538 |  |  | 2441.74 | 22.5781
1307.23 | 1.7598 |  |  | 0 | 4178.16
2027.38 | 2.7426 |  |  | 0 | 279.967
2988.75 | 2.8909 |  |  | 0 | 1862.5
4019.89 | 3.0205 |  |  | 3482.1 | 4159.66
4764.58 | 2.4156 |  |  | 21404.7 | 4188.42
10501.8 | 1.8798 |  |  | 33535.3 | 6457.99
14138.9 | 1.1824 |  |  | 25193.1 | 6948.84
14585.3 | 0.4526 |  |  | 38856.4 | 10274.2
16460.7 | 0.27368 |  |  | 38333.1 | 192.185
18168.9 | 0.090468 |  |  | 39654.9 | 536.765
11016.5 | 0 |  |  | 2681.39 | -5.1328
13378.3 | 0 |  |  | 3410.57 | -5.1328
19868 | 0 |  |  | 1260.3 | -5.1328
10350.9 | 0 |  |  | 1055.02 | -5.1328
6669.8 | 0 |  |  | 11562.6 | -5.1328
4594.38 | 0 |  |  | 1974.78 | -5.1328
5964.48 | 0 |  |  | 2689.44 | -5.1328
2682.7 | 0 |  |  | 0 | -5.1328
9176.04 | 0 |  |  | 1794.13 | -5.1328
9469.58 | 0 |  |  | 3150.82 | -5.1328
8072.6 | 0 |  |  | 0 | -5.1328
8011.54 | 0 |  |  | 0 | -5.1328
10175.1 | 0 |  |  | 728.983 | -5.1328
11133.4 | 0.052265 |  |  | 0 | 1413.73
4012.77 | 0.13302 |  |  | 0 | 2266.34
5698.53 | 0.23999 |  |  | 0 | 1587.48
6409.91 | 0.42196 |  |  | 0 | 5100.58
6590.87 | 0.33315 |  |  | 0 | 2834.05
10013.5 | 0.33277 |  |  | 831.528 | 4793.94
11632 | 0.33338 |  |  | 640.998 | 7882.53
16719.9 | 0.094247 |  |  | 0 | 11433.9
18932.2 | 0.095347 |  |  | 757.024 | 11843.9
23940.6 | 0.056725 |  |  | 0 | 5744.25
24906.1 | 0.021439 |  |  | 0 | 1581.68
25542.4 | 0 |  |  | 2441.2 | -5.1328
29177.7 | 0 |  |  | 11822.3 | -5.1328
36014.6 | 0 |  |  | 10487.7 | -5.1328
39116.9 | 0 |  |  | 8760.65 | -5.1328
39651.6 | 0 |  |  | 12958.1 | -5.1328
40053.4 | 0 |  |  | 12085.3 | -5.1328
39959.8 | 0 |  |  | 24193.8 | -5.1328
39614.8 | 0 |  |  | 19601.8 | -5.1328
39698.9 | 0 |  |  | 15685.1 | -5.1328
39216.1 | 0 |  |  | 15112.3 | -5.1328
39295.1 | 0 |  |  | 17444 | -5.1328
38696.4 | 0 |  |  | 13693.6 | -5.1328
38097.7 | 0 |  |  | 10399.3 | -5.1328
38722.6 | 0.069246 |  |  | 12870 | 2435.67
37749 | 0.15901 |  |  | 8297.02 | 7372.99
32909.3 | 0.54511 |  |  | 3518.47 | 11612.1
20509.9 | 0.82001 |  |  | 0 | 14739.6
34787 | 2.0793 |  |  | 0 | 16661.7
36881.9 | 3.594 |  |  | 0 | 16770.6
36536.6 | 3.8633 |  |  | 10051.7 | 16770.6
39627.1 | 3.3529 |  |  | 11598.8 | 15070.4
39149.2 | 2.6185 |  |  | 9076.03 | 12316.5
38971.1 | 1.6235 |  |  | 10388.5 | 8206.79
38650.7 | 0.53395 |  |  | 7113.21 | 3297.88
39140.5 | 0 |  |  | 3074.98 | -5.1328
39795.4 | 0 |  |  | 1187.77 | -5.1328
38525.4 | 0 |  |  | 0 | -5.1328
39343.4 | 0 |  |  | 0 | -5.1328
38557.4 | 0 |  |  | 0 | -5.1328
38745.9 | 0 |  |  | 0 | -5.1328
37529.4 | 0 |  |  | 0 | -5.1328
38496.8 | 0 |  |  | 0 | -5.1328
39616.2 | 0 |  |  | 0 | -5.1328
38967.9 | 0 |  |  | 0 | -5.1328
37796.2 | 0 |  |  | 0 | -5.1328
37535.2 | 0 |  |  | 0 | -5.1328
37263.3 | 0 |  |  | 3996.31 | -5.1328
37191 | 0.67593 |  |  | 8092.45 | 2501.58
27827.6 | 0.76211 |  |  | 8499.36 | 7430.45
23751.3 | 0.94919 |  |  | 15889.7 | 11685.7
25482.3 | 2.5649 |  |  | 2401.5 | 14698.2
29064.6 | 3.2992 |  |  | 8262.31 | 16554.7
31378.2 | 3.8573 |  |  | 7566.52 | 16770.6
31068.9 | 3.1272 |  |  | 10867 | 16755.5
34334.9 | 1.6496 |  |  | 39370.7 | 15118.4
36300.9 | 1.722 |  |  | 40053.4 | 11199
37366 | 1.4795 |  |  | 40053.4 | 8249.48
36109.5 | 0.4876 |  |  | 38203.4 | 3335.46
33755.4 | 0 |  |  | 37635.6 | -5.1328
37470.5 | 0 |  |  | 39357.4 | -5.1328
36785 | 0 |  |  | 37098 | -5.1328
39128.6 | 0 |  |  | 39549.6 | -5.1328
38442.6 | 0 |  |  | 19760.4 | -5.1328
38401.3 | 0 |  |  | 2924.15 | -5.1328
38901.8 | 0 |  |  | 18972 | -5.1328
38380 | 0 |  |  | 299.095 | -5.1328
38101.8 | 0 |  |  | 3740.98 | -5.1328
36964.9 | 0 |  |  | 7215.95 | -5.1328
34964.3 | 0 |  |  | 0 | -5.1328
36113.2 | 0 |  |  | 0 | -5.1328
34374.4 | 0.015675 |  |  | 1838.42 | -5.1328
34893.6 | 0.33329 |  |  | 1814.55 | 2552.35
23433.6 | 0.76849 |  |  | 0 | 5889.36
28329.7 | 1.6179 |  |  | 579.269 | 9303.51
27184.9 | 1.8928 |  |  | 634.253 | 13940.8
28477.8 | 3.9307 |  |  | 8252.99 | 15774.1
25933.6 | 4.0745 |  |  | 9890.23 | 16723.4
22437.7 | 3.9119 |  |  | 16468.5 | 16381.2
21092.2 | 3.4253 |  |  | 22457.2 | 14777.7
17978.7 | 2.674 |  |  | 28769 | 12058.6
12351.6 | 1.6574 |  |  | 33607.7 | 8213.37
13793.8 | 0.56575 |  |  | 26634.9 | 3427.86
9548.29 | 0 |  |  | 27487.5 | 43.5934
19059.7 | 0 |  |  | 33178.7 | -5.1328
18666.4 | 0 |  |  | 30366.4 | -5.1328
19501.1 | 0 |  |  | 12999.7 | -5.1328
21311.7 | 0 |  |  | 9450.46 | -5.1328
15846.5 | 0 |  |  | 9795.92 | -5.1328
11764.5 | 0 |  |  | 12689.3 | -5.1328
9207.18 | 0 |  |  | 35167.3 | -5.1328
10785.3 | 0 |  |  | 34713 | -5.1328
6167.27 | 0 |  |  | 29606.9 | -5.1328
5714.6 | 0 |  |  | 35222.4 | -5.1328
3539.32 | 0 |  |  | 33208.5 | -5.1328
226.348 | 0.03618 |  |  | 28990.8 | -5.1328
865.898 | 0.84738 |  |  | 9693.11 | 2736.86
0 | 2.0522 |  |  | 14121.5 | 7812.65
0 | 3.081 |  |  | 22602.8 | 12076.6
0 | 3.8125 |  |  | 20848.1 | 15033.1
0 | 4.2566 |  |  | 23532.5 | 16757
0 | 4.4033 |  |  | 22550 | 16770.6
0 | 4.2293 |  |  | 30154.1 | 16710
0 | 3.7246 |  |  | 32076.8 | 14982.2
0 | 2.9135 |  |  | 35404.9 | 12176.5
0 | 1.8367 |  |  | 32947.3 | 8229.16
0 | 0.63359 |  |  | 37649.7 | 3438.94
1654.77 | 0 |  |  | 30749.5 | 54.3815
4720.28 | 0 |  |  | 4891.93 | -5.1328
6046.22 | 0 |  |  | 2227.99 | -5.1328
4134.39 | 0 |  |  | 2653.95 | -5.1328
4235 | 0 |  |  | 4442.73 | -5.1328
7789.46 | 0 |  |  | 2670.52 | -5.1328
4611.16 | 0 |  |  | 0 | -5.1328
1896.1 | 0 |  |  | 1233.41 | -5.1328
0 | 0 |  |  | 0 | -5.1328
0 | 0 |  |  | 0 | -5.1328
0 | 0 |  |  | 21.9102 | -5.1328
2088.05 | 0 |  |  | 0 | -5.1328
942.397 | 0.042274 |  |  | 2714.52 | -5.1328
2335.83 | 0.86478 |  |  | 6455.38 | 2770.18
65.6953 | 2.049 |  |  | 11816.7 | 7779.83
0 | 3.0361 |  |  | 9979.15 | 11926
0 | 2.5393 |  |  | 9187.62 | 14514
0 | 3.3056 |  |  | 8023.83 | 15841.3
0 | 3.4177 |  |  | 7458.47 | 16513.6
0 | 3.2853 |  |  | 10191.4 | 16299.1
0 | 2.2793 |  |  | 12740.1 | 14894.9
0 | 1.7974 |  |  | 11268.7 | 12295.1
0 | 1.5235 |  |  | 9309.32 | 8281.17
0 | 0.51433 |  |  | 9956.9 | 3442.87
0 | 0 |  |  | 10174.1 | 62.63
0 | 0 |  |  | 6605.18 | -5.1328
0 | 0 |  |  | 7606 | -5.1328
0 | 0 |  |  | 891.425 | -5.1328
0 | 0 |  |  | 0 | -5.1328
0 | 0 |  |  | 0 | -5.1328
0 | 0 |  |  | 0 | -5.1328
0 | 0 |  |  | 0 | -5.1328
0 | 0 |  |  | 0 | -5.1328
0 | 0 |  |  | 0 | -5.1328
0 | 0 |  |  | 0 | -5.1328
0 | 0 |  |  | 0 | -5.1328
0 | 0.015677 |  |  | 0 | -5.1328
0 | 0.22768 |  |  | 0 | 2603.04
0 | 0.47907 |  |  | 0 | 7458.4
0 | 0.59239 |  |  | 0 | 11798
0 | 0.44565 |  |  | 0 | 14936.6
0 | 0.61043 |  |  | 0 | 16634.8
0 | 0.42751 |  |  | 0 | 16770.6
0 | 0.59615 |  |  | 0 | 16725.2
0 | 0.10929 |  |  | 0 | 14863.6
0 | 0.029115 |  |  | 1169.25 | 12030.8
0 | 0.14102 |  |  | 3425.62 | 8000.03
0 | 0.47609 |  |  | 635.421 | 3282.75
0 | 0 |  |  | 4834.75 | 61.9249
0 | 0 |  |  | 6428.17 | -5.1328
570.058 | 0 |  |  | 10375 | -5.1328
1115.16 | 0 |  |  | 0 | -5.1328
0 | 0 |  |  | 0 | -5.1328
703.809 | 0 |  |  | 0 | -5.1328
1259.58 | 0 |  |  | 0 | -5.1328
1430.25 | 0 |  |  | 0 | -5.1328
1014.18 | 0 |  |  | 49.9447 | -5.1328
2597.65 | 0 |  |  | 8190.06 | -5.1328
3710.4 | 0 |  |  | 4751.73 | -5.1328
2199.84 | 0 |  |  | 30307.7 | -5.1328
3107.57 | 0.0099847 |  |  | 18264.6 | -5.1328
0 | 0.14058 |  |  | 7847.21 | 2696.05
0 | 0.185 |  |  | 24580.9 | 7503.34
0 | 0.22294 |  |  | 14979.8 | 11496.1
0 | 0.39895 |  |  | 12376.6 | 13985.9
0 | 1.3208 |  |  | 7594.7 | 15374.8
0 | 1.6602 |  |  | 10347.4 | 16161.6
2200.47 | 1.1867 |  |  | 7051.03 | 15813.3
6047.04 | 1.3866 |  |  | 7250.52 | 14336.9
4902.25 | 1.7848 |  |  | 3524.63 | 11772
7599.19 | 0.73435 |  |  | 3213.01 | 7916.5
8879.58 | 0.29501 |  |  | 2614 | 3262.95
4790.36 | 0 |  |  | 3202.52 | 70.8562
22414.2 | 0 |  |  | 5821.83 | -5.1328
19153.6 | 0 |  |  | 7389.94 | -5.1328
17843.6 | 0 |  |  | 6967.6 | -5.1328
13904 | 0 |  |  | 13615.5 | -5.1328
12908 | 0 |  |  | 5290.47 | -5.1328
10592 | 0 |  |  | 1082.54 | -5.1328
11730.9 | 0 |  |  | 0 | -5.1328
11449.8 | 0 |  |  | 0 | -5.1328
12332.7 | 0 |  |  | 0 | -5.1328
14313.6 | 0 |  |  | 0 | -5.1328
14965.6 | 0 |  |  | 0 | -5.1328
13069 | 0.073179 |  |  | 0 | -5.1328
10551.5 | 0.88882 |  |  | 0 | 2349.65
3099.76 | 0.70653 |  |  | 0 | 3233.89
1367.53 | 1.1642 |  |  | 0 | 9712.69
3142.88 | 1.8333 |  |  | 2086.3 | 13575.9
5540.5 | 1.3917 |  |  | 14488.4 | 14196
6879.54 | 2.7073 |  |  | 19569.1 | 16770.6
9412.64 | 4.0491 |  |  | 18249.1 | 14315.6
11277.8 | 3.5519 |  |  | 23776 | 9976.58
12497 | 2.7813 |  |  | 38999.9 | 3973.31
10836 | 1.7368 |  |  | 31394.6 | 1947.95
9847.86 | 0.6177 |  |  | 10175.1 | 1802.86
12813.1 | 0 |  |  | 13422.2 | -5.1328
14073.9 | 0 |  |  | 27809.1 | -5.1328
15821.6 | 0 |  |  | 23789.2 | -5.1328
13637 | 0 |  |  | 15342.3 | -5.1328
8168.09 | 0 |  |  | 5426.38 | -5.1328
7946.83 | 0 |  |  | 7886.22 | -5.1328
6985.35 | 0 |  |  | 5660.86 | -5.1328
9364.48 | 0 |  |  | 2007.9 | -5.1328
9569.7 | 0 |  |  | 3836.76 | -5.1328
10461.2 | 0 |  |  | 3093.86 | -5.1328
10389.8 | 0 |  |  | 1032.82 | -5.1328
8271.1 | 0 |  |  | 1330.23 | -5.1328
6966.32 | 0.0073956 |  |  | 210.837 | -5.1328
4110.01 | 0.092353 |  |  | 0 | 90.7982
0 | 0.18465 |  |  | 594.853 | 2558.15
0 | 0.49601 |  |  | 17119.5 | 4811.71
0 | 0.78058 |  |  | 29627.3 | 9850.59
0 | 0.87307 |  |  | 26471.2 | 10872.1
0 | 2.3577 |  |  | 29164.9 | 8391.02
0 | 2.0978 |  |  | 21814.3 | 5921.8
0 | 2.095 |  |  | 18044.9 | 3133.56
0 | 1.1627 |  |  | 27879.5 | 6991.38
0 | 1.1598 |  |  | 8102.49 | 5049.19
0 | 0.44867 |  |  | 8024.58 | 3232.74
0 | 0 |  |  | 9675.94 | 110.929
0 | 0 |  |  | 2598.6 | -5.1328
0 | 0 |  |  | 4711.8 | -5.1328
0 | 0 |  |  | 6287.07 | -5.1328
0 | 0 |  |  | 0 | -5.1328
0 | 0 |  |  | 10940.9 | -5.1328
0 | 0 |  |  | 7252.25 | -5.1328
0 | 0 |  |  | 0 | -5.1328
0 | 0 |  |  | 12062.7 | -5.1328
0 | 0 |  |  | 32757.4 | -5.1328
0 | 0 |  |  | 29823 | -5.1328
0 | 0 |  |  | 21073.5 | -5.1328
0 | 0.025833 |  |  | 11177 | -5.1328
0 | 0.22812 |  |  | 9854.98 | 2818.03
0 | 1.1531 |  |  | 38195.4 | 7594.55
0 | 2.824 |  |  | 39397 | 11714
0 | 2.8066 |  |  | 39571.7 | 14700.5
0 | 2.124 |  |  | 38684.4 | 16430.5
0 | 3.298 |  |  | 37565.6 | 16770.6
0 | 3.1463 |  |  | 34685.3 | 16405.1
0 | 1.2841 |  |  | 33816.1 | 14804.5
0 | 2.2681 |  |  | 38116.1 | 11993.4
0 | 1.6696 |  |  | 31832.3 | 8033.01
0 | 0.61532 |  |  | 32301.8 | 3338.48
0 | 0 |  |  | 35347.6 | 102.18
163.617 | 0 |  |  | 34277.2 | -5.1328
682.579 | 0 |  |  | 38154.7 | -5.1328
821.221 | 0 |  |  | 39347.2 | -5.1328
0 | 0 |  |  | 37145.6 | -5.1328
0 | 0 |  |  | 8866.88 | -5.1328
0 | 0 |  |  | 0 | -5.1328
0 | 0 |  |  | 0 | -5.1328
0 | 0 |  |  | 0 | -5.1328
0 | 0 |  |  | 0 | -5.1328
0 | 0 |  |  | 677.644 | -5.1328
0 | 0 |  |  | 11219.6 | -5.1328
0 | 0.075616 |  |  | 15203.2 | -5.1328
0 | 0.90734 |  |  | 11300.1 | 2925.08
0 | 1.972 |  |  | 5194.29 | 7703.46
0 | 2.8507 |  |  | 10600.7 | 11635
0 | 3.4589 |  |  | 17161.7 | 14402.5
525.39 | 3.791 |  |  | 17477.1 | 16138.5
1171.31 | 3.8843 |  |  | 23731 | 16662.9
1559.71 | 3.7098 |  |  | 22428.6 | 16018.5
1256.87 | 2.4488 |  |  | 29689 | 14493.3
977.03 | 2.5751 |  |  | 33158.8 | 11851.6
941.289 | 1.6277 |  |  | 25815.4 | 8027.29
509.996 | 0.60573 |  |  | 16955.9 | 3337.26
2276.32 | 0 |  |  | 2603.16 | 95.0759
4177.8 | 0 |  |  | 0 | -5.1328
3207.78 | 0 |  |  | 4907.7 | -5.1328
3957.6 | 0 |  |  | 10566.7 | -5.1328
5958.75 | 0 |  |  | 11754.5 | -5.1328
6608.2 | 0 |  |  | 32463.9 | -5.1328
6414.4 | 0 |  |  | 9320.3 | -5.1328
6577.33 | 0 |  |  | 10858.7 | -5.1328
6321.19 | 0 |  |  | 19231.7 | -5.1328
5936.82 | 0 |  |  | 1409.12 | -5.1328
4518.97 | 0 |  |  | 0 | -5.1328
4184.1 | 0 |  |  | 0 | -5.1328
4162.02 | 0.070804 |  |  | 0 | 40.7326
3296.38 | 0.51898 |  |  | 0 | 2933.32
2036.51 | 1.0946 |  |  | 0 | 7503.22
777.581 | 1.5596 |  |  | 0 | 11393.7
738.501 | 2.2136 |  |  | 834.723 | 14204.6
654.477 | 1.8786 |  |  | 6666.5 | 16082.1
2096.49 | 2.0713 |  |  | 1361.67 | 16770.6
3142.36 | 2.3515 |  |  | 6466.15 | 16268
4366.42 | 2.0186 |  |  | 9579.92 | 14561.3
5385.14 | 1.362 |  |  | 13616.9 | 11763
4494.93 | 0.86803 |  |  | 19932.1 | 7736.07
5156.57 | 0.36359 |  |  | 17038.6 | 3136.98
12163.7 | 0.01817 |  |  | 7772.87 | 81.0012
23658.8 | 0 |  |  | 9069.33 | -5.1328
32330.2 | 0 |  |  | 2059.61 | -5.1328
25276.4 | 0 |  |  | 1882.77 | -5.1328
30954.3 | 0 |  |  | 0 | -5.1328
31596.1 | 0 |  |  | 0 | -5.1328
27279.3 | 0 |  |  | 0 | -5.1328
20529.4 | 0 |  |  | 0 | -5.1328
16685.5 | 0 |  |  | 0 | -5.1328
2094.19 | 0 |  |  | 0 | -5.1328
0 | 0 |  |  | 0 | -5.1328
249.929 | 0 |  |  | 0 | -5.1328
1144.6 | 0.086732 |  |  | 0 | 40.4694
0 | 0.58887 |  |  | 0 | 2877.07
5612.07 | 1.3501 |  |  | 0 | 7539.67
3643.53 | 3.0072 |  |  | 0 | 11498.8
0 | 3.6595 |  |  | 0 | 14202.2
993.874 | 4.0503 |  |  | 0 | 15594.1
4075.52 | 4.1335 |  |  | 0 | 16274.4
1469.98 | 3.9242 |  |  | 0 | 15849.9
2208.19 | 3.4495 |  |  | 0 | 14157.8
3444.85 | 2.7064 |  |  | 0 | 11633.8
2512.38 | 1.7059 |  |  | 0 | 7849.39
2115.56 | 0.64145 |  |  | 882.076 | 3184.31
6187.19 | 0.031773 |  |  | 0 | 112.84
17513.6 | 0 |  |  | 0 | -5.1328
14799.8 | 0 |  |  | 0 | -5.1328
15656.5 | 0 |  |  | 0 | -5.1328
7074.21 | 0 |  |  | 0 | -5.1328
4498.24 | 0 |  |  | 0 | -5.1328
6335.31 | 0 |  |  | 0 | -5.1328
9078.67 | 0 |  |  | 0 | -5.1328
5960.97 | 0 |  |  | 0 | -5.1328
8012.18 | 0 |  |  | 0 | -5.1328
18718.3 | 0 |  |  | 0 | -5.1328
18418.1 | 0 |  |  | 0 | -5.1328
19932 | 0.12817 |  |  | 1417.01 | 61.0097
29082.7 | 0.98171 |  |  | 7146.73 | 2965.61
39076.8 | 1.8368 |  |  | 2103.59 | 7775.58
35994.9 | 2.6278 |  |  | 1012.49 | 11941.5
37257.8 | 3.6508 |  |  | 0 | 14963.5
36280.1 | 4.0309 |  |  | 0 | 16628
33804 | 4.11 |  |  | 0 | 16770.6
34269.8 | 3.9134 |  |  | 1959.75 | 16697.2
27953.6 | 3.4495 |  |  | 0 | 14964.3
32059.2 | 2.7048 |  |  | 700.405 | 12015.2
25870.2 | 1.7256 |  |  | 18252.3 | 7849.62
31063.6 | 0.65708 |  |  | 10965.6 | 3263.1
34226.4 | 0.035634 |  |  | 18.5481 | 103.854
30559.2 | 0 |  |  | 964.276 | -5.1328
34358.8 | 0 |  |  | 0 | -5.1328
32179.6 | 0 |  |  | 18280.8 | -5.1328
26121.5 | 0 |  |  | 0 | -5.1328
23654.9 | 0 |  |  | 1292.19 | -5.1328
23894.9 | 0 |  |  | 5742.71 | -5.1328
7018.28 | 0 |  |  | 3492.01 | -5.1328
5876.31 | 0 |  |  | 10776.9 | -5.1328
6305.32 | 0 |  |  | 24012.6 | -5.1328
11578.8 | 0 |  |  | 31615.5 | -5.1328
7760.26 | 0 |  |  | 32790.2 | -5.1328
12761.9 | 0.12426 |  |  | 35223.3 | 90.0192
13718.9 | 0.48276 |  |  | 25602 | 3129.04
6625.88 | 1.093 |  |  | 2993.78 | 7822.52
4485.59 | 1.2426 |  |  | 19057.2 | 11505.4
4539.45 | 1.801 |  |  | 29637.2 | 13845.8
3995.05 | 1.2336 |  |  | 31342.7 | 15021.9
5869.35 | 2.5019 |  |  | 15207.1 | 15879.2
9728.21 | 1.8787 |  |  | 15199.4 | 15632.6
13254.8 | 1.3918 |  |  | 27649.3 | 14248.1
14392.2 | 0.83242 |  |  | 30882.2 | 11693
16911.9 | 0.28846 |  |  | 31522.8 | 7804.4
18872.9 | 0.12009 |  |  | 27977.7 | 3269.23
12048.9 | 0.0076494 |  |  | 18752.1 | 113.997
15092.2 | 0 |  |  | 8844.77 | -5.1328
12785.5 | 0 |  |  | 8009.94 | -5.1328
9246.09 | 0 |  |  | 21876.7 | -5.1328
5960.56 | 0 |  |  | 23110 | -5.1328
7777.82 | 0 |  |  | 4923.6 | -5.1328
8045.98 | 0 |  |  | 5109.48 | -5.1328
5274.2 | 0 |  |  | 1344.01 | -5.1328
5303.43 | 0 |  |  | 2771 | -5.1328
5749.94 | 0 |  |  | 2845.59 | -5.1328
8174.64 | 0 |  |  | 931.834 | -5.1328
6382.61 | 0 |  |  | 0 | -5.1328
8184.15 | 0.099004 |  |  | 0 | 82.5573
3362.96 | 0.66419 |  |  | 820.503 | 2966.73
2563.28 | 1.4751 |  |  | 3201.92 | 7436.08
3345.25 | 1.2559 |  |  | 10831.6 | 11208.1
4834.9 | 2.1944 |  |  | 11159.3 | 13722.7
3079.92 | 1.3976 |  |  | 10027.4 | 14969.9
2867.51 | 2.0737 |  |  | 24059.1 | 15417.6
3619.85 | 2.5343 |  |  | 17823.8 | 13087.3
1885.79 | 1.3322 |  |  | 15180.7 | 9264.75
1729.76 | 1.096 |  |  | 21086 | 7112.27
1832.65 | 0.6277 |  |  | 21298.3 | 6802.25
1122.82 | 0.38016 |  |  | 16807.6 | 1666.95
0 | 0.029798 |  |  | 19696.6 | 125.911
826.279 | 0 |  |  | 34372.8 | -5.1328
0 | 0 |  |  | 9290.82 | -5.1328
0 | 0 |  |  | 2409.18 | -5.1328
0 | 0 |  |  | 2807.58 | -5.1328
0 | 0 |  |  | 4544.11 | -5.1328
0 | 0 |  |  | 97.9638 | -5.1328
0 | 0 |  |  | 0 | -5.1328
0 | 0 |  |  | 0 | -5.1328
0 | 0 |  |  | 0 | -5.1328
652.011 | 0 |  |  | 0 | -5.1328
2119.18 | 0 |  |  | 0 | -5.1328
6842.7 | 0.031385 |  |  | 0 | 137.136
7183.62 | 0.31624 |  |  | 0 | 2873.61
6978.25 | 0.94921 |  |  | 0 | 7709.15
19425.1 | 1.8342 |  |  | 843.631 | 11623.7
27005.8 | 2.8304 |  |  | 4315.3 | 14258.7
26245.9 | 1.8555 |  |  | 7522.73 | 15658.5
30697.6 | 2.0617 |  |  | 5599.4 | 16093
33170.8 | 2.3242 |  |  | 6810.61 | 15767.8
37021.2 | 1.6797 |  |  | 9582.91 | 14410.3
37769.6 | 1.1341 |  |  | 14539.4 | 11663
38557.2 | 0.74477 |  |  | 11653.9 | 7691.81
37392.8 | 0.55671 |  |  | 9252.15 | 3132.7
37298.9 | 0.044758 |  |  | 10758.3 | 150.733
39568.3 | 0 |  |  | 13191 | -5.1328
40016.7 | 0 |  |  | 21889.4 | -5.1328
39547.4 | 0 |  |  | 12210.6 | -5.1328
39330.6 | 0 |  |  | 3659.05 | -5.1328
38056.6 | 0 |  |  | 0 | -5.1328
31419.1 | 0 |  |  | 0 | -5.1328
14725.6 | 0 |  |  | 0 | -5.1328
19160.5 | 0 |  |  | 0 | -5.1328
12365.4 | 0 |  |  | 0 | -5.1328
18640 | 0 |  |  | 0 | -5.1328
13251.2 | 0 |  |  | 0 | -5.1328
13121.6 | 0.10737 |  |  | 0 | 134.997
15363.2 | 0.55025 |  |  | 0 | 3547.83
8112.13 | 1.4756 |  |  | 0 | 8717.05
8487.73 | 2.7149 |  |  | 0 | 12955.1
11350 | 2.9912 |  |  | 0 | 15871.8
21811.1 | 3.347 |  |  | 0 | 16770.6
23246.1 | 3.0362 |  |  | 0 | 16770.6
21254.4 | 3.8113 |  |  | 8045.8 | 16770.6
21804.1 | 3.2249 |  |  | 4441.52 | 15106.3
17141.7 | 2.9914 |  |  | 7152.62 | 12254.7
17969.9 | 1.9155 |  |  | 25086.7 | 8300.8
14112.7 | 0.7583 |  |  | 0 | 3505.76
12659.2 | 0.050878 |  |  | 0 | 134.19
16687.3 | 0 |  |  | 0 | -5.1328
22730.6 | 0 |  |  | 0 | -5.1328
13473.9 | 0 |  |  | 0 | -5.1328
6120.18 | 0 |  |  | 0 | -5.1328
8657.53 | 0 |  |  | 0 | -5.1328
2371.83 | 0 |  |  | 0 | -5.1328
2541.02 | 0 |  |  | 0 | -5.1328
2360.93 | 0 |  |  | 0 | -5.1328
1203.39 | 0 |  |  | 0 | -5.1328
882.347 | 0 |  |  | 0 | -5.1328
872.478 | 0 |  |  | 358.16 | -5.1328
1832.45 | 0.12038 |  |  | 0 | 133.434
487.739 | 0.60693 |  |  | 11.0788 | 3440.75
1584.16 | 2.3069 |  |  | 315.29 | 8107.64
3131.86 | 3.2984 |  |  | 0 | 11578.4
3796.06 | 4.0345 |  |  | 2500.42 | 14051.9
3003.14 | 4.4467 |  |  | 4766.28 | 15512.2
5454.79 | 4.5594 |  |  | 8281.88 | 15990.1
5002.66 | 4.3725 |  |  | 9597.73 | 14154.6
7439.91 | 3.8635 |  |  | 11868.8 | 12505.8
22483.4 | 3.0494 |  |  | 13926.2 | 11154.9
8758.76 | 1.9695 |  |  | 17120.2 | 6309.39
9432.55 | 0.78927 |  |  | 16747.2 | 2643.46
4606.25 | 0.049395 |  |  | 11959.4 | 145.422
11340.7 | 0 |  |  | 15587.3 | -5.1328
23312.4 | 0 |  |  | 3690.56 | -5.1328
23343.4 | 0 |  |  | 0 | -5.1328
23118.9 | 0 |  |  | 3960.34 | -5.1328
22928.7 | 0 |  |  | 23628 | -5.1328
27180 | 0 |  |  | 13837.8 | -5.1328
28059.9 | 0 |  |  | 10859.5 | -5.1328
26648.6 | 0 |  |  | 4415.29 | -5.1328
26160.6 | 0 |  |  | 2232.71 | -5.1328
18150.7 | 0 |  |  | 187.606 | -5.1328
20568.5 | 0 |  |  | 0 | -5.1328
21453.5 | 0.22876 |  |  | 72.0468 | 104.094
15437 | 0.74216 |  |  | 0 | 403.593
12717.6 | 1.469 |  |  | 0 | 3515.99
0 | 1.6269 |  |  | 0 | 6583.41
463.042 | 3.6456 |  |  | 0 | 7342.98
2026.83 | 4.0491 |  |  | 0 | 2999.57
0 | 3.3392 |  |  | 284.613 | 2388.19
0 | 2.8285 |  |  | 1402.97 | 4899.24
0 | 3.1631 |  |  | 1325.28 | 290.844
0 | 0.81093 |  |  | 1899.7 | 6911.18
0 | 1.4849 |  |  | 3624.38 | 467.761
2437.2 | 0.60781 |  |  | 6654.89 | 1943.85
4682.58 | 0.036284 |  |  | 5939.03 | 72.8314
18594.5 | 0 |  |  | 6315.4 | -5.1328
16588.1 | 0 |  |  | 4530.4 | -5.1328
25731.8 | 0 |  |  | 6530.56 | -5.1328
20307.2 | 0 |  |  | 10377.3 | -5.1328
13890.6 | 0 |  |  | 5077.84 | -5.1328
13286.1 | 0 |  |  | 13497.2 | -5.1328
11555.7 | 0 |  |  | 7455.06 | -5.1328
8628.57 | 0 |  |  | 412.052 | -5.1328
8588.85 | 0 |  |  | 3267.07 | -5.1328
4964.06 | 0 |  |  | 7759.36 | -5.1328
4811.12 | 0 |  |  | 7077.38 | -5.1328
1366.74 | 0.18009 |  |  | 6908.02 | 66.0323
0 | 0.88572 |  |  | 4546.27 | 1954.56
0 | 1.6978 |  |  | 3677.2 | 7862.59
0 | 2.5594 |  |  | 5173.57 | 11696.9
0 | 3.0445 |  |  | 5478.54 | 14575.2
0 | 4.0277 |  |  | 6928.73 | 16329
0 | 4.0882 |  |  | 7375.6 | 11181.6
0 | 3.9178 |  |  | 13804.4 | 16313.7
0 | 2.8297 |  |  | 16726.3 | 14793.2
471.861 | 2.312 |  |  | 21567.3 | 11934.1
783.947 | 1.5821 |  |  | 16337.7 | 7957.47
2244.21 | 0.39165 |  |  | 19155 | 3331.99
783.55 | 0.039115 |  |  | 29062.7 | 182.603
3533.42 | 0 |  |  | 32039.2 | -5.1328
1878.08 | 0 |  |  | 35266.6 | -5.1328
7758.65 | 0 |  |  | 21092.1 | -5.1328
8707.25 | 0 |  |  | 26458.5 | -5.1328
12675 | 0 |  |  | 22007 | -5.1328
9666.68 | 0 |  |  | 24825.1 | -5.1328
4967.8 | 0 |  |  | 3145.31 | -5.1328
3680.17 | 0 |  |  | 0 | -5.1328
4224.45 | 0 |  |  | 0 | -5.1328
2167.02 | 0 |  |  | 0 | -5.1328
2927.43 | 0 |  |  | 0 | -5.1328
4395.05 | 0.15482 |  |  | 0 | 182.719
5362.42 | 0.51377 |  |  | 0 | 1932.55
3302.98 | 1.3218 |  |  | 0 | 5549.22
4551.32 | 2.7174 |  |  | 0 | 7805.95
3847.22 | 3.7572 |  |  | 0 | 14643.5
1953.09 | 4.1443 |  |  | 1029.89 | 12900.7
2904.24 | 4.1814 |  |  | 4873.08 | 14366.4
3611.77 | 3.2092 |  |  | 5623.56 | 15999.1
1004.83 | 3.5859 |  |  | 8606.6 | 12056
1720.47 | 2.8429 |  |  | 16695.4 | 8939.15
4295.43 | 1.8535 |  |  | 20102.6 | 5949.48
7426.82 | 0.76121 |  |  | 21334.5 | 1647.63
16341.5 | 0.057067 |  |  | 24062.7 | 214.084
25594.4 | 0 |  |  | 36591.5 | -5.1328
27952.6 | 0 |  |  | 22427.8 | -5.1328
24169.2 | 0 |  |  | 4563.55 | -5.1328
15856.9 | 0 |  |  | 6110.79 | -5.1328
34314.1 | 0 |  |  | 17806 | -5.1328
14774.1 | 0 |  |  | 25337.9 | -5.1328
30937.4 | 0 |  |  | 4231.35 | -5.1328
16115.7 | 0 |  |  | 1034.83 | -5.1328
8704.04 | 0 |  |  | 0 | -5.1328
32580.6 | 0 |  |  | 0 | -5.1328
30373 | 0 |  |  | 50.1854 | -5.1328
26012.2 | 0.25159 |  |  | 0 | -5.1328
28497 | 1.1882 |  |  | 0 | 905.47
30025.3 | 2.2537 |  |  | 404.28 | 183.107
27757.7 | 3.1544 |  |  | 0 | 1630.65
20282 | 3.7548 |  |  | 590.35 | 4576.8
20350.9 | 4.1039 |  |  | 0 | 4902.07
18715.2 | 4.1482 |  |  | 2672.19 | 6606.47
20374.6 | 3.9457 |  |  | 2183.68 | 6261.18
22709.8 | 3.4414 |  |  | 4406.39 | 9650.36
19158.3 | 2.6646 |  |  | 4196.35 | 12368
22645.2 | 0.64223 |  |  | 8623.96 | 8326.46
25079.5 | 0.097859 |  |  | 5891.09 | 3524.85
20008.8 | 0.0097646 |  |  | 19186.8 | -5.1328
22067.7 | 0 |  |  | 34879.6 | -5.1328
18248.1 | 0 |  |  | 29615.3 | -5.1328
28702.5 | 0 |  |  | 23869.7 | -5.1328
18598.4 | 0 |  |  | 10284.6 | -5.1328
18384.1 | 0 |  |  | 825.343 | -5.1328
26976.5 | 0 |  |  | 0 | -5.1328
18250.5 | 0 |  |  | 0 | -5.1328
19601.6 | 0 |  |  | 0 | -5.1328
15847.5 | 0 |  |  | 0 | -5.1328
17061.1 | 0 |  |  | 0 | -5.1328
11657.5 | 0 |  |  | 0 | -5.1328
11996.8 | 0.0434 |  |  | 0 | 277.208
5312.64 | 0.14375 |  |  | 0 | 3739.17
4624.99 | 0.5205 |  |  | 0 | 8630.4
8648.57 | 0.48886 |  |  | 0 | 12550.2
13011.6 | 0.90704 |  |  | 0 | 15120.8
13647.4 | 0.79321 |  |  | 728.694 | 16388.5
13783.4 | 1.0342 |  |  | 2058.01 | 16770.6
14411.9 | 0.75971 |  |  | 7136.2 | 16693.2
20951.4 | 0.95833 |  |  | 4701.99 | 14924.2
24093.3 | 0.62114 |  |  | 5065.75 | 12055.2
27593.9 | 0.50811 |  |  | 8972.73 | 8065.97
32294.4 | 0.14859 |  |  | 15547.8 | 3402.46
29112.2 | 0.010103 |  |  | 14706.4 | 251.005
33339.2 | 0 |  |  | 9626.13 | -5.1328
29260.8 | 0 |  |  | 12206.9 | -5.1328
35395 | 0 |  |  | 21965.9 | -5.1328
28886.4 | 0 |  |  | 27148.2 | -5.1328
36927 | 0 |  |  | 19474.1 | -5.1328
36168.4 | 0 |  |  | 4399.95 | -5.1328
31792.4 | 0 |  |  | 648.048 | -5.1328
23913.8 | 0 |  |  | 0 | -5.1328
23369.3 | 0 |  |  | 0 | -5.1328
26063.5 | 0 |  |  | 0 | -5.1328
21617 | 0 |  |  | 744.829 | -5.1328
25485.2 | 0.074601 |  |  | 0 | 299.809
36830 | 0.18538 |  |  | 0 | 3783.76
39342.1 | 0.39752 |  |  | 0 | 8628.76
39272.9 | 0.70821 |  |  | 0 | 12513.4
39091.5 | 1.0798 |  |  | 444.764 | 15048.9
39604.6 | 1.2369 |  |  | 3882.42 | 16291.7
39512.9 | 1.52 |  |  | 6897.05 | 15250.5
39466.2 | 2.5592 |  |  | 7767.85 | 16144.4
38915.9 | 1.8515 |  |  | 24429.8 | 14714.9
37676.9 | 1.48 |  |  | 35871.7 | 12119.1
36413.1 | 0.81196 |  |  | 36291.4 | 8188.35
30287.1 | 0.31576 |  |  | 36707.6 | 3452.48
26844.8 | 0.042707 |  |  | 31350.5 | 244.332
32391.5 | 0 |  |  | 32635.9 | -5.1328
29209.9 | 0 |  |  | 20576.2 | -5.1328
24194.8 | 0 |  |  | 17106.8 | -5.1328
25122.4 | 0 |  |  | 18145.7 | -5.1328
27238.1 | 0 |  |  | 15781.2 | -5.1328
27037.4 | 0 |  |  | 17219.5 | -5.1328
19770.1 | 0 |  |  | 34582.5 | -5.1328
19752.6 | 0 |  |  | 16146.6 | -5.1328
11681.3 | 0 |  |  | 23668.3 | -5.1328
9992.77 | 0 |  |  | 2878.17 | -5.1328
11657.1 | 0 |  |  | 14807.7 | -5.1328
11729.5 | 0.28679 |  |  | 0 | -5.1328
8763.88 | 1.19 |  |  | 4761.44 | 3453.99
12672.8 | 2.2168 |  |  | 16044.8 | 8303.77
12404.6 | 3.0553 |  |  | 18636.1 | 12121.7
18628.4 | 2.9516 |  |  | 7978.95 | 14549
9694.18 | 3.7719 |  |  | 10276.7 | 15663.3
7816.25 | 4.0345 |  |  | 18196.3 | 15790.3
1409.77 | 3.8462 |  |  | 16432.2 | 15137.8
3211.67 | 3.3953 |  |  | 16571.9 | 13771.6
2046.75 | 2.6989 |  |  | 24673.5 | 11219.1
6146.03 | 1.7694 |  |  | 26168.9 | 7535.96
0 | 0.7515 |  |  | 23104.4 | 3229.23
540.716 | 0.073458 |  |  | 24217.2 | 246.271
0 | 0 |  |  | 30283.8 | -5.1328
0 | 0 |  |  | 16595.7 | -5.1328
0 | 0 |  |  | 28767.6 | -5.1328
1503.07 | 0 |  |  | 24540.3 | -5.1328
0 | 0 |  |  | 23065.2 | -5.1328
0 | 0 |  |  | 0 | -5.1328
0 | 0 |  |  | 0 | -5.1328
0 | 0 |  |  | 1285.2 | -5.1328
0 | 0 |  |  | 12422.7 | -5.1328
608.147 | 0 |  |  | 18531.8 | -5.1328
975.706 | 0 |  |  | 15390.1 | -5.1328
1507.17 | 0.29488 |  |  | 24312.3 | 352.663
1468.27 | 1.205 |  |  | 8844.15 | 3549.89
779.206 | 2.2297 |  |  | 14893.2 | 8057.61
433.447 | 3.0832 |  |  | 9041.53 | 11817.2
641.05 | 3.6973 |  |  | 5268.24 | 14425.6
0 | 3.748 |  |  | 2330.71 | 15815.7
0 | 3.5178 |  |  | 6333.17 | 16227.4
0 | 3.4028 |  |  | 9807.14 | 15950.3
0 | 1.1478 |  |  | 13206.6 | 14755.4
0 | 0.045351 |  |  | 16104.8 | 11952.4
0 | 0.27349 |  |  | 22212.8 | 7927.82
0 | 0.1001 |  |  | 26604 | 3284.01
0 | 0.014559 |  |  | 4950.38 | 314.986
0 | 0 |  |  | 12660.4 | -5.1328
0 | 0 |  |  | 19756.6 | -5.1328
949.07 | 0 |  |  | 12582.5 | -5.1328
607.06 | 0 |  |  | 25519.3 | -5.1328
2277.17 | 0 |  |  | 26217.4 | -5.1328
6774.22 | 0 |  |  | 16351 | -5.1328
11078.1 | 0 |  |  | 9507.26 | -5.1328
17537.4 | 0 |  |  | 11249.2 | -5.1328
22554.6 | 0 |  |  | 11640.7 | -5.1328
22700.4 | 0 |  |  | 14108 | -5.1328
26656.2 | 0 |  |  | 4118.01 | -5.1328
26401.4 | 0.19107 |  |  | 0 | 429.594
22891 | 1.1801 |  |  | 0 | 3778.76
21090 | 2.2061 |  |  | 0 | 8520.13
33994.3 | 3.0693 |  |  | 0 | 12594.6
38479.5 | 3.6797 |  |  | 0 | 15565.3
38906.8 | 4.048 |  |  | 0 | 16770.6
39645.6 | 4.1314 |  |  | 0 | 16770.6
39379.1 | 3.9407 |  |  | 0 | 16770.6
39470 | 3.4772 |  |  | 2564.13 | 14913.6
34807.7 | 2.7691 |  |  | 5443.04 | 11942
25380.1 | 1.8158 |  |  | 7681.25 | 7918.38
39659.8 | 0.77305 |  |  | 8571.14 | 3351.44
40053.4 | 0.086042 |  |  | 9172.93 | 323.434
39630 | 0 |  |  | 6701.3 | -5.1328
39439.4 | 0 |  |  | 11997.3 | -5.1328
38691.2 | 0 |  |  | 8968.32 | -5.1328
39253 | 0 |  |  | 12477.6 | -5.1328
38274 | 0 |  |  | 3007.72 | -5.1328
38371 | 0 |  |  | 5351.69 | -5.1328
35591 | 0 |  |  | 21511.4 | -5.1328
36358.5 | 0 |  |  | 26551.9 | -5.1328
22936.3 | 0 |  |  | 675.18 | -5.1328
26320.8 | 0 |  |  | 5458.35 | -5.1328
23078 | 0 |  |  | 2272.7 | -5.1328
16813.4 | 0.30506 |  |  | 5888.45 | 419.559
15284.6 | 1.2168 |  |  | 840.466 | 3762.1
10554.8 | 2.2247 |  |  | 1209.28 | 8433.33
12684.7 | 3.0337 |  |  | 1738.9 | 12381.8
7863.29 | 3.5458 |  |  | 5546.7 | 15015.3
14233 | 3.8356 |  |  | 3760.5 | 16504.2
17298.9 | 3.8763 |  |  | 2928.54 | 16770.6
25814.8 | 3.6691 |  |  | 2655.63 | 16086.4
25119.2 | 3.2289 |  |  | 1619.21 | 14412.9
30634 | 2.5742 |  |  | 3547.39 | 11641.4
23613.3 | 1.6877 |  |  | 3232.51 | 7744.97
18523.5 | 0.63007 |  |  | 782.536 | 3279.83
19402.5 | 0.090254 |  |  | 0 | 288.457
28581.7 | 0 |  |  | 184.9 | -5.1328
28477 | 0 |  |  | 0 | -5.1328
27763.4 | 0 |  |  | 1355.63 | -5.1328
27532.6 | 0 |  |  | 0 | -5.1328
26262.4 | 0 |  |  | 0 | -5.1328
30289.6 | 0 |  |  | 0 | -5.1328
30737.9 | 0 |  |  | 0 | -5.1328
31516.4 | 0 |  |  | 1188.26 | -5.1328
30737.6 | 0 |  |  | 3619.81 | -5.1328
27022.1 | 0 |  |  | 1730 | -5.1328
21440.6 | 0 |  |  | 1331.65 | -5.1328
18912.6 | 0.31637 |  |  | 1374.33 | 416.638
8436.08 | 1.1705 |  |  | 0 | 3724.12
3450.73 | 0.75952 |  |  | 524.338 | 8303.94
4980.05 | 0.84059 |  |  | 0 | 12090
3626.15 | 1.7351 |  |  | 1970.42 | 14641.1
1177.25 | 1.5118 |  |  | 5397.15 | 15962.8
1073.4 | 2.6435 |  |  | 2501.83 | 16337.3
786.375 | 2.5562 |  |  | 3749.99 | 15715.5
0 | 2.1975 |  |  | 4514.94 | 13943
1526.86 | 2.5162 |  |  | 2127.19 | 11327.1
0 | 1.1896 |  |  | 7017.51 | 7541.94
0 | 0.60858 |  |  | 14261.4 | 3171.72
0 | 0.10281 |  |  | 9620.99 | 289.38
0 | 0 |  |  | 10561.8 | -5.1328
0 | 0 |  |  | 10443.5 | -5.1328
0 | 0 |  |  | 11450.7 | -5.1328
781.86 | 0 |  |  | 0 | -5.1328
1172.73 | 0 |  |  | 0 | -5.1328
5321.07 | 0 |  |  | 0 | -5.1328
6471.84 | 0 |  |  | 0 | -5.1328
4208.63 | 0 |  |  | 0 | -5.1328
3335.76 | 0 |  |  | 0 | -5.1328
6741.16 | 0 |  |  | 0 | -5.1328
6301.36 | 0 |  |  | 0 | -5.1328
8961.71 | 0.26798 |  |  | 0 | 407.933
10217.2 | 0.3104 |  |  | 0 | 3617.78
8581.01 | 0.60926 |  |  | 0 | 7987.11
4053.88 | 2.5301 |  |  | 0 | 11542.9
2097.67 | 3.8286 |  |  | 0 | 13988.4
3858.77 | 4.1699 |  |  | 0 | 15403.4
3242.46 | 4.2669 |  |  | 0 | 15916.3
4131.84 | 4.0219 |  |  | 0 | 15340.8
2762.66 | 3.5192 |  |  | 0 | 14164
3823.5 | 2.7616 |  |  | 38482.3 | 11300.6
5315.15 | 1.8133 |  |  | 0 | 7390.18
8619.43 | 0.62699 |  |  | 0 | 3085.32
11114.7 | 0.1091 |  |  | 0 | 342.91
31016.4 | 0 |  |  | 3380.21 | -5.1328
12573.2 | 0 |  |  | 251.718 | -5.1328
13360.8 | 0 |  |  | 5359.96 | -5.1328
8210.11 | 0 |  |  | 0 | -5.1328
8423.98 | 0 |  |  | 0 | -5.1328
8691.05 | 0 |  |  | 0 | -5.1328
8633.29 | 0 |  |  | 1323.45 | -5.1328
9389.97 | 0 |  |  | 0 | -5.1328
10913.3 | 0 |  |  | 841.2 | -5.1328
13784.8 | 0 |  |  | 2889.98 | -5.1328
15113.1 | 0 |  |  | 2956.81 | -5.1328
15924.7 | 0.028374 |  |  | 5672.15 | 459.96
16787.4 | 0.15351 |  |  | 3950.25 | 3398.65
17969 | 0.32566 |  |  | 4008.85 | 8057.23
26345.7 | 1.322 |  |  | 5818.77 | 11645.6
27730 | 1.7098 |  |  | 8980.41 | 14048.8
25226.6 | 1.9752 |  |  | 11741.1 | 15583
36638 | 1.638 |  |  | 15218.2 | 16060.1
23705.5 | 0.96851 |  |  | 29552.3 | 15441.2
17850.2 | 0.85347 |  |  | 32310.3 | 13847.8
36004.6 | 0.68104 |  |  | 31144.1 | 11296.4
26495.7 | 0.36169 |  |  | 28091 | 5241.37
34296.8 | 0.78484 |  |  | 30066.4 | 2238.29
36938.4 | 0.13603 |  |  | 14608.5 | 22.6345
26878.3 | 0 |  |  | 23671.9 | -5.1328
38073.8 | 0 |  |  | 22598.5 | -5.1328
39254.9 | 0 |  |  | 26745.6 | -5.1328
38315.7 | 0 |  |  | 22028.1 | -5.1328
37672 | 0 |  |  | 29529.7 | -5.1328
38086.6 | 0 |  |  | 32708.8 | -5.1328
37686.9 | 0 |  |  | 17369.7 | -5.1328
39240.6 | 0 |  |  | 20269.9 | -5.1328
38533.5 | 0 |  |  | 31196.3 | -5.1328
38928.3 | 0 |  |  | 35187.6 | -5.1328
39002.6 | 0 |  |  | 32209.5 | -5.1328
38180 | 0.40082 |  |  | 33436.3 | 516.022
39388.9 | 1.3823 |  |  | 37875.1 | 3596.97
37402.4 | 2.4519 |  |  | 18793.6 | 7961.75
39584.6 | 3.3346 |  |  | 37404.2 | 11580.1
39402 | 3.975 |  |  | 39910.3 | 14002.9
39122.7 | 4.32 |  |  | 40053.4 | 13948.6
39398.1 | 4.3694 |  |  | 39847.5 | 15508.6
37949.8 | 4.1502 |  |  | 39296.6 | 14841
38536.2 | 3.6686 |  |  | 10413.1 | 12390.8
36991.9 | 2.1336 |  |  | 27988.6 | 10258.8
34161.8 | 1.3736 |  |  | 6510.96 | 5440.1
34755.9 | 0.61536 |  |  | 22226.1 | 2706.99
32268.5 | 0.10359 |  |  | 21858.9 | 377.294
27191.4 | 0 |  |  | 4914.99 | -5.1328
32525.3 | 0 |  |  | 7692.08 | -5.1328
21578 | 0 |  |  | 4127.33 | -5.1328
16423.1 | 0 |  |  | 2534.49 | -5.1328
8586.51 | 0 |  |  | 1350.16 | -5.1328
7521.94 | 0 |  |  | 807.796 | -5.1328
9087.18 | 0 |  |  | 1783.93 | -5.1328
13178 | 0 |  |  | 0 | -5.1328
9169.37 | 0 |  |  | 22542.4 | -5.1328
4183.96 | 0 |  |  | 2814.6 | -5.1328
328.944 | 0 |  |  | 5337.84 | -5.1328
0 | 0.40483 |  |  | 4111.24 | 534.979
0 | 1.3895 |  |  | 18089 | 3684.75
0 | 2.0532 |  |  | 37365.4 | 7985.99
0 | 3.3351 |  |  | 36903.2 | 11462.7
0 | 3.9427 |  |  | 34183.3 | 11244.2
0 | 4.2657 |  |  | 34171.2 | 14552.3
0 | 4.3862 |  |  | 30258 | 13832.6
0 | 4.1503 |  |  | 27836.4 | 12833.6
0 | 3.6665 |  |  | 26135.9 | 13388.3
663.521 | 2.9267 |  |  | 25251.8 | 11051.8
2871.55 | 1.9482 |  |  | 19800.1 | 7508.1
4550.15 | 0.87201 |  |  | 14526 | 3192.53
5132.6 | 0.14158 |  |  | 19680.9 | 347.539
12007.1 | 0 |  |  | 13587.6 | -5.1328
13856.8 | 0 |  |  | 9308.81 | -5.1328
24125.1 | 0 |  |  | 6938.26 | -5.1328
21760.7 | 0 |  |  | 11650.4 | -5.1328
17133 | 0 |  |  | 4805.11 | -5.1328
16875.2 | 0 |  |  | 12394.3 | -5.1328
22296.7 | 0 |  |  | 7365.21 | -5.1328
12531.6 | 0 |  |  | 0 | -5.1328
19254.2 | 0 |  |  | 0 | -5.1328
22950.1 | 0 |  |  | 0 | -5.1328
26293.3 | 0 |  |  | 3707.62 | -5.1328
32091 | 0.2708 |  |  | 0 | 500.712
31077.1 | 0.49151 |  |  | 0 | 3747.68
32176.8 | 0.85604 |  |  | 0 | 8243.93
30114.5 | 0.81657 |  |  | 0 | 11983.8
32435 | 1.902 |  |  | 372.457 | 14559.5
36754.4 | 2.6086 |  |  | 1035.69 | 15971.8
35877.3 | 2.9506 |  |  | 0 | 16515.1
37037.1 | 2.437 |  |  | 0 | 15882
28914.3 | 2.321 |  |  | 0 | 14192.9
26247.8 | 1.7592 |  |  | 1328.47 | 11366.7
17734.1 | 1.5386 |  |  | 3202.28 | 7536.75
10784.5 | 0.64085 |  |  | 3482.58 | 3211.61
17960 | 0.13078 |  |  | 8878.08 | 373.828
18786 | 0 |  |  | 12901.8 | -5.1328
15760.7 | 0 |  |  | 21421.3 | -5.1328
5727.91 | 0 |  |  | 21411.6 | -5.1328
6011.98 | 0 |  |  | 28295.6 | -5.1328
5323.37 | 0 |  |  | 20973.8 | -5.1328
4722.1 | 0 |  |  | 25351.2 | -5.1328
5316.45 | 0 |  |  | 22613.5 | -5.1328
14876.3 | 0 |  |  | 980.275 | -5.1328
16355.7 | 0 |  |  | 13083.1 | -5.1328
25547.6 | 0 |  |  | 2032.89 | -5.1328
11727.3 | 0.015869 |  |  | 402.826 | -5.1328
18666.4 | 0.43268 |  |  | 0 | 511.575
4305.76 | 0.8408 |  |  | 0 | 3795.29
6185.37 | 2.4546 |  |  | 2024.48 | 8254.19
4515.76 | 2.3675 |  |  | 0 | 11898.4
7123.83 | 2.0526 |  |  | 0 | 14288.8
3668.04 | 2.7032 |  |  | 565.99 | 15634.4
5631.93 | 1.935 |  |  | 2014.79 | 16059.8
14319.5 | 2.5823 |  |  | 3428.15 | 15478.2
12929.3 | 2.1103 |  |  | 6067.38 | 13862.7
9201.68 | 2.2162 |  |  | 7933.73 | 11264
780.202 | 1.4381 |  |  | 5461.04 | 7524.88
4371.8 | 0.85386 |  |  | 5039.35 | 3176.45
44.8239 | 0.1559 |  |  | 8803.29 | 346.619
4160.72 | 0 |  |  | 9521.55 | -5.1328
4015.61 | 0 |  |  | 12078.5 | -5.1328
7902.81 | 0 |  |  | 7604.21 | -5.1328
10722.6 | 0 |  |  | 13419 | -5.1328
2113.06 | 0 |  |  | 0 | -5.1328
20704.6 | 0 |  |  | 438.91 | -5.1328
17009.8 | 0 |  |  | 0 | -5.1328
18052.7 | 0 |  |  | 0 | -5.1328
24435.6 | 0 |  |  | 0 | -5.1328
27478.2 | 0 |  |  | 0 | -5.1328
19968.1 | 0.032232 |  |  | 0 | -5.1328
17301.6 | 0.43385 |  |  | 0 | 293.087
10370.8 | 1.3945 |  |  | 0 | 955.926
6529.07 | 2.4117 |  |  | 0 | 2626.52
5309.24 | 3.2348 |  |  | 0 | 11599.3
4713.47 | 3.844 |  |  | 0 | 11684.1
2987.09 | 4.1327 |  |  | 0 | 14587.3
1650.86 | 4.1783 |  |  | 0 | 14473.7
1219.52 | 3.9311 |  |  | 0 | 12150.8
2444.13 | 3.4346 |  |  | 1051.83 | 11132.2
2632.62 | 2.728 |  |  | 1981.95 | 9171.02
2097.32 | 1.8246 |  |  | 2924.86 | 5732.46
3095.59 | 0.83617 |  |  | 2499.07 | 2728.84
5132.83 | 0.14299 |  |  | 6223.33 | 402.791
5622.02 | 0 |  |  | 7782.85 | -5.1328
6556.41 | 0 |  |  | 9374.55 | -5.1328
9592.37 | 0 |  |  | 7063.8 | -5.1328
4380.24 | 0 |  |  | 4655.8 | -5.1328
2447 | 0 |  |  | 1267.36 | -5.1328
2331.78 | 0 |  |  | 4665.84 | -5.1328
10044.9 | 0 |  |  | 0 | -5.1328
6323.36 | 0 |  |  | 780.478 | -5.1328
4882.76 | 0 |  |  | 0 | -5.1328
4272.61 | 0 |  |  | 0 | -5.1328
1800.62 | 0.031851 |  |  | 0 | -5.1328
3448.18 | 0.18703 |  |  | 0 | 629.213
505.837 | 0.35247 |  |  | 0 | 3700.4
418.244 | 0.40494 |  |  | 0 | 8008.56
1702.01 | 0.46131 |  |  | 5545.14 | 11671.6
2404.78 | 1.0601 |  |  | 2429.09 | 14319.3
6104.61 | 0.74555 |  |  | 8164.88 | 15630.3
12503.6 | 1.8848 |  |  | 24147 | 16159.8
19193.9 | 3.2493 |  |  | 30222.7 | 15679.8
19101.2 | 1.795 |  |  | 36351.2 | 14124
13199.3 | 1.8251 |  |  | 33726.7 | 10104.5
12920.6 | 1.1708 |  |  | 30588.6 | 6895.23
23319.9 | 0.23266 |  |  | 23015 | 3141.99
24100.8 | 0.13551 |  |  | 5894.46 | 480.66
16261 | 0 |  |  | 2554.94 | -5.1328
35910.5 | 0 |  |  | 25460.6 | -5.1328
26335.4 | 0 |  |  | 30125.6 | -5.1328
27644 | 0 |  |  | 845.431 | -5.1328
29864.8 | 0 |  |  | 7680.51 | -5.1328
27470.5 | 0 |  |  | 13678.1 | -5.1328
28699.5 | 0 |  |  | 23321.6 | -5.1328
26596.9 | 0 |  |  | 10968.9 | -5.1328
23625.9 | 0 |  |  | 24744.4 | -5.1328
17517.4 | 0 |  |  | 15860.7 | -5.1328
13401.9 | 0.041123 |  |  | 5177.56 | -5.1328
7744.68 | 0.47855 |  |  | 9664.83 | 694.538
643.668 | 1.1902 |  |  | 10417.8 | 3776.98
521.888 | 1.9975 |  |  | 6340.34 | 8114.64
1300.83 | 2.8138 |  |  | 3532.23 | 11787
1288.37 | 4.2278 |  |  | 2590.78 | 14215.2
1926.75 | 4.5936 |  |  | 1168.34 | 15623
3468.45 | 4.6392 |  |  | 135.801 | 15941.2
3173.62 | 4.4023 |  |  | 0 | 15282.9
3103.38 | 3.1301 |  |  | 0 | 13688.3
5126.37 | 2.5143 |  |  | 0 | 11086.2
9173.79 | 2.0478 |  |  | 0 | 7363.19
13196.8 | 0.94161 |  |  | 2429.31 | 3177.22
8243.51 | 0.17537 |  |  | 3705 | 479.272
22554.3 | 0 |  |  | 4516.08 | -5.1328
24444 | 0 |  |  | 34706.6 | -5.1328
26570.7 | 0 |  |  | 26941.9 | -5.1328
31629.9 | 0 |  |  | 5369.31 | -5.1328
31129.9 | 0 |  |  | 1716.14 | -5.1328
30672.9 | 0 |  |  | 0 | -5.1328
34563 | 0 |  |  | 0 | -5.1328
39044.5 | 0 |  |  | 0 | -5.1328
39274.5 | 0 |  |  | 0 | -5.1328
32949.2 | 0 |  |  | 4566.36 | -5.1328
22019.3 | 0.040215 |  |  | 0 | -5.1328
15434 | 0.4948 |  |  | 0 | 630.005
1613.06 | 1.4873 |  |  | 1213.66 | 3997.02
0 | 2.503 |  |  | 0 | 8585.91
0 | 3.3376 |  |  | 0 | 12493.9
0 | 3.9285 |  |  | 0 | 15190.2
0 | 4.2605 |  |  | 0 | 16431.3
0 | 4.2598 |  |  | 0 | 16770.6
0 | 3.9588 |  |  | 0 | 16250.4
0 | 3.427 |  |  | 0 | 14458.8
579.655 | 1.4888 |  |  | 0 | 11633.8
804.971 | 1.666 |  |  | 0 | 7712.82
1793.54 | 0.60855 |  |  | 54.4927 | 3303.48
928.024 | 0.18441 |  |  | 2293.03 | 393.48
2633.25 | 0 |  |  | 4006.11 | -5.1328
10978.7 | 0 |  |  | 3106.32 | -5.1328
28572.7 | 0 |  |  | 0 | -5.1328
16212 | 0 |  |  | 0 | -5.1328
15520.5 | 0 |  |  | 0 | -5.1328
6461.72 | 0 |  |  | 0 | -5.1328
10075.2 | 0 |  |  | 0 | -5.1328
28099.3 | 0 |  |  | 0 | -5.1328
27266.4 | 0 |  |  | 0 | -5.1328
20287.2 | 0 |  |  | 0 | -5.1328
28848.9 | 0.015239 |  |  | 0 | -5.1328
22724.4 | 0.23359 |  |  | 0 | 510.872
14470.4 | 0.59138 |  |  | 0 | 4139.98
7354.83 | 0.79779 |  |  | 0 | 8797.55
2583.9 | 1.3555 |  |  | 0 | 12535.6
5017.4 | 1.5466 |  |  | 0 | 15068.3
9094.76 | 1.3753 |  |  | 0 | 16376.6
16620.5 | 1.9136 |  |  | 1109.27 | 16536.7
19590.3 | 1.471 |  |  | 1728.13 | 15741.3
20182.5 | 1.7106 |  |  | 1297.61 | 14079.8
22996.4 | 2.1122 |  |  | 2819.22 | 11453.2
27052.6 | 0.40114 |  |  | 3506.55 | 7737.35
25778 | 0.68295 |  |  | 5079.52 | 3257.25
22855.6 | 0.074086 |  |  | 7743.4 | 331.935
38395.3 | 0 |  |  | 6300.12 | -5.1328
39397 | 0 |  |  | 0 | -5.1328
39433.4 | 0 |  |  | 2494.59 | -5.1328
39361.4 | 0 |  |  | 3467.84 | -5.1328
38764.3 | 0 |  |  | 141.74 | -5.1328
38494.1 | 0 |  |  | 1636.92 | -5.1328
39178.1 | 0 |  |  | 780.741 | -5.1328
39271.7 | 0 |  |  | 6460.64 | -5.1328
37187.2 | 0 |  |  | 5662.02 | -5.1328
38016.8 | 0 |  |  | 8152.43 | -5.1328
31089.2 | 0.044767 |  |  | 13520.1 | -5.1328
23225.9 | 0.096316 |  |  | 12571.7 | 542.626
18022.9 | 0.36084 |  |  | 10641.8 | 3988.91
6257.38 | 1.0016 |  |  | 1030.01 | 8342.29
9030.43 | 0.93119 |  |  | 3098 | 11778.6
14180.1 | 1.1802 |  |  | 25624.5 | 14416.2
14575.5 | 1.3383 |  |  | 12190.7 | 15676
19671 | 1.1626 |  |  | 13552.9 | 15966.6
5952.48 | 1.9214 |  |  | 32602 | 15138.5
6429.17 | 1.7719 |  |  | 29796.6 | 13390.5
5514.97 | 1.5345 |  |  | 27398.7 | 10783.2
28909.4 | 0.74703 |  |  | 23488.7 | 7203.1
893.634 | 0.63915 |  |  | 22394.6 | 3167.32
3643.23 | 0.10414 |  |  | 16694.2 | 413.868
13542.6 | 0 |  |  | 15146.2 | -5.1328
3011.76 | 0 |  |  | 6644.59 | -5.1328
973.852 | 0 |  |  | 5035.82 | -5.1328
1519.56 | 0 |  |  | 1483.04 | -5.1328
19324.1 | 0 |  |  | 1875.16 | -5.1328
32577 | 0 |  |  | 1397.34 | -5.1328
36217.7 | 0 |  |  | 2994.34 | -5.1328
38030.6 | 0 |  |  | 1768.23 | -5.1328
30437.5 | 0 |  |  | 848.042 | -5.1328
12721.4 | 0 |  |  | 0 | -5.1328
11574.7 | 0.049165 |  |  | 0 | -5.1328
7531.47 | 0.51761 |  |  | 0 | 621.837
2593.05 | 1.5195 |  |  | 0 | 3961.82
0 | 2.5563 |  |  | 0 | 8396.34
0 | 3.3727 |  |  | 0 | 12131.7
0 | 1.2492 |  |  | 0 | 14718.7
0 | 4.2411 |  |  | 0 | 16316.4
0 | 4.2926 |  |  | 0 | 16769.1
92.5786 | 4.1094 |  |  | 0 | 16100
589.093 | 2.7726 |  |  | 0 | 14356.3
3077.72 | 1.739 |  |  | 2691.2 | 11541
5890.41 | 1.7187 |  |  | 0 | 7699.76
5553.13 | 0.95685 |  |  | 0 | 3264.89
8170.57 | 0.18365 |  |  | 0 | 429.926
16162.2 | 0 |  |  | 277.904 | -5.1328
25813.2 | 0 |  |  | 0 | -5.1328
36376.3 | 0 |  |  | 0 | -5.1328
37199.3 | 0 |  |  | 5374.43 | -5.1328
37506.4 | 0 |  |  | 5898.75 | -5.1328
37767.9 | 0 |  |  | 5828.04 | -5.1328
33768.8 | 0 |  |  | 0 | -5.1328
35085.4 | 0 |  |  | 0 | -5.1328
40036.6 | 0 |  |  | 0 | -5.1328
24583.3 | 0 |  |  | 0 | -5.1328
4136.16 | 0 |  |  | 0 | -5.1328
2910.93 | 0.29538 |  |  | 0 | 717.565
28695 | 0.56375 |  |  | 0 | 4228.3
16919.7 | 1.8836 |  |  | 0 | 8888.09
27838.7 | 1.3759 |  |  | 0 | 12788
32426.5 | 2.5187 |  |  | 0 | 15608.5
30095.1 | 2.9236 |  |  | 0 | 16770.6
25395.6 | 2.7613 |  |  | 0 | 16770.6
24620.7 | 2.2621 |  |  | 213.447 | 16770.6
23511.4 | 2.5461 |  |  | 0 | 15064.4
25466.3 | 1.9995 |  |  | 8844.98 | 11973.7
31892.9 | 1.7738 |  |  | 2043.92 | 7974.49
30010.9 | 0.87999 |  |  | 9595.75 | 3145.18
10466.9 | 0.17389 |  |  | 15019.1 | 459.767
21357.8 | 0 |  |  | 26833.8 | -5.1328
28036 | 0 |  |  | 446.127 | -5.1328
28603.1 | 0 |  |  | 0 | -5.1328
26996.1 | 0 |  |  | 0 | -5.1328
29993.1 | 0 |  |  | 2874.34 | -5.1328
10732.8 | 0 |  |  | 2102.23 | -5.1328
8589.24 | 0 |  |  | 1479.54 | -5.1328
31494.9 | 0 |  |  | 2262.31 | -5.1328
26866.4 | 0 |  |  | 0 | -5.1328
7456.91 | 0 |  |  | 0 | -5.1328
8018.19 | 0.0070995 |  |  | 0 | -5.1328
8251.95 | 0.073951 |  |  | 0 | 732.396
7314.32 | 0.23851 |  |  | 0 | 3934.2
7612.07 | 0.53981 |  |  | 0 | 8190.4
10639.3 | 0.42078 |  |  | 0 | 11738.6
9690.99 | 0.584 |  |  | 1126.24 | 14306
9422.1 | 0.61722 |  |  | 2768.35 | 15762.8
8900.69 | 0.88781 |  |  | 3028.28 | 16230
6687.82 | 0.68974 |  |  | 9456.08 | 15691
8081.78 | 1.3073 |  |  | 10932.1 | 14150.2
10925.7 | 1.927 |  |  | 13521.8 | 11315.9
11858.8 | 0.67056 |  |  | 13873.5 | 7519.59
15617.1 | 0.0316 |  |  | 14724.6 | 3237.57
18616.3 | 0.18328 |  |  | 10674.8 | 483.415
10472.7 | 0 |  |  | 20958.5 | -5.1328
16933.1 | 0 |  |  | 12881.5 | -5.1328
24512 | 0 |  |  | 16508.7 | -5.1328
19474.1 | 0 |  |  | 16514.6 | -5.1328
18415.6 | 0 |  |  | 13383 | -5.1328
18435 | 0 |  |  | 2988.99 | -5.1328
8716.86 | 0 |  |  | 997.795 | -5.1328
11864.5 | 0 |  |  | 6400.5 | -5.1328
12944.4 | 0 |  |  | 11363.3 | -5.1328
8951.65 | 0 |  |  | 7750.73 | -5.1328
13441.5 | 0.053821 |  |  | 4854.77 | -5.1328
11473.2 | 0.18772 |  |  | 1958.97 | 716.45
10254.6 | 0.66018 |  |  | 0 | 4043.79
11645.4 | 2.4325 |  |  | 192.672 | 8289.99
11661.3 | 3.1772 |  |  | 547.166 | 11617.3
10945.7 | 3.6797 |  |  | 2341.08 | 13688.7
10776.2 | 3.495 |  |  | 1226 | 14966.3
11066.5 | 3.6086 |  |  | 2181.61 | 15168.5
12016 | 3.6762 |  |  | 3028.28 | 14485.5
14283.7 | 2.6485 |  |  | 3169.7 | 13191.2
11556.4 | 2.2592 |  |  | 3090.95 | 10916.9
11349.6 | 0.074601 |  |  | 3089.14 | 7336.13
11982.9 | 0.4507 |  |  | 6184.34 | 3196.72
15317.8 | 0.22845 |  |  | 3816.43 | 499.96
18087 | 0 |  |  | 12338.5 | -5.1328
24866.2 | 0 |  |  | 16230.2 | -5.1328
28927.9 | 0 |  |  | 11233 | -5.1328
30743.8 | 0 |  |  | 8498.33 | -5.1328
29025.8 | 0 |  |  | 7142.59 | -5.1328
29387.9 | 0 |  |  | 4499.99 | -5.1328
25422.2 | 0 |  |  | 1498.41 | -5.1328
14723.9 | 0 |  |  | 0 | -5.1328
14424.9 | 0 |  |  | 0 | -5.1328
15673.8 | 0 |  |  | 0 | -5.1328
17997.6 | 0.066417 |  |  | 0 | -5.1328
15423.1 | 0.56366 |  |  | 0 | 728.524
7267.96 | 1.5549 |  |  | 0 | 3519.57
9995.58 | 2.5824 |  |  | 2366.07 | 8750.07
11063.7 | 3.4174 |  |  | 8167.84 | 12743.7
12188.7 | 3.9916 |  |  | 10890.3 | 15513.6
13160.2 | 2.3483 |  |  | 17712.1 | 16770.6
14880.8 | 2.4799 |  |  | 13985.4 | 16770.6
15185.6 | 2.6628 |  |  | 18840.6 | 16770.6
13401.6 | 0.91434 |  |  | 19555.7 | 14963.4
10549.7 | 0.60104 |  |  | 19106.8 | 12023.6
23325.6 | 0.34564 |  |  | 21169.5 | 8024.08
22980 | 0.27367 |  |  | 20118.5 | 3387.89
23627.4 | 0.14743 |  |  | 13640.3 | 480.1
11063.3 | 0 |  |  | 14415.8 | -5.1328
1418.01 | 0 |  |  | 16440.6 | -5.1328
6495.23 | 0 |  |  | 11926.3 | -5.1328
3652.76 | 0 |  |  | 3216.74 | -5.1328
3652.66 | 0 |  |  | 7830.89 | -5.1328
1840.96 | 0 |  |  | 8558.22 | -5.1328
640.652 | 0 |  |  | 6934.77 | -5.1328
7026.46 | 0 |  |  | 11024 | -5.1328
4775.72 | 0 |  |  | 8445.78 | -5.1328
6181.45 | 0 |  |  | 5195.17 | -5.1328
5515.92 | 0.044873 |  |  | 3815.03 | -5.1328
9940.66 | 0.13052 |  |  | 632.218 | 711.144
7870.56 | 1.5631 |  |  | 0 | 4182.82
5368.17 | 2.5858 |  |  | 1136.66 | 8635.33
4738.93 | 1.7102 |  |  | 5281.34 | 12308.4
1004.76 | 1.8126 |  |  | 11379.1 | 14878
3407.08 | 2.8022 |  |  | 14875.8 | 16389.5
5379.45 | 1.4709 |  |  | 19210.9 | 16732.9
5487.95 | 1.0501 |  |  | 17411.8 | 15990.7
7979.12 | 0.88848 |  |  | 16447.2 | 14289.3
5599.39 | 0.60817 |  |  | 17698.9 | 11580.7
5050.94 | 0.75943 |  |  | 21081.2 | 7689.67
8024.93 | 0.31757 |  |  | 20400.4 | 3270.82
6364.96 | 0.08869 |  |  | 16103.3 | 458.397
6002.03 | 0 |  |  | 13955.8 | -5.1328
2687.33 | 0 |  |  | 5056.67 | -5.1328
2251.43 | 0 |  |  | 17454.5 | -5.1328
3272.41 | 0 |  |  | 17052.4 | -5.1328
1960.67 | 0 |  |  | 18294.3 | -5.1328
1397.29 | 0 |  |  | 18755.3 | -5.1328
1044.3 | 0 |  |  | 11860.5 | -5.1328
1005.55 | 0 |  |  | 2314.22 | -5.1328
1286.41 | 0 |  |  | 1411.22 | -5.1328
1182.23 | 0 |  |  | 4094.85 | -5.1328
820.229 | 0.080298 |  |  | 1871.38 | -5.1328
1215.28 | 0.11185 |  |  | 2219.01 | 693.7
1102.15 | 0.40696 |  |  | 0 | 4077.46
0 | 1.1273 |  |  | 3784.68 | 8396.92
0 | 1.38 |  |  | 7887.22 | 11931.1
0 | 2.6665 |  |  | 14689.2 | 14558.9
0 | 4.3021 |  |  | 20395.3 | 16165.9
0 | 4.3969 |  |  | 26666 | 16682
0 | 4.1627 |  |  | 29434.7 | 16001.7
0 | 3.6686 |  |  | 33747 | 14304.3
0 | 2.1089 |  |  | 36518 | 11500.3
0 | 1.754 |  |  | 35154.5 | 7670.22
0 | 0.98924 |  |  | 32869.8 | 3265.48
0 | 0.2175 |  |  | 37685.2 | 468.197
358.798 | 0 |  |  | 38065.4 | -5.1328
1842.48 | 0 |  |  | 39226.2 | -5.1328
2116.37 | 0 |  |  | 38755.8 | -5.1328
1451.11 | 0 |  |  | 39571.8 | -5.1328
1264.38 | 0 |  |  | 39408.4 | -5.1328
471.479 | 0 |  |  | 39587.6 | -5.1328
0 | 0 |  |  | 39534.2 | -5.1328
0 | 0 |  |  | 38372.1 | -5.1328
0 | 0 |  |  | 38292.2 | -5.1328
0 | 0 |  |  | 37055.5 | -5.1328
0 | 0.085678 |  |  | 39325.5 | -5.1328
0 | 0.23807 |  |  | 38141.2 | 843.796
0 | 0.825 |  |  | 40053.4 | 4038.91
0 | 2.0946 |  |  | 39440.2 | 8258.1
0 | 1.7754 |  |  | 39449.5 | 11613.7
0 | 3.4064 |  |  | 31600.2 | 14106.5
0 | 3.6692 |  |  | 29194.5 | 15782.2
0 | 4.2309 |  |  | 36433.6 | 16240.2
0 | 3.9986 |  |  | 25203.6 | 15601.2
0 | 3.5282 |  |  | 32097.4 | 13977.4
0 | 2.8412 |  |  | 34988.5 | 11150.2
0 | 1.2336 |  |  | 38163.9 | 7425.48
0 | 0.94646 |  |  | 39641.8 | 3164.98
0 | 0.20584 |  |  | 39727.6 | 485.269
0 | 0 |  |  | 38097.4 | -5.1328
0 | 0 |  |  | 2328.03 | -5.1328
0 | 0 |  |  | 0 | -5.1328
0 | 0 |  |  | 23615.3 | -5.1328
0 | 0 |  |  | 27881.2 | -5.1328
0 | 0 |  |  | 10988.4 | -5.1328
0 | 0 |  |  | 28577.3 | -5.1328
0 | 0 |  |  | 16336.7 | -5.1328
0 | 0 |  |  | 21061.5 | -5.1328
0 | 0 |  |  | 8694.81 | -5.1328
0 | 0.087567 |  |  | 1225.22 | -5.1328
0 | 0.57877 |  |  | 2397.22 | 804.299
0 | 1.5117 |  |  | 0 | 4003.81
0 | 2.4602 |  |  | 0 | 8160.02
0 | 3.2518 |  |  | 337.329 | 11348.3
0 | 3.8114 |  |  | 4827.32 | 13510.2
0 | 3.1345 |  |  | 0 | 14880.8
2160.22 | 1.7163 |  |  | 33378.2 | 15226.7
2742.59 | 2.3017 |  |  | 861.579 | 14587.7
3575.55 | 2.4251 |  |  | 2926.9 | 13074.1
5217.73 | 1.6376 |  |  | 0 | 10588
2867.59 | 1.7879 |  |  | 0 | 7137.31
4146.43 | 0.91339 |  |  | 0 | 3082.7
3131.44 | 0.22482 |  |  | 0 | 447.975
4280.76 | 0 |  |  | 0 | -5.1328
3461.81 | 0 |  |  | 0 | -5.1328
2269.42 | 0 |  |  | 0 | -5.1328
2795.92 | 0 |  |  | 0 | -5.1328
4888.45 | 0 |  |  | 0 | -5.1328
15098 | 0 |  |  | 0 | -5.1328
17632.7 | 0 |  |  | 0 | -5.1328
28162 | 0 |  |  | 0 | -5.1328
24426 | 0 |  |  | 0 | -5.1328
0 | 0 |  |  | 0 | -5.1328
1198.39 | 0.02218 |  |  | 0 | -5.1328
2348.92 | 0.10048 |  |  | 0 | 712.344
1301.4 | 0.33057 |  |  | 0 | 3996.38
9659.64 | 0.4564 |  |  | 0 | 8115.95
14175.3 | 0.65188 |  |  | 0 | 11435.4
2362.1 | 2.7961 |  |  | 0 | 13569.1
5219.53 | 3.2613 |  |  | 0 | 14426.6
3484.19 | 2.4742 |  |  | 960.157 | 14216.2
0 | 3.4659 |  |  | 0 | 14167.3
0 | 2.5263 |  |  | 0 | 13003.5
10290.7 | 2.0319 |  |  | 0 | 10585.6
1385.81 | 1.0439 |  |  | 1669.46 | 7157.31
899.781 | 0.39509 |  |  | 0 | 3084.03
0 | 0.20444 |  |  | 0 | 453.769
13447.2 | 0 |  |  | 0 | -5.1328
5719.64 | 0 |  |  | 0 | -5.1328
13496.9 | 0 |  |  | 0 | -5.1328
6266.98 | 0 |  |  | 0 | -5.1328
2546.75 | 0 |  |  | 0 | -5.1328
1397.11 | 0 |  |  | 0 | -5.1328
5905.12 | 0 |  |  | 0 | -5.1328
5043.48 | 0 |  |  | 0 | -5.1328
10938.9 | 0 |  |  | 0 | -5.1328
4609.84 | 0 |  |  | 0 | -5.1328
5199.78 | 0.025734 |  |  | 0 | -5.1328
9002.61 | 0.18109 |  |  | 0 | 760.908
9268.48 | 0.71402 |  |  | 0 | 3904.16
4594.68 | 0.4337 |  |  | 0 | 7772.24
6246.31 | 1.753 |  |  | 0 | 10939.4
12095.4 | 2.722 |  |  | 0 | 13303.7
20814.9 | 2.941 |  |  | 4862.03 | 14801.5
23269 | 2.5963 |  |  | 12068.9 | 15361.9
23865 | 2.5322 |  |  | 11733.7 | 14845.9
14244.7 | 0.17748 |  |  | 14488.6 | 13357.6
21001 | 0.82776 |  |  | 6274.59 | 10829.7
15763.7 | 1.0086 |  |  | 7723.71 | 7215.44
20746.4 | 0.10266 |  |  | 7421.26 | 3140.5
13997.8 | 0.0064412 |  |  | 2064.85 | 500.096
7047.17 | 0 |  |  | 6016.91 | -5.1328
7021.34 | 0 |  |  | 0 | -5.1328
34961.7 | 0 |  |  | 0 | -5.1328
33992.4 | 0 |  |  | 0 | -5.1328
37383.6 | 0 |  |  | 0 | -5.1328
37882.8 | 0 |  |  | 0 | -5.1328
29348.9 | 0 |  |  | 0 | -5.1328
26269.8 | 0 |  |  | 0 | -5.1328
23214.6 | 0 |  |  | 0 | -5.1328
24406 | 0 |  |  | 0 | -5.1328
21188.8 | 0.10516 |  |  | 0 | -5.1328
14235.9 | 0.37398 |  |  | 0 | 808.1
1150.98 | 0.75829 |  |  | 0 | 3942.05
801.925 | 0.40409 |  |  | 0 | 7922.28
0 | 1.0134 |  |  | 0 | 11245.1
0 | 1.6558 |  |  | 0 | 13652.8
0 | 0.65007 |  |  | 0 | 15169.3
0 | 0.80043 |  |  | 4198.21 | 15631.5
0 | 1.2493 |  |  | 36947.9 | 15017.2
1804.74 | 1.3884 |  |  | 0 | 13436.2
3705.83 | 0.56505 |  |  | 0 | 10835.2
4355.15 | 0.71017 |  |  | 23516.9 | 7187.67
6638.07 | 0.10516 |  |  | 0 | 3132.31
1902.65 | 0.22863 |  |  | 1115.42 | 488.699
34208.8 | 0 |  |  | 8144.32 | -5.1328
19397.5 | 0 |  |  | 22222.2 | -5.1328
37184 | 0 |  |  | 9401.03 | -5.1328
35266.2 | 0 |  |  | 15083.8 | -5.1328
39092.4 | 0 |  |  | 12290.2 | -5.1328
34195.3 | 0 |  |  | 0 | -5.1328
23951 | 0 |  |  | 3097.32 | -5.1328
27686.9 | 0 |  |  | 39971.4 | -5.1328
35444.8 | 0 |  |  | 9107.84 | -5.1328
36813.5 | 0 |  |  | 2874.79 | -5.1328
37470.9 | 0.073902 |  |  | 2234.17 | -5.1328
36397 | 0.53753 |  |  | 2567.91 | 775.421
33365 | 0.51485 |  |  | 0 | 3958.72
36648.2 | 1.6964 |  |  | 0 | 8014.34
37780.7 | 1.2878 |  |  | 2183.94 | 11427.6
38231.8 | 2.9441 |  |  | 11846.5 | 13744.7
39145.2 | 3.34 |  |  | 5925.14 | 15138.1
39420.9 | 4.0272 |  |  | 2747.06 | 15574.7
39195.2 | 4.1987 |  |  | 7037.25 | 14998
38669 | 3.7186 |  |  | 5446.05 | 13430.6
37980 | 2.5306 |  |  | 5445.26 | 10816.8
39282.2 | 1.2934 |  |  | 15781.7 | 7193.91
39524.7 | 0.60436 |  |  | 12800.8 | 3129.07
35583.8 | 0.24679 |  |  | 8546.88 | 509.535
19331.5 | 0 |  |  | 1928.11 | -5.1328
35770.5 | 0 |  |  | 11828 | -5.1328
27615.3 | 0 |  |  | 14638.5 | -5.1328
24248 | 0 |  |  | 1704.15 | -5.1328
25628.6 | 0 |  |  | 1020.58 | -5.1328
15389.4 | 0 |  |  | 665.263 | -5.1328
27001.4 | 0 |  |  | 0 | -5.1328
22651.8 | 0 |  |  | 2794.21 | -5.1328
17944.2 | 0 |  |  | 10217.2 | -5.1328
12414.4 | 0 |  |  | 4389.47 | -5.1328
4825.37 | 0.078129 |  |  | 33097.6 | -5.1328
1653.42 | 0.23232 |  |  | 38287 | 885.067
0 | 0.46448 |  |  | 26787 | 3909.65
113.208 | 0.85816 |  |  | 22417.1 | 7862.52
1902.2 | 0.68291 |  |  | 23478.7 | 11175.6
4508.79 | 1.3499 |  |  | 27204.8 | 13582.5
5842.66 | 1.6035 |  |  | 37201.2 | 14906.3
6178.23 | 1.2617 |  |  | 37758.4 | 15284
4712.18 | 1.1963 |  |  | 33574.8 | 14618
3573.01 | 1.4991 |  |  | 34489 | 12948.5
2114.79 | 0.81282 |  |  | 33541.8 | 10316.7
2534.67 | 0.23701 |  |  | 34664.2 | 5342.47
1782.67 | 0.07162 |  |  | 31515.9 | 2285.66
1219.05 | 0.0067711 |  |  | 26752.5 | 278.647
2529.78 | 0 |  |  | 30984.4 | -5.1328
2561.88 | 0 |  |  | 35232.7 | -5.1328
1228.98 | 0 |  |  | 14330.4 | -5.1328
0 | 0 |  |  | 7430.13 | -5.1328
620.702 | 0 |  |  | 4667.65 | -5.1328
1974.75 | 0 |  |  | 7330.02 | -5.1328
3190.41 | 0 |  |  | 15912.4 | -5.1328
4788.68 | 0 |  |  | 1673.82 | -5.1328
16197.5 | 0 |  |  | 872.106 | -5.1328
26947.1 | 0 |  |  | 0 | -5.1328
29359.4 | 0.0064803 |  |  | 0 | -5.1328
20456 | 0.47487 |  |  | 0 | 794.799
5713.93 | 0.4969 |  |  | 0 | 3847.03
8956.22 | 0.87984 |  |  | 0 | 7656.24
13893.1 | 1.479 |  |  | 1064.88 | 10817.1
27969.1 | 1.6965 |  |  | 4578.5 | 12958.6
35245.4 | 1.5328 |  |  | 10909.4 | 9462.78
35927.4 | 2.7643 |  |  | 4747.82 | 14385.6
36242.2 | 0.69375 |  |  | 16154.6 | 13183.5
38176.3 | 0.91511 |  |  | 13960.7 | 11970.7
37956.4 | 0.46552 |  |  | 22893.3 | 9163.75
35858.9 | 0.75325 |  |  | 37248.6 | 6776.95
26842.2 | 0.2191 |  |  | 20726.6 | 2867.85
10354.1 | 0.13106 |  |  | 26302.2 | 605.758
19694.5 | 0 |  |  | 17449 | -5.1328
35266.8 | 0 |  |  | 13050.5 | -5.1328
38331.8 | 0 |  |  | 2103.65 | -5.1328
30750.2 | 0 |  |  | 0 | -5.1328
5092.38 | 0 |  |  | 0 | -5.1328
1176.45 | 0 |  |  | 0 | -5.1328
1062.63 | 0 |  |  | 0 | -5.1328
0 | 0 |  |  | 0 | -5.1328
0 | 0 |  |  | 0 | -5.1328
0 | 0 |  |  | 1012.45 | -5.1328
0 | 0.0097665 |  |  | 765.268 | -5.1328
6506.57 | 0.028663 |  |  | 0 | 893.791
0 | 0.60233 |  |  | 0 | 3963.77
4611.54 | 1.6654 |  |  | 0 | 7928.76
13969.3 | 0.82897 |  |  | 0 | 11208.6
37134.2 | 1.2142 |  |  | 0 | 13578.2
24468.4 | 2.5688 |  |  | 0 | 15039.2
14089.5 | 2.9652 |  |  | 0 | 15533.9
20465 | 1.9996 |  |  | 1510.16 | 15047.1
18807.1 | 3.0695 |  |  | 2552.56 | 13442
19485.6 | 0.87611 |  |  | 2286.97 | 10897.3
20738.6 | 1.005 |  |  | 4183.93 | 7300.5
38424.9 | 0.14219 |  |  | 13225.4 | 3003.63
35186.8 | 0.053636 |  |  | 821.269 | 634.441
34947.5 | 0 |  |  | 8557.68 | -5.1328
39621 | 0 |  |  | 12920.1 | -5.1328
39694.7 | 0 |  |  | 11619.9 | -5.1328
39300 | 0 |  |  | 10363.2 | -5.1328
36386 | 0 |  |  | 8586.9 | -5.1328
24638 | 0 |  |  | 8238.24 | -5.1328
34535.7 | 0 |  |  | 3587.06 | -5.1328
36158.9 | 0 |  |  | 4725.2 | -5.1328
26126.5 | 0 |  |  | 6609.77 | -5.1328
16408.8 | 0 |  |  | 6909.2 | -5.1328
11170.2 | 0.05578 |  |  | 17921.7 | -5.1328
6027.28 | 0.10054 |  |  | 9830.71 | 782.174
1030.2 | 0.41093 |  |  | 3787.92 | 3999.96
0 | 0.62234 |  |  | 9308.94 | 8123.17
905.51 | 0.62013 |  |  | 13613.7 | 11523.3
4384.74 | 1.5433 |  |  | 10876.5 | 14003.4
8824.22 | 2.3057 |  |  | 19003.6 | 15517
11473 | 4.1375 |  |  | 26370.5 | 16003.5
13259.7 | 2.7362 |  |  | 20981.2 | 15462.8
6163.26 | 1.9653 |  |  | 32336.6 | 13855.8
39336.2 | 0.99876 |  |  | 35450.4 | 11155
10235.6 | 0.63494 |  |  | 36694.4 | 7483.91
0 | 1.0177 |  |  | 30010.7 | 3218.81
0 | 0.24628 |  |  | 39253.5 | 632.557
0 | 0.02526 |  |  | 38580.2 | -5.1328
0 | 0 |  |  | 10734.8 | -5.1328
2885.72 | 0 |  |  | 0 | -5.1328
10217.8 | 0 |  |  | 0 | -5.1328
6984.66 | 0 |  |  | 0 | -5.1328
5250.1 | 0 |  |  | 0 | -5.1328
6388.91 | 0 |  |  | 786.825 | -5.1328
6434.83 | 0 |  |  | 1052.18 | -5.1328
7370.27 | 0 |  |  | 3591.44 | -5.1328
9608.55 | 0 |  |  | 7980.24 | -5.1328
20095 | 0.12761 |  |  | 4958.18 | -5.1328
12302.7 | 0.40569 |  |  | 9474.51 | 709.711
5586.96 | 0.76075 |  |  | 6782.21 | 4080.94
1885.64 | 1.6335 |  |  | 22879.9 | 8203.64
2565.71 | 3.3111 |  |  | 30851.7 | 11481.9
3843.57 | 3.8459 |  |  | 17881.6 | 13809.4
7725.73 | 4.1509 |  |  | 14584.8 | 15199
7966.58 | 4.199 |  |  | 10835 | 15710.6
6974.12 | 4.0096 |  |  | 7242.38 | 15218.3
6118.13 | 3.5697 |  |  | 7083.06 | 13765.6
6440.73 | 2.907 |  |  | 5885.33 | 11187.6
8235.52 | 2.046 |  |  | 18572.9 | 7535.28
9538.59 | 1.0488 |  |  | 16162.9 | 3255.32
16389.5 | 0.24973 |  |  | 39832.7 | 415.73
33946.6 | 0.028013 |  |  | 8627.23 | -5.1328
35047.7 | 0 |  |  | 0 | -5.1328
36401.8 | 0 |  |  | 2470.88 | -5.1328
38849.1 | 0 |  |  | 974.417 | -5.1328
37657.9 | 0 |  |  | 3942.71 | -5.1328
36751.3 | 0 |  |  | 563.582 | -5.1328
38795.7 | 0 |  |  | 0 | -5.1328
34811.3 | 0 |  |  | 0 | -5.1328
34810.6 | 0 |  |  | 0 | -5.1328
26397.7 | 0 |  |  | 0 | -5.1328
25078.3 | 0.11997 |  |  | 0 | -5.1328
19319.5 | 0.6165 |  |  | 0 | 657.108
15576.1 | 1.6461 |  |  | 0 | 3990.84
16425 | 2.6428 |  |  | 0 | 7858.23
16323.6 | 3.4846 |  |  | 0 | 9453
18760.7 | 4.0473 |  |  | 0 | 12966.4
22213.5 | 4.3278 |  |  | 0 | 13564
17237.5 | 3.5977 |  |  | 0 | 10418.2
19965.7 | 2.2874 |  |  | 0 | 14557.2
18004.3 | 2.9949 |  |  | 0 | 13180
20322.1 | 1.9544 |  |  | 0 | 10675.5
22015.9 | 2.0638 |  |  | 37808.5 | 7172.01
20755.8 | 1.0662 |  |  | 0 | 3083.72
15631.8 | 0.26333 |  |  | 0 | 461.97
13797.7 | 0.030684 |  |  | 767.337 | -5.1328
22779 | 0 |  |  | 810.496 | -5.1328
16863.4 | 0 |  |  | 0 | -5.1328
19295.5 | 0 |  |  | 0 | -5.1328
19795.6 | 0 |  |  | 0 | -5.1328
16832.1 | 0 |  |  | 0 | -5.1328
13305.9 | 0 |  |  | 0 | -5.1328
6739.41 | 0 |  |  | 0 | -5.1328
12815 | 0 |  |  | 0 | -5.1328
7016.21 | 0 |  |  | 0 | -5.1328
9602.45 | 0.1146 |  |  | 836.637 | -5.1328
15385.6 | 0.68399 |  |  | 0 | 800.61
9502.98 | 1.4513 |  |  | 0 | 3877
1527.61 | 2.2507 |  |  | 0 | 7557.26
340.456 | 2.9993 |  |  | 0 | 4028.92
2453.52 | 3.9364 |  |  | 1085.79 | 13288.3
2498.58 | 3.697 |  |  | 4320.16 | 14746.1
5442.52 | 4.2403 |  |  | 7596.92 | 11815.8
20881.6 | 3.0725 |  |  | 5530.81 | 9945.21
0 | 1.1839 |  |  | 720.162 | 9399.41
6922.77 | 0.51426 |  |  | 3914.04 | 395.717
9632.11 | 0.36564 |  |  | 28268 | 5648.71
12706.6 | 0.042601 |  |  | 0 | 2145.5
4799.42 | 0.28572 |  |  | 4411.43 | 667.755
0 | 0.033618 |  |  | 7711.75 | -5.1328
19867.3 | 0 |  |  | 5375.82 | -5.1328
13972.8 | 0 |  |  | 6417.45 | -5.1328
4340.41 | 0 |  |  | 0 | -5.1328
8506.28 | 0 |  |  | 0 | -5.1328
13419.6 | 0 |  |  | 3631.76 | -5.1328
15742.8 | 0 |  |  | 2608.49 | -5.1328
15039.9 | 0 |  |  | 2575.17 | -5.1328
23863.1 | 0 |  |  | 876.978 | -5.1328
17313.3 | 0 |  |  | 1066.39 | -5.1328
20939.6 | 0.14223 |  |  | 1457.33 | -5.1328
10460.7 | 0.21542 |  |  | 279.413 | -5.1328
5843.48 | 0.32693 |  |  | 560.443 | 1214.8
7611.12 | 0.5067 |  |  | 1062.62 | 1727.45
6462.55 | 2.1406 |  |  | 1392.06 | 7573.07
7329.68 | 1.6517 |  |  | 3434.5 | 11556.2
9157.01 | 3.0069 |  |  | 2752.53 | 5500.66
7001.75 | 4.0429 |  |  | 2129.66 | 10293.3
5697.72 | 3.8461 |  |  | 2576.81 | 10594.2
20342.1 | 3.4335 |  |  | 1470.53 | 11125.2
4426.87 | 2.8386 |  |  | 2651.19 | 4778.63
9966.2 | 2.0108 |  |  | 3458.28 | 2288.51
32432.1 | 1.0513 |  |  | 2317.14 | 11.0519
5126.35 | 0.26321 |  |  | 1978.4 | 544.65
16736.7 | 0.035706 |  |  | 3558.81 | -5.1328
16428.4 | 0 |  |  | 6917.63 | -5.1328
11104 | 0 |  |  | 0 | -5.1328
15855.4 | 0 |  |  | 878.718 | -5.1328
18182.7 | 0 |  |  | 3023.2 | -5.1328
30991.3 | 0 |  |  | 38.354 | -5.1328
12109.2 | 0 |  |  | 1106.91 | -5.1328
11432.9 | 0 |  |  | 0 | -5.1328
9560.03 | 0 |  |  | 0 | -5.1328
11760.1 | 0 |  |  | 0 | -5.1328
15243.2 | 0.11585 |  |  | 684.77 | -5.1328
20605.2 | 0.13123 |  |  | 0 | 815.695
8305.72 | 0.41325 |  |  | 0 | 3891.85
14938.7 | 0.6944 |  |  | 0 | 7857.94
13887.1 | 2.4496 |  |  | 0 | 11132.1
18748.4 | 0.90973 |  |  | 0 | 13360.1
8032.24 | 0.84311 |  |  | 0 | 14571.7
2332.2 | 3.1872 |  |  | 0 | 14673.7
0 | 3.2582 |  |  | 1131.29 | 13987.7
0 | 3.2148 |  |  | 517.964 | 12549.1
0 | 3.0188 |  |  | 0 | 10295.7
0 | 2.2125 |  |  | 4215.2 | 6917.69
0 | 1.1566 |  |  | 0 | 3052.3
8887.47 | 0.26571 |  |  | 0 | 542.338
22442.7 | 0.039512 |  |  | 0 | -5.1328
28573.4 | 0 |  |  | 0 | -5.1328
23976.1 | 0 |  |  | 0 | -5.1328
22900.3 | 0 |  |  | 0 | -5.1328
21569.1 | 0 |  |  | 0 | -5.1328
22873.3 | 0 |  |  | 0 | -5.1328
28118.8 | 0 |  |  | 0 | -5.1328
25717.7 | 0 |  |  | 0 | -5.1328
20126.8 | 0 |  |  | 0 | -5.1328
13806.6 | 0 |  |  | 0 | -5.1328
16966 | 0.11095 |  |  | 0 | -5.1328
23229.6 | 0.73384 |  |  | 0 | 779.255
15651.3 | 1.5204 |  |  | 0 | 3949.06
10467.5 | 2.4017 |  |  | 0 | 8005.63
9815.6 | 2.5839 |  |  | 0 | 11175.8
12997.4 | 2.388 |  |  | 0 | 13194.5
18668.3 | 3.697 |  |  | 0 | 14234.1
13315.4 | 2.271 |  |  | 0 | 14150.6
16150.8 | 3.1605 |  |  | 0 | 13601.6
20605.8 | 2.1217 |  |  | 6497.44 | 12359.7
14148.4 | 1.6891 |  |  | 1807.51 | 10146.3
12718.7 | 1.6645 |  |  | 0 | 6944.39
15598.2 | 0.70195 |  |  | 0 | 3090.52
28070.8 | 0.28309 |  |  | 1962.19 | 442.098
14276.4 | 0.044801 |  |  | 954.359 | -5.1328
12821.4 | 0 |  |  | 3631.18 | -5.1328
13414.5 | 0 |  |  | 982.656 | -5.1328
10513.1 | 0 |  |  | 0 | -5.1328
20699.7 | 0 |  |  | 0 | -5.1328
20409 | 0 |  |  | 0 | -5.1328
16336.6 | 0 |  |  | 0 | -5.1328
17477.3 | 0 |  |  | 0 | -5.1328
16229.2 | 0 |  |  | 0 | -5.1328
17081.1 | 0 |  |  | 0 | -5.1328
17530.3 | 0.12892 |  |  | 0 | -5.1328
19062.5 | 0.71282 |  |  | 0 | 702.438
21094 | 1.6927 |  |  | 0 | 4008.03
21802.9 | 2.6237 |  |  | 0 | 7975.95
27007.9 | 3.342 |  |  | 0 | 11148.9
30151.4 | 3.8576 |  |  | 0 | 13252.7
27566.3 | 4.1351 |  |  | 1919.52 | 14350.4
28387.7 | 4.2409 |  |  | 2736.92 | 14538.6
7981.2 | 4.0185 |  |  | 8993.08 | 14107.6
1109.89 | 3.56 |  |  | 16318.5 | 12833.3
16694.7 | 2.9038 |  |  | 10651 | 10523.9
7377.2 | 2.0657 |  |  | 0 | 7160.5
4179.82 | 0.95896 |  |  | 0 | 3154.34
1406.51 | 0.29197 |  |  | 0 | 424.705
6290.54 | 0.035107 |  |  | 40016.6 | -5.1328
3286.65 | 0 |  |  | 0 | -5.1328
6393.16 | 0 |  |  | 0 | -5.1328
9625.12 | 0 |  |  | 0 | -5.1328
14747.5 | 0 |  |  | 0 | -5.1328
9924.61 | 0 |  |  | 0 | -5.1328
9474.2 | 0 |  |  | 0 | -5.1328
24171 | 0 |  |  | 0 | -5.1328
33087 | 0 |  |  | 0 | -5.1328
30862.5 | 0 |  |  | 0 | -5.1328
26311.5 | 0.16108 |  |  | 0 | -5.1328
19413.5 | 0.57737 |  |  | 0 | 660.711
5119.87 | 1.3542 |  |  | 0 | 4020.51
4620.42 | 2.1923 |  |  | 0 | 8019.11
2826.87 | 2.4724 |  |  | 0 | 11125.1
2888.78 | 3.1396 |  |  | 1001.08 | 13146.4
2896.65 | 3.3493 |  |  | 1652.17 | 14260
1098.84 | 3.4097 |  |  | 0 | 14734
1228.63 | 3.7293 |  |  | 235.095 | 14358.5
884.185 | 3.2917 |  |  | 0 | 12957
0 | 2.6397 |  |  | 1156.46 | 10561.8
0 | 1.6622 |  |  | 877.487 | 7179.1
0 | 0.89245 |  |  | 34157.3 | 3150.55
0 | 0.25618 |  |  | 8994.12 | 425.811
0 | 0.018777 |  |  | 13758.6 | -5.1328
1009.04 | 0 |  |  | 2874.59 | -5.1328
607.104 | 0 |  |  | 9133.63 | -5.1328
17822.9 | 0 |  |  | 5488.12 | -5.1328
23275.1 | 0 |  |  | 5710.58 | -5.1328
23100.2 | 0 |  |  | 1072.2 | -5.1328
27439.2 | 0 |  |  | 0 | -5.1328
32264.9 | 0 |  |  | 1576.78 | -5.1328
27395.9 | 0 |  |  | 26226.4 | -5.1328
32501.9 | 0 |  |  | 9053.12 | -5.1328
30723.5 | 0.14893 |  |  | 37041.3 | -5.1328
15256.6 | 0.57089 |  |  | 37416.5 | 688.79
2728.6 | 0.71926 |  |  | 31887.4 | 3939.86
2414.31 | 1.6638 |  |  | 38344.8 | 7833.56
5117.68 | 0.66297 |  |  | 39381.8 | 10773
4684.9 | 0.6706 |  |  | 39413.9 | 12935.9
5244.54 | 0.14715 |  |  | 39373.7 | 14548.3
5246.93 | 1.6057 |  |  | 39549.3 | 15142.2
5392.01 | 1.2835 |  |  | 38479.8 | 14658.8
5588.68 | 0.56333 |  |  | 39228.6 | 13185.4
7888.72 | 1.853 |  |  | 33090.7 | 10661.2
9180.71 | 0.8191 |  |  | 39654 | 7177.16
6157.72 | 0.22879 |  |  | 40053.4 | 3146.84
3326.19 | 0.034144 |  |  | 37712.6 | 474.611
17595.2 | 0 |  |  | 38187.9 | -5.1328
19756.1 | 0 |  |  | 1467.96 | -5.1328
17759.9 | 0 |  |  | 0 | -5.1328
23894.8 | 0 |  |  | 10199 | -5.1328
13262 | 0 |  |  | 5340.69 | -5.1328
19965.5 | 0 |  |  | 9391.02 | -5.1328
25863.6 | 0 |  |  | 10129.6 | -5.1328
18785.3 | 0 |  |  | 15128.1 | -5.1328
19433.5 | 0 |  |  | 24520.6 | -5.1328
16519.8 | 0 |  |  | 11314.5 | -5.1328
18859.8 | 0.066821 |  |  | 6308.08 | -5.1328
23489.4 | 0.035138 |  |  | 1398.64 | 766.669
26152.6 | 0.33655 |  |  | 0 | 3844.61
22571.4 | 0.43924 |  |  | 5794.51 | 7722.74
20859.4 | 2.6419 |  |  | 5619.3 | 10965.3
22161.7 | 3.0223 |  |  | 3748.21 | 13353.1
10251.6 | 1.8105 |  |  | 10461.3 | 14780.3
14298.1 | 2.4224 |  |  | 32415.4 | 15266.5
10227.4 | 3.7195 |  |  | 31965.8 | 14838.4
14478.3 | 3.332 |  |  | 34830.6 | 13357.9
26933 | 2.6929 |  |  | 33865.1 | 10806.4
25036.8 | 1.4658 |  |  | 33417.3 | 7263.48
23277.2 | 1.0278 |  |  | 30509.6 | 3152.95
23687.2 | 0.30166 |  |  | 2953.67 | 515.555
14520.5 | 0.039186 |  |  | 5793.64 | -5.1328
23909.4 | 0 |  |  | 8298.72 | -5.1328
32233.3 | 0 |  |  | 14833.6 | -5.1328
32365 | 0 |  |  | 36511 | -5.1328
27060.4 | 0 |  |  | 13940.7 | -5.1328
10541.3 | 0 |  |  | 0 | -5.1328
10356.1 | 0 |  |  | 0 | -5.1328
9294.25 | 0 |  |  | 3344.8 | -5.1328
11281.7 | 0 |  |  | 1557.51 | -5.1328
12814.6 | 0 |  |  | 0 | -5.1328
22343.5 | 0.15088 |  |  | 0 | -5.1328
10039.7 | 0.68666 |  |  | 0 | 764.468
13366.4 | 1.5717 |  |  | 0 | 2554.02
11961.2 | 2.4405 |  |  | 0 | 7732.61
16782.4 | 3.1072 |  |  | 0 | 10976.3
17404.2 | 3.597 |  |  | 0 | 13320.1
21295.4 | 3.8634 |  |  | 0 | 13974.7
20194.7 | 3.8856 |  |  | 0 | 14228.5
18821.1 | 3.7045 |  |  | 592.312 | 14067.7
19536.7 | 3.3103 |  |  | 1859.09 | 12627.9
20597 | 2.7425 |  |  | 3389.49 | 10776.7
14765.1 | 1.9455 |  |  | 4532.39 | 7230.61
7046.02 | 0.67015 |  |  | 5524.05 | 2924.19
7313.36 | 0.17448 |  |  | 3177.55 | 489.392
9377.61 | 0.041239 |  |  | 10138.8 | -5.1328
7886.43 | 0 |  |  | 1777.54 | -5.1328
12469.7 | 0 |  |  | 5144.77 | -5.1328
12573.5 | 0 |  |  | 0 | -5.1328
12207.7 | 0 |  |  | 0 | -5.1328
15856 | 0 |  |  | 0 | -5.1328
16697.7 | 0 |  |  | 0 | -5.1328
34351.6 | 0 |  |  | 0 | -5.1328
17484.8 | 0 |  |  | 0 | -5.1328
16133.5 | 0 |  |  | 0 | -5.1328
19600.8 | 0.11956 |  |  | 0 | -5.1328
15629.6 | 0.62552 |  |  | 0 | 630.994
14731.6 | 1.2914 |  |  | 0 | 3645.64
13813.8 | 2.0787 |  |  | 0 | 5958.91
9377.7 | 2.5703 |  |  | 0 | 9451.36
7063.22 | 3.2529 |  |  | 0 | 11440.8
9263.4 | 3.6432 |  |  | 0 | 12818.2
7095.14 | 3.9564 |  |  | 309.038 | 13236.7
8056.78 | 2.833 |  |  | 1014.98 | 12680.6
5239.27 | 3.35 |  |  | 841.239 | 8762.37
6394.81 | 2.2181 |  |  | 580.181 | 3631.84
8003.82 | 1.8878 |  |  | 622.531 | 4134.08
9181.31 | 0.95537 |  |  | 2784.12 | 2301.22
10492.6 | 0.30346 |  |  | 2980.97 | 78.2456
14226.1 | 0.040225 |  |  | 2185.59 | -5.1328
14209.2 | 0 |  |  | 4717.41 | -5.1328
15951.9 | 0 |  |  | 7652.95 | -5.1328
21366.3 | 0 |  |  | 1837.04 | -5.1328
17458 | 0 |  |  | 1082.61 | -5.1328
16075.8 | 0 |  |  | 0 | -5.1328
16628.7 | 0 |  |  | 0 | -5.1328
11093.1 | 0 |  |  | 0 | -5.1328
8966.3 | 0 |  |  | 0 | -5.1328
5339.6 | 0 |  |  | 0 | -5.1328
6296.62 | 0.13573 |  |  | 0 | -5.1328
7697.91 | 0.65635 |  |  | 0 | 884.173
4079.7 | 1.5126 |  |  | 131.243 | 4087.18
1326.79 | 2.3693 |  |  | 0 | 8177.42
1501.08 | 3.0602 |  |  | 1379.59 | 11562.6
1060.12 | 3.56 |  |  | 5429.99 | 13789.3
294.348 | 3.8448 |  |  | 5969.05 | 15064.3
0 | 3.931 |  |  | 5148.99 | 15447.2
0 | 3.7357 |  |  | 829.567 | 14869
0 | 3.3523 |  |  | 21098.8 | 13352.2
0 | 2.737 |  |  | 13777.4 | 10759.3
0 | 1.9312 |  |  | 19326.2 | 7260.2
0 | 1.0349 |  |  | 17132.9 | 3199.99
823.997 | 0.29532 |  |  | 13355 | 515.13
3179.14 | 0.039259 |  |  | 11202 | -5.1328
3292.69 | 0 |  |  | 5479.08 | -5.1328
5839.42 | 0 |  |  | 5751.63 | -5.1328
7125.13 | 0 |  |  | 12973.9 | -5.1328
6713.99 | 0 |  |  | 5444.64 | -5.1328
3725.84 | 0 |  |  | 8923.36 | -5.1328
2314.06 | 0 |  |  | 14456.9 | -5.1328
3637.89 | 0 |  |  | 6522.29 | -5.1328
4197.39 | 0 |  |  | 3202.99 | -5.1328
1976.35 | 0 |  |  | 0 | -5.1328
2357.26 | 0.13906 |  |  | 0 | 19.3738
2799.71 | 0.66284 |  |  | 0 | 795.292
3329.5 | 1.5346 |  |  | 0 | 3931.23
2434.31 | 2.387 |  |  | 0 | 7840.24
879.665 | 3.0826 |  |  | 0 | 10851
898.629 | 1.4139 |  |  | 163.961 | 13064.3
1200.13 | 2.133 |  |  | 1860.53 | 14492.6
35902.6 | 2.2442 |  |  | 1602.79 | 14892.6
19720.2 | 0.31817 |  |  | 1052.5 | 14320.1
8221.97 | 0.22837 |  |  | 371.468 | 12835.6
0 | 0.11737 |  |  | 1307.68 | 10400.2
1950.25 | 1.1823 |  |  | 1434.06 | 6171.7
8541.78 | 1.0575 |  |  | 2661.48 | 3025.83
8586.95 | 0.31942 |  |  | 1590.7 | 676.682
6702.68 | 0.044636 |  |  | 5565.06 | -5.1328
23302.2 | 0 |  |  | 18180.2 | -5.1328
22550.2 | 0 |  |  | 17037.7 | -5.1328
27142 | 0 |  |  | 5199.54 | -5.1328
35169.5 | 0 |  |  | 3862.95 | -5.1328
32939.7 | 0 |  |  | 3691.62 | -5.1328
37588.5 | 0 |  |  | 0 | -5.1328
22525.3 | 0 |  |  | 0 | -5.1328
10910.3 | 0 |  |  | 0 | -5.1328
31890.4 | 0 |  |  | 0 | -5.1328
15248.1 | 0.16476 |  |  | 0 | 26.8001
19814.4 | 0.63896 |  |  | 0 | 810.771
13873.2 | 1.5393 |  |  | 0 | 3858.35
25664.8 | 2.2537 |  |  | 0 | 7807.37
16738.5 | 2.2897 |  |  | 0 | 11030.2
16951 | 2.872 |  |  | 0 | 13198.4
19615.6 | 2.4881 |  |  | 0 | 14518.4
25251.5 | 3.2538 |  |  | 0 | 14924.1
22095.9 | 3.1002 |  |  | 959.549 | 14353.9
26493.4 | 3.428 |  |  | 2779.77 | 12842.6
12172.8 | 2.8046 |  |  | 4300.75 | 10404.4
2764.97 | 2.0011 |  |  | 9038.42 | 7009.75
17309.6 | 1.0926 |  |  | 5391.1 | 3130.21
15097.5 | 0.33676 |  |  | 8335.95 | 595.539
31332.4 | 0.05204 |  |  | 15369.2 | -5.1328
8728.07 | 0 |  |  | 19680.7 | -5.1328
36402.2 | 0 |  |  | 10218.1 | -5.1328
25952.7 | 0 |  |  | 589.195 | -5.1328
12035.4 | 0 |  |  | 0 | -5.1328
25568 | 0 |  |  | 0 | -5.1328
17042.4 | 0 |  |  | 0 | -5.1328
14783.1 | 0 |  |  | 0 | -5.1328
25753 | 0 |  |  | 0 | -5.1328
32787.9 | 0 |  |  | 0 | -5.1328
36848 | 0.13862 |  |  | 0 | 26.7825
33085.5 | 0.56159 |  |  | 0 | 773.223
23502.7 | 1.6016 |  |  | 0 | 3829.49
15838.1 | 2.4562 |  |  | 0 | 7707.9
26744.3 | 3.0871 |  |  | 0 | 10787.1
32680.3 | 3.5134 |  |  | 0 | 12960.1
35192.6 | 3.1629 |  |  | 0 | 14324.9
39279.1 | 3.3414 |  |  | 224.912 | 14833
36291 | 1.8308 |  |  | 14607.5 | 14414.6
15507.8 | 1.3533 |  |  | 0 | 13051.9
36194.3 | 0.23265 |  |  | 1972.41 | 10573.9
28765.2 | 1.9346 |  |  | 14026.5 | 7155.49
10047.3 | 1.0658 |  |  | 12918.2 | 3186.15
18256.6 | 0.31679 |  |  | 23282.4 | 561.943
320.834 | 0.054051 |  |  | 10593.6 | -5.1328
5453.34 | 0 |  |  | 24356.3 | -5.1328
2151.28 | 0 |  |  | 9441.22 | -5.1328
1596.92 | 0 |  |  | 0 | -5.1328
10664.6 | 0 |  |  | 0 | -5.1328
730.273 | 0 |  |  | 0 | -5.1328
0 | 0 |  |  | 0 | -5.1328
0 | 0 |  |  | 0 | -5.1328
0 | 0 |  |  | 0 | -5.1328
0 | 0 |  |  | 0 | -5.1328
0 | 0.08495 |  |  | 0 | 36.7475
2015.14 | 0.27868 |  |  | 0 | 718.549
11987 | 0.47079 |  |  | 0 | 3819.82
9482.1 | 0.85168 |  |  | 0 | 7665.79
17154.6 | 1.425 |  |  | 399.695 | 10666
17099 | 1.531 |  |  | 2482.15 | 12681.5
23820.8 | 1.7991 |  |  | 2685.29 | 13928
31063.8 | 1.3357 |  |  | 2972.66 | 14439
37547.7 | 1.2186 |  |  | 41.7626 | 12371.9
33871 | 1.6122 |  |  | 0 | 12710.1
25308.5 | 1.2289 |  |  | 11526.1 | 10332.9
35456.8 | 0.8645 |  |  | 0 | 7050.82
28695.1 | 0.44045 |  |  | 4993.67 | 3196.99
38825.2 | 0.30224 |  |  | 0 | 569.883
25021 | 0.059177 |  |  | 0 | -5.1328
24210.3 | 0 |  |  | 0 | -5.1328
18346.5 | 0 |  |  | 8332.14 | -5.1328
13341.2 | 0 |  |  | 10039.4 | -5.1328
25707.4 | 0 |  |  | 4806.27 | -5.1328
18389.1 | 0 |  |  | 751.062 | -5.1328
8910.45 | 0 |  |  | 1715.15 | -5.1328
4633.74 | 0 |  |  | 4462.31 | -5.1328
6984.1 | 0 |  |  | 3692.68 | -5.1328
5157.07 | 0 |  |  | 1191.04 | -5.1328
5329.46 | 0.15151 |  |  | 10378.3 | 13.9507
2046.82 | 0.73089 |  |  | 62.3009 | 824.438
0 | 0.86755 |  |  | 153.444 | 3776.91
0 | 1.599 |  |  | 6113.39 | 7619.18
477.702 | 3.281 |  |  | 0 | 10879.8
1307.69 | 3.7338 |  |  | 1036.53 | 13126.7
1626.71 | 3.972 |  |  | 1919.04 | 14459.5
1959.75 | 3.9765 |  |  | 214.956 | 14914.6
1464.69 | 3.7807 |  |  | 0 | 14483.8
2057.68 | 2.6357 |  |  | 14075.6 | 12960.5
782.441 | 2.4124 |  |  | 8893.95 | 10537.4
0 | 1.6727 |  |  | 0 | 7116.96
0 | 0.99323 |  |  | 0 | 3214.13
0 | 0.31358 |  |  | 30630 | 608.807
1106.73 | 0.053322 |  |  | 0 | -5.1328
5162.38 | 0 |  |  | 0 | -5.1328
4169 | 0 |  |  | 0 | -5.1328
7775.98 | 0 |  |  | 0 | -5.1328
15512.8 | 0 |  |  | 0 | -5.1328
17845 | 0 |  |  | 0 | -5.1328
16623.5 | 0 |  |  | 0 | -5.1328
7781.86 | 0 |  |  | 0 | -5.1328
2859.38 | 0 |  |  | 0 | -5.1328
776.587 | 0 |  |  | 0 | -5.1328
376.592 | 0.14524 |  |  | 0 | 35.9098
729.08 | 0.71245 |  |  | 0 | 702.653
0 | 1.4503 |  |  | 0 | 3859.09
0 | 2.5228 |  |  | 0 | 7787.74
0 | 3.2707 |  |  | 201.38 | 11066
0 | 3.3326 |  |  | 0 | 13386.2
0 | 3.5751 |  |  | 75.2636 | 14729.9
0 | 3.389 |  |  | 0 | 15135.9
1522.87 | 2.9887 |  |  | 1070.79 | 14622.6
1123.46 | 2.6957 |  |  | 10145.3 | 13152.9
2004.37 | 1.54 |  |  | 16359 | 10704.8
2802.07 | 1.2859 |  |  | 16157.2 | 7270.18
3206.2 | 1.0634 |  |  | 16079 | 3268.45
2058.57 | 0.34744 |  |  | 12077.2 | 602.84
2505.76 | 0.057745 |  |  | 10479.3 | -5.1328
12322.3 | 0 |  |  | 7812.81 | -5.1328
6600.54 | 0 |  |  | 4958.62 | -5.1328
18290.5 | 0 |  |  | 1491.64 | -5.1328
9227.74 | 0 |  |  | 2823.01 | -5.1328
9151.02 | 0 |  |  | 4514.33 | -5.1328
33810.1 | 0 |  |  | 9035.99 | -5.1328
24307.8 | 0 |  |  | 6033.73 | -5.1328
27525.9 | 0 |  |  | 1560.76 | -5.1328
28718.5 | 0 |  |  | 0 | -5.1328
26764.5 | 0.081867 |  |  | 0 | 54.9082
32048 | 0.26235 |  |  | 0 | 691.651
14226.7 | 0.74128 |  |  | 0 | 3741.75
6653.83 | 1.2895 |  |  | 0 | 7538.16
3845.93 | 2.2811 |  |  | 0 | 10619.5
5055.38 | 2.6951 |  |  | 0 | 12889.5
7256.4 | 2.8524 |  |  | 0 | 14217.7
8715.07 | 3.9308 |  |  | 0 | 14639.4
9050.5 | 3.7473 |  |  | 0 | 14174.9
12599.1 | 3.3467 |  |  | 690.278 | 12593.7
15806 | 2.8138 |  |  | 0 | 10286.6
9018.97 | 2.0124 |  |  | 3293.2 | 7019.39
11960.9 | 1.1044 |  |  | 0 | 3254.26
12610.5 | 0.33914 |  |  | 1386.88 | 690.819
12166.9 | 0.061129 |  |  | 5871.74 | -5.1328
10972.6 | 0 |  |  | 2266.32 | -5.1328
9884.03 | 0 |  |  | 6095.93 | -5.1328
9500.97 | 0 |  |  | 4423.17 | -5.1328
6200.54 | 0 |  |  | 1900.6 | -5.1328
12208.8 | 0 |  |  | 0 | -5.1328
0 | 0 |  |  | 0 | -5.1328
17080 | 0 |  |  | 0 | -5.1328
8501.65 | 0 |  |  | 0 | -5.1328
12369.2 | 0 |  |  | 0 | -5.1328
11204.3 | 0.058503 |  |  | 0 | 16.7653
8810.36 | 0.5983 |  |  | 0 | 888.457
6780.88 | 0.92162 |  |  | 0 | 3839.63
10828.1 | 2.3107 |  |  | 0 | 7606.88
5529.13 | 1.5589 |  |  | 0 | 10712.5
5098.6 | 1.7353 |  |  | 288.262 | 12768.7
1263.95 | 2.7127 |  |  | 7229.26 | 13612.8
3599.55 | 2.3384 |  |  | 2350.43 | 14072.2
1535.52 | 2.7581 |  |  | 3067.55 | 13861.6
5173.82 | 2.1681 |  |  | 3676.33 | 12601.3
3624.98 | 2.7801 |  |  | 7909.12 | 10323
5285.09 | 1.9945 |  |  | 7943.11 | 7110.42
5265.26 | 1.1087 |  |  | 6864 | 3230.03
9397.05 | 0.32948 |  |  | 9494.96 | 561.83
5600.12 | 0.067009 |  |  | 8592.74 | -5.1328
4199.41 | 0 |  |  | 10659.1 | -5.1328
7444.44 | 0 |  |  | 9108.78 | -5.1328
9144.8 | 0 |  |  | 6060.37 | -5.1328
5895.12 | 0 |  |  | 1421.23 | -5.1328
1777.17 | 0 |  |  | 6217.13 | -5.1328
4719.98 | 0 |  |  | 2176.5 | -5.1328
1832.64 | 0 |  |  | 0 | -5.1328
3863.71 | 0 |  |  | 0 | -5.1328
2587.13 | 0 |  |  | 1648.78 | -5.1328
2614.82 | 0.17542 |  |  | 1429.43 | 35.0082
2694.93 | 0.71043 |  |  | 2738.19 | 716.958
1537.11 | 1.5957 |  |  | 4251.23 | 3752.19
880.057 | 1.4248 |  |  | 946.309 | 7655.13
721.612 | 2.2864 |  |  | 0 | 10707.1
727.194 | 1.6555 |  |  | 232.788 | 12664.2
1747.62 | 3.2955 |  |  | 2683.87 | 13498.6
1058.56 | 2.1199 |  |  | 1294.81 | 14010.9
1784.41 | 1.52 |  |  | 1956.8 | 13885.6
6377.52 | 1.2134 |  |  | 25.8999 | 12458.7
6444.89 | 2.8223 |  |  | 11988.4 | 10181.3
3969.93 | 1.6969 |  |  | 710.622 | 6937.4
819.866 | 0.10254 |  |  | 9671.9 | 3247.89
0 | 0.048339 |  |  | 1574.33 | 755.117
0 | 0.064359 |  |  | 3913.8 | -5.1328
1025.29 | 0 |  |  | 858.484 | -5.1328
1520.38 | 0 |  |  | 0 | -5.1328
0 | 0 |  |  | 765.343 | -5.1328
0 | 0 |  |  | 0 | -5.1328
1402.12 | 0 |  |  | 0 | -5.1328
338.396 | 0 |  |  | 0 | -5.1328
119.476 | 0 |  |  | 0 | -5.1328
0 | 0 |  |  | 0 | -5.1328
0 | 0 |  |  | 0 | -5.1328
0 | 0.15155 |  |  | 0 | 24.9527
0 | 0.47391 |  |  | 0 | 883.959
0 | 0.90746 |  |  | 0 | 3707.99
0 | 0.52462 |  |  | 0 | 7345.54
0 | 3.2582 |  |  | 1072.78 | 10251.8
0 | 3.7722 |  |  | 4468.08 | 12307.8
0 | 4.0489 |  |  | 4792.7 | 13681.2
0 | 4.0871 |  |  | 3122.46 | 14317.2
0 | 3.89 |  |  | 926.714 | 13960.6
1709.12 | 3.4842 |  |  | 0 | 12718.1
0 | 2.8727 |  |  | 0 | 10359
0 | 2.055 |  |  | 0 | 7082.52
1310.89 | 1.135 |  |  | 1424.94 | 3212.25
0 | 0.33954 |  |  | 2863.71 | 591.86
0 | 0.065467 |  |  | 964.716 | -5.1328
0 | 0 |  |  | 2429.64 | -5.1328
1202.03 | 0 |  |  | 2856.76 | -5.1328
1109.96 | 0 |  |  | 2095.96 | -5.1328
1382.96 | 0 |  |  | 1038.91 | -5.1328
1883.09 | 0 |  |  | 0 | -5.1328
5413.46 | 0 |  |  | 0 | -5.1328
3471.38 | 0 |  |  | 0 | -5.1328
4833.7 | 0 |  |  | 0 | -5.1328
4633.67 | 0 |  |  | 0 | -5.1328
1129.32 | 0.067131 |  |  | 0 | 33.9728
818.192 | 0.2877 |  |  | 0 | 742.145
0 | 0.46711 |  |  | 0 | 3744.27
0 | 0.6309 |  |  | 0 | 7697.21
0 | 0.78023 |  |  | 0 | 11050
1064.6 | 1.8633 |  |  | 0 | 13472
3440.43 | 2.3616 |  |  | 0 | 15008.5
2252.83 | 3.479 |  |  | 0 | 15406.6
5125.17 | 3.2076 |  |  | 0 | 14774.2
5714.37 | 3.3109 |  |  | 0 | 13131.5
8399.94 | 2.7398 |  |  | 0 | 10562.7
7062.7 | 1.9868 |  |  | 0 | 7108.06
5324.47 | 1.1243 |  |  | 0 | 3338.74
8299.93 | 0.35147 |  |  | 2134.7 | 762.295
9773.78 | 0.0689 |  |  | 0 | -5.1328
34083.8 | 0 |  |  | 289.208 | -5.1328
34935.8 | 0 |  |  | 3538.31 | -5.1328
35524.9 | 0 |  |  | 0 | -5.1328
35136.9 | 0 |  |  | 0 | -5.1328
33174.7 | 0 |  |  | 0 | -5.1328
33539.3 | 0 |  |  | 0 | -5.1328
30454.1 | 0 |  |  | 0 | -5.1328
26930.5 | 0 |  |  | 0 | -5.1328
23407.4 | 0 |  |  | 0 | -5.1328
25976.9 | 0.12135 |  |  | 0 | 34.9218
20090 | 0.31013 |  |  | 0 | 793.497
21325 | 0.7212 |  |  | 0 | 3718.13
21910.7 | 0.93557 |  |  | 0 | 7589.41
28684.9 | 2.0376 |  |  | 0 | 10796
25670.7 | 3.2502 |  |  | 0 | 12955.2
35751.6 | 3.3355 |  |  | 0 | 14229
18300.2 | 3.4525 |  |  | 989.998 | 14771.8
27135.2 | 3.8141 |  |  | 4631.23 | 14351.7
18053.8 | 3.3928 |  |  | 0 | 13154.2
11215.8 | 0.55471 |  |  | 0 | 10690.8
17897 | 0.38309 |  |  | 0 | 7280.1
5280.1 | 0.31513 |  |  | 2545.6 | 3329.15
3738.5 | 0.29123 |  |  | 0 | 537.001
4715.15 | 0.053943 |  |  | 0 | -5.1328
886.305 | 0 |  |  | 0 | -5.1328
2692.98 | 0 |  |  | 3548.98 | -5.1328
1801.65 | 0 |  |  | 5316.97 | -5.1328
343.373 | 0 |  |  | 0 | -5.1328
0 | 0 |  |  | 0 | -5.1328
0 | 0 |  |  | 0 | -5.1328
0 | 0 |  |  | 126.778 | -5.1328
0 | 0 |  |  | 3884.3 | -5.1328
0 | 0 |  |  | 6167.81 | -5.1328
0 | 0.12414 |  |  | 7670.41 | 43.9274
0 | 0.61211 |  |  | 8512.37 | 686.156
0 | 0.64096 |  |  | 11608.6 | 3758.12
0 | 1.6843 |  |  | 19353.7 | 7606.64
0 | 2.9433 |  |  | 23601.6 | 10746.7
0 | 3.8199 |  |  | 32250.8 | 13082
0 | 3.2311 |  |  | 25488.8 | 13057.7
0 | 3.774 |  |  | 7245.53 | 15061.8
0 | 3.4925 |  |  | 7390.23 | 14589.8
0 | 2.9076 |  |  | 2941.9 | 13054.7
0 | 2.7882 |  |  | 5817.88 | 10557.6
0 | 2.1647 |  |  | 0 | 7140.63
0 | 1.1339 |  |  | 0 | 3328.48
1126.27 | 0.32776 |  |  | 0 | 682.624
811.803 | 0.07194 |  |  | 0 | -5.1328
2584.89 | 0 |  |  | 3006.76 | -5.1328
4473.64 | 0 |  |  | 1804.21 | -5.1328
7995.82 | 0 |  |  | 914.677 | -5.1328
8138.82 | 0 |  |  | 3149.97 | -5.1328
9538.96 | 0 |  |  | 0 | -5.1328
8470.66 | 0 |  |  | 4318.29 | -5.1328
2512.77 | 0 |  |  | 0 | -5.1328
6477.4 | 0 |  |  | 1538.39 | -5.1328
2912.01 | 0 |  |  | 18427.2 | -5.1328
243.512 | 0.10567 |  |  | 0 | 34.9983
596.272 | 0.47338 |  |  | 5817.03 | 798.492
0 | 0.74566 |  |  | 0 | 3679.07
0 | 2.1025 |  |  | 16162.5 | 7432.1
1288.21 | 2.3883 |  |  | 19284.4 | 10276.7
0 | 3.7439 |  |  | 16604.3 | 11935.2
656.946 | 4.0046 |  |  | 18788.1 | 13283.2
853.704 | 3.4897 |  |  | 14497.5 | 13668.8
487.329 | 3.2225 |  |  | 13641.9 | 13212.1
1026.44 | 2.5062 |  |  | 25138.9 | 12079
982.34 | 2.8551 |  |  | 15817.5 | 9965.34
207.411 | 1.5209 |  |  | 19108.2 | 6929.45
1271.31 | 0.73881 |  |  | 18151.9 | 3273.51
1404.14 | 0.31224 |  |  | 9415.06 | 662.677
1377.44 | 0.066047 |  |  | 10609.2 | -5.1328
760.012 | 0 |  |  | 24104.4 | -5.1328
2075.41 | 0 |  |  | 16314.4 | -5.1328
0 | 0 |  |  | 0 | -5.1328
820.633 | 0 |  |  | 0 | -5.1328
2547.78 | 0 |  |  | 0 | -5.1328
2850.06 | 0 |  |  | 0 | -5.1328
3419.73 | 0 |  |  | 6149.98 | -5.1328
2560.05 | 0 |  |  | 16937.2 | -5.1328
0 | 0 |  |  | 7753.62 | -5.1328
0 | 0.1396 |  |  | 3505.22 | 31.3966
0 | 0.70173 |  |  | 2303.23 | 748.834
312.983 | 1.618 |  |  | 1956.24 | 3594.83
0 | 2.5056 |  |  | 7895.08 | 7359.05
1811.99 | 3.2066 |  |  | 5893.82 | 10484.6
1333.67 | 3.241 |  |  | 21259.1 | 11821.3
1098.7 | 4.0057 |  |  | 19788.6 | 12296.3
2050.32 | 3.1138 |  |  | 40053.4 | 13819.9
4673.13 | 3.3828 |  |  | 9433.95 | 13705.3
4777.11 | 3.0558 |  |  | 18141.1 | 12555.8
7253.06 | 2.4777 |  |  | 5061.34 | 10172
16197.2 | 1.8493 |  |  | 28477.3 | 6958.57
22614.6 | 1.1106 |  |  | 25023.8 | 3320.38
24785.2 | 0.30018 |  |  | 3206.46 | 715.918
11354.2 | 0.062794 |  |  | 6276.35 | -5.1328
33695.5 | 0 |  |  | 5231.72 | -5.1328
16934.3 | 0 |  |  | 24181.2 | -5.1328
22094 | 0 |  |  | 0 | -5.1328
22447 | 0 |  |  | 0 | -5.1328
22182.8 | 0 |  |  | 0 | -5.1328
17398.6 | 0 |  |  | 0 | -5.1328
24931.1 | 0 |  |  | 0 | -5.1328
27354.8 | 0 |  |  | 4235.04 | -5.1328
17883.7 | 0 |  |  | 6616.96 | -5.1328
18766.9 | 0.12905 |  |  | 5346.25 | -5.1328
5545.65 | 0.71566 |  |  | 2699.51 | 967.489
0 | 1.6804 |  |  | 0 | 3622.98
792.394 | 2.6075 |  |  | 10305.3 | 7191.97
248.543 | 3.3785 |  |  | 17599.6 | 6720.82
1792.64 | 3.4709 |  |  | 0 | 9700.04
1468.15 | 3.6596 |  |  | 23358.3 | 13071.8
696.093 | 3.0652 |  |  | 33815.7 | 13341.5
748.919 | 3.6128 |  |  | 1234.69 | 12473.8
780.681 | 2.7113 |  |  | 39673.1 | 11477.4
961.007 | 2.7887 |  |  | 32776.5 | 9568.17
3347.2 | 2.2247 |  |  | 39373.2 | 6708.51
2759.46 | 1.2414 |  |  | 8226.05 | 3284.05
1189.93 | 0.36118 |  |  | 34726 | 742.454
6581.42 | 0.069004 |  |  | 7470.25 | -5.1328
11531.8 | 0 |  |  | 18704.1 | -5.1328
25529.9 | 0 |  |  | 31422.3 | -5.1328
32392.8 | 0 |  |  | 29535.1 | -5.1328
33495.2 | 0 |  |  | 17357.6 | -5.1328
33801.6 | 0 |  |  | 2124.81 | -5.1328
25768 | 0 |  |  | 12308.9 | -5.1328
20970.4 | 0 |  |  | 4798.11 | -5.1328
18783 | 0 |  |  | 5194.17 | -5.1328
8985.81 | 0 |  |  | 3741.05 | -5.1328
15928.3 | 0.11701 |  |  | 13853.3 | -5.1328
14154.9 | 0.74485 |  |  | 4986.81 | 1012.33
1844.73 | 1.7504 |  |  | 2112.78 | 3604.58
8204.7 | 2.7056 |  |  | 18599.8 | 7029.9
15530.4 | 3.0581 |  |  | 23695.4 | 9964.77
20085.2 | 4.0231 |  |  | 12824.9 | 12234.1
23391.9 | 4.314 |  |  | 15586 | 13943
23307.4 | 4.3654 |  |  | 20114.8 | 14483.5
22112.1 | 4.1843 |  |  | 14176.8 | 14085.6
18643 | 3.7624 |  |  | 12955.1 | 12696.4
6734.61 | 3.0847 |  |  | 10942 | 10419.1
7683.13 | 2.2329 |  |  | 11677.1 | 7154.7
12301 | 1.2531 |  |  | 5851.16 | 3317.55
20144.3 | 0.39943 |  |  | 9006.13 | 619.557
15054.8 | 0.087186 |  |  | 10795.8 | -5.1328
38129.4 | 0 |  |  | 3069.39 | -5.1328
37960.1 | 0 |  |  | 10152.8 | -5.1328
35935.2 | 0 |  |  | 5763.52 | -5.1328
18795.8 | 0 |  |  | 4596.47 | -5.1328
19215 | 0 |  |  | 929.036 | -5.1328
22582.7 | 0 |  |  | 0 | -5.1328
19873 | 0 |  |  | 0 | -5.1328
29688.3 | 0 |  |  | 0 | -5.1328
2132.57 | 0 |  |  | 0 | -5.1328
14437.1 | 0.18301 |  |  | 0 | 32.7491
4808.97 | 0.58893 |  |  | 0 | 810.124
1999.76 | 1.4061 |  |  | 0 | 3555.86
854.85 | 2.604 |  |  | 0 | 7124.91
0 | 3.3419 |  |  | 0 | 10151.9
1080.7 | 1.9791 |  |  | 0 | 12257.5
5433.01 | 3.0446 |  |  | 268.26 | 13531.4
13359.3 | 2.3889 |  |  | 665.025 | 13965.5
317.24 | 1.7798 |  |  | 0 | 13498.5
0 | 2.0026 |  |  | 920.813 | 12122.8
0 | 1.5794 |  |  | 0 | 9880.96
1281.43 | 1.6501 |  |  | 1238.26 | 6815.59
7786.83 | 0.60932 |  |  | 1965.88 | 3321.61
5040.05 | 0.29864 |  |  | 0 | 792.731
10581.3 | 0.065813 |  |  | 387.039 | -5.1328
6965.12 | 0 |  |  | 864.686 | -5.1328
19198.4 | 0 |  |  | 0 | -5.1328
22384.8 | 0 |  |  | 0 | -5.1328
19534.9 | 0 |  |  | 0 | -5.1328
20040.1 | 0 |  |  | 0 | -5.1328
22429.8 | 0 |  |  | 0 | -5.1328
25133.8 | 0 |  |  | 0 | -5.1328
20431.3 | 0 |  |  | 0 | -5.1328
23656.6 | 0 |  |  | 0 | -5.1328
23632 | 0.12687 |  |  | 0 | 33.947
7957.46 | 0.73588 |  |  | 0 | 774.544
5781.15 | 1.7217 |  |  | 0 | 3571.34
1105.48 | 2.6664 |  |  | 0 | 7331.56
3853.88 | 3.4146 |  |  | 857.338 | 10463.9
6126.56 | 3.9556 |  |  | 6368.88 | 12462.3
7828.71 | 4.2399 |  |  | 8971.57 | 13129.6
18475.2 | 4.2809 |  |  | 10017 | 13585.5
22896.2 | 3.4368 |  |  | 7482.59 | 13506.6
20384.7 | 3.6888 |  |  | 9223.71 | 12372.3
32949.7 | 2.3632 |  |  | 14022.4 | 10259.1
22170.3 | 1.3965 |  |  | 10814 | 7101.56
17439.7 | 1.2616 |  |  | 0 | 3348.63
10952.7 | 0.38491 |  |  | 0 | 661.486
13113.9 | 0.080158 |  |  | 0 | -5.1328
11825.7 | 0 |  |  | 0 | -5.1328
3132.66 | 0 |  |  | 0 | -5.1328
6007.34 | 0 |  |  | 0 | -5.1328
3428.44 | 0 |  |  | 16303.2 | -5.1328
0 | 0 |  |  | 0 | -5.1328
0 | 0 |  |  | 0 | -5.1328
0 | 0 |  |  | 0 | -5.1328
13975.8 | 0 |  |  | 906.58 | -5.1328
5009.98 | 0 |  |  | 0 | -5.1328
2759.91 | 0.1254 |  |  | 0 | 32.7836
0 | 0.70676 |  |  | 0 | 599.085
0 | 1.6591 |  |  | 0 | 3670.02
0 | 2.5552 |  |  | 0 | 7642.39
365.196 | 3.2732 |  |  | 0 | 10743.3
4.6633 | 3.7853 |  |  | 0 | 12614.5
1135.24 | 4.0777 |  |  | 0 | 13740.9
1660.36 | 4.1507 |  |  | 0 | 14585.3
0 | 3.9742 |  |  | 0 | 14292.6
0 | 3.5852 |  |  | 2107.29 | 12959.2
2125.83 | 2.9762 |  |  | 1254.44 | 10649.6
0 | 2.1688 |  |  | 0 | 7354.71
103.196 | 1.2317 |  |  | 6743.85 | 3452.57
4486.14 | 0.38871 |  |  | 1021.55 | 591.336
11590.6 | 0.08316 |  |  | 1024.61 | 14.6577
18433.3 | 0 |  |  | 221.873 | -5.1328
24706.7 | 0 |  |  | 0 | -5.1328
30626.8 | 0 |  |  | 0 | -5.1328
27191.3 | 0 |  |  | 0 | -5.1328
23405 | 0 |  |  | 0 | -5.1328
20651.9 | 0 |  |  | 0 | -5.1328
23298 | 0 |  |  | 0 | -5.1328
16673 | 0 |  |  | 0 | -5.1328
11016.2 | 0 |  |  | 0 | -5.1328
10365.9 | 0.1322 |  |  | 0 | 33.9216
2339.14 | 0.70792 |  |  | 0 | 702.833
0 | 1.6562 |  |  | 0 | 3636.98
0 | 2.5539 |  |  | 0 | 7531.16
0 | 3.2788 |  |  | 0 | 10553
0 | 1.0125 |  |  | 0 | 12766.9
338.129 | 3.6641 |  |  | 0 | 14273.6
689.497 | 3.56 |  |  | 466.234 | 14790.5
854.094 | 3.4077 |  |  | 33145.9 | 14348.5
807.062 | 2.7126 |  |  | 6612.51 | 13160.1
0 | 1.9698 |  |  | 24061.5 | 10794.4
227.342 | 1.291 |  |  | 6588.29 | 7486.91
1123.59 | 0.82125 |  |  | 1457.37 | 3530.31
1518.22 | 0.2975 |  |  | 548.212 | 569.793
5217.47 | 0.068989 |  |  | 0 | 26.5523
13863.5 | 0 |  |  | 0 | -5.1328
17760.6 | 0 |  |  | 0 | -5.1328
19578.2 | 0 |  |  | 0 | -5.1328
17525 | 0 |  |  | 0 | -5.1328
26875.2 | 0 |  |  | 0 | -5.1328
20554.5 | 0 |  |  | 0 | -5.1328
21185.3 | 0 |  |  | 8384.49 | -5.1328
25069.9 | 0 |  |  | 8975.28 | -5.1328
30448.2 | 0 |  |  | 1237.13 | -5.1328
28302 | 0.031179 |  |  | 0 | 35.9422
13482 | 0.16976 |  |  | 0 | 745.511
1112.02 | 0.60711 |  |  | 0 | 3702.5
2328.54 | 0.502 |  |  | 0 | 7667.99
6516.31 | 0.67097 |  |  | 0 | 10905.2
5063.35 | 0.69615 |  |  | 0 | 13035.3
5913.79 | 0.82896 |  |  | 441.952 | 14184.3
5308.53 | 0.82661 |  |  | 2550.16 | 14301.2
4872.72 | 0.57351 |  |  | 0 | 13587.5
8695.6 | 0.78496 |  |  | 8010.49 | 12285
8175.56 | 1.4065 |  |  | 0 | 10144
5410.35 | 0.59248 |  |  | 0 | 7068.74
2841.39 | 0.13627 |  |  | 393.484 | 3396.47
3921.8 | 0.13343 |  |  | 0 | 736.157
7297.78 | 0.10135 |  |  | 0 | 6.5609
18828.5 | 0 |  |  | 0 | -5.1328
27088.5 | 0 |  |  | 0 | -5.1328
26452.3 | 0 |  |  | 0 | -5.1328
34350 | 0 |  |  | 0 | -5.1328
35668.4 | 0 |  |  | 0 | -5.1328
33053.2 | 0 |  |  | 0 | -5.1328
17782 | 0 |  |  | 0 | -5.1328
12518.7 | 0 |  |  | 0 | -5.1328
20017.9 | 0 |  |  | 0 | -5.1328
27656.9 | 0.16784 |  |  | 0 | 36.775
20340.2 | 0.59957 |  |  | 0 | 672.686
5909.78 | 1.1683 |  |  | 0 | 3603.3
2537.67 | 1.6603 |  |  | 0 | 7507.88
0 | 1.9157 |  |  | 0 | 10554.1
0 | 1.5662 |  |  | 0 | 12529.3
0 | 1.8152 |  |  | 120.641 | 13806.9
0 | 2.6822 |  |  | 1447.91 | 14473.2
12533.4 | 2.6087 |  |  | 732.518 | 14250.5
9678.21 | 2.0692 |  |  | 366.034 | 12892.3
2448.83 | 1.2668 |  |  | 765.45 | 10575.3
2738.78 | 0.96979 |  |  | 49.1364 | 7336.44
2175.8 | 0.94356 |  |  | 1861.91 | 3485.77
4532.06 | 0.37618 |  |  | 1419.63 | 705.871
8315.19 | 0.088874 |  |  | 3898.52 | 6.6653
25833.6 | 0 |  |  | 4111.8 | -5.1328
14562.3 | 0 |  |  | 697.39 | -5.1328
29904 | 0 |  |  | 0 | -5.1328
37320.2 | 0 |  |  | 0 | -5.1328
33114.8 | 0 |  |  | 0 | -5.1328
21934.1 | 0 |  |  | 0 | -5.1328
10910.5 | 0 |  |  | 0 | -5.1328
7443.54 | 0 |  |  | 0 | -5.1328
0 | 0 |  |  | 0 | -5.1328
1065.92 | 0.12987 |  |  | 0 | 26.755
1703.15 | 0.5124 |  |  | 0 | 723.276
0 | 1.1912 |  |  | 0 | 3606.74
0 | 1.6865 |  |  | 0 | 7489.99
0 | 2.0729 |  |  | 0 | 9584.85
0 | 2.9375 |  |  | 0 | 11632
0 | 3.8529 |  |  | 0 | 13369.8
0 | 2.9674 |  |  | 0 | 13097.2
0 | 2.4255 |  |  | 0 | 9176.65
0 | 2.5523 |  |  | 0 | 12961.8
0 | 1.7386 |  |  | 1892.12 | 10641.8
0 | 0.39969 |  |  | 0 | 7308.45
501.175 | 0.095867 |  |  | 1498.87 | 3510.4
7401.03 | 0.077682 |  |  | 4359.1 | 780.252
8622.65 | 0.01508 |  |  | 2427.12 | -5.1328
23173.9 | 0 |  |  | 0 | -5.1328
26418.1 | 0 |  |  | 622.413 | -5.1328
30981.3 | 0 |  |  | 0 | -5.1328
29338.9 | 0 |  |  | 0 | -5.1328
12918.7 | 0 |  |  | 0 | -5.1328
0 | 0 |  |  | 0 | -5.1328
879.487 | 0 |  |  | 0 | -5.1328
8071.62 | 0 |  |  | 0 | -5.1328
1125.31 | 0 |  |  | 0 | -5.1328
5534.72 | 0.17662 |  |  | 0 | 24.9228
9642.28 | 0.56997 |  |  | 0 | 706.387
3260.42 | 1.137 |  |  | 0 | 3365.12
3589.57 | 1.898 |  |  | 0 | 6550.72
494.642 | 2.5317 |  |  | 0 | 10599
1473.25 | 2.4166 |  |  | 0 | 10204.1
2591.72 | 3.1545 |  |  | 0 | 10835.1
169.957 | 2.6353 |  |  | 0 | 10689.3
2034.86 | 2.9232 |  |  | 0 | 12243.6
2051.76 | 2.8954 |  |  | 0 | 12736.1
2186.7 | 2.3486 |  |  | 0 | 10470.9
1392.38 | 1.5462 |  |  | 0 | 7301.17
7373.02 | 0.86633 |  |  | 0 | 3458.73
6013.66 | 0.063249 |  |  | 0 | 719.409
8282.23 | 0.011952 |  |  | 11779.5 | -5.1328
15407 | 0 |  |  | 3190.13 | -5.1328
10081.3 | 0 |  |  | 1371.22 | -5.1328
15262.2 | 0 |  |  | 0 | -5.1328
22740.5 | 0 |  |  | 0 | -5.1328
25497.4 | 0 |  |  | 0 | -5.1328
22004 | 0 |  |  | 0 | -5.1328
13882 | 0 |  |  | 0 | -5.1328
16039.8 | 0 |  |  | 0 | -5.1328
10529.9 | 0 |  |  | 0 | -5.1328
14005.1 | 0.044599 |  |  | 0 | 16.7513
16874.3 | 0.48365 |  |  | 0 | 761.739
22120.6 | 1.2837 |  |  | 0 | 3545.22
29211.2 | 1.16 |  |  | 0 | 7304.23
37150.5 | 3.1964 |  |  | 0 | 10388.6
32935.8 | 3.7451 |  |  | 0 | 12724.9
30811.8 | 4.044 |  |  | 0 | 14306.8
15133.8 | 4.1045 |  |  | 0 | 14910
13077.5 | 3.9328 |  |  | 0 | 14502.7
11619.9 | 3.5395 |  |  | 0 | 13189.8
16710.4 | 2.9244 |  |  | 0 | 10756.9
18789.8 | 2.1376 |  |  | 0 | 7418.21
21268.4 | 1.2153 |  |  | 2346.24 | 3516.38
19716.4 | 0.3868 |  |  | 1550.56 | 708.863
17605.8 | 0.081525 |  |  | 3383.36 | 26.595
30034.2 | 0 |  |  | 27049.4 | -5.1328
13404.8 | 0 |  |  | 12671.6 | -5.1328
19842.7 | 0 |  |  | 0 | -5.1328
9583.52 | 0 |  |  | 0 | -5.1328
5356.41 | 0 |  |  | 0 | -5.1328
5331 | 0 |  |  | 0 | -5.1328
6510.33 | 0 |  |  | 0 | -5.1328
8546.58 | 0 |  |  | 0 | -5.1328
9082.91 | 0 |  |  | 0 | -5.1328
6002.12 | 0.11408 |  |  | 0 | 25.9085
3702.88 | 0.6753 |  |  | 0 | 647.231
0 | 1.6069 |  |  | 0 | 3507.44
0 | 2.4836 |  |  | 0 | 7316.61
665.689 | 3.2147 |  |  | 0 | 10289.5
2312.06 | 3.732 |  |  | 0 | 12278
1639.49 | 4.024 |  |  | 0 | 12551.1
1285.2 | 4.1038 |  |  | 0 | 14242.6
1072.42 | 3.9502 |  |  | 0 | 12334.4
2794.74 | 3.5535 |  |  | 0 | 10311.1
2592.41 | 2.1669 |  |  | 4437.84 | 10184.2
1873.49 | 2.1252 |  |  | 0 | 7070.01
2957.62 | 1.2158 |  |  | 15318.4 | 3439.65
674.993 | 0.38793 |  |  | 0 | 752.677
5345.11 | 0.081494 |  |  | 0 | 26.5523
2622.93 | 0 |  |  | 0 | -5.1328
4683.44 | 0 |  |  | 0 | -5.1328
10191.6 | 0 |  |  | 0 | -5.1328
11074.8 | 0 |  |  | 0 | -5.1328
21413.8 | 0 |  |  | 0 | -5.1328
22735 | 0 |  |  | 0 | -5.1328
28097.7 | 0 |  |  | 0 | -5.1328
25980.5 | 0 |  |  | 0 | -5.1328
27450.5 | 0 |  |  | 0 | -5.1328
16234.7 | 0.12037 |  |  | 0 | 36.775
4379.7 | 0.65317 |  |  | 0 | 592.257
0 | 1.5503 |  |  | 0 | 3511
423.469 | 2.0744 |  |  | 0 | 7424.67
4705.55 | 2.6498 |  |  | 0 | 10596.2
7984.87 | 3.5625 |  |  | 0 | 12625
9317.4 | 3.863 |  |  | 0 | 13338.5
7046.82 | 3.9568 |  |  | 1362.88 | 13318.3
9423.46 | 3.2972 |  |  | 402.188 | 13026.1
12042.6 | 3.4367 |  |  | 0 | 12136.4
8097.02 | 2.859 |  |  | 2771.86 | 10162.5
5032.64 | 2.0765 |  |  | 3749.3 | 7176.66
7370.69 | 1.1344 |  |  | 0 | 3504.94
8689.84 | 0.3856 |  |  | 0 | 740.182
9316.1 | 0.080271 |  |  | 0 | 12.5849
9764.83 | 0 |  |  | 0 | -5.1328
8767.75 | 0 |  |  | 17597.3 | -5.1328
15497.9 | 0 |  |  | 6218.62 | -5.1328
17276.4 | 0 |  |  | 0 | -5.1328
17356.9 | 0 |  |  | 4252.07 | -5.1328
18260 | 0 |  |  | 0 | -5.1328
13760.6 | 0 |  |  | 0 | -5.1328
20432.7 | 0 |  |  | 0 | -5.1328
6362.2 | 0 |  |  | 0 | -5.1328
26004 | 0.15608 |  |  | 0 | 15.9368
10728.6 | 0.5733 |  |  | 0 | 617.906
3628.45 | 1.1447 |  |  | 0 | 3581.47
5371.6 | 2.4069 |  |  | 0 | 7535.4
3204.81 | 2.3685 |  |  | 0 | 10913.6
0 | 2.5488 |  |  | 0 | 13413.7
1015.69 | 2.4393 |  |  | 1164.9 | 14922.4
5613.73 | 2.1629 |  |  | 1168.29 | 15449
7883.53 | 1.0157 |  |  | 592.272 | 14945.7
9346.99 | 0.50187 |  |  | 6793.83 | 13397.3
10327.5 | 1.6342 |  |  | 0 | 10895.5
18794.2 | 1.0925 |  |  | 14973.1 | 7552.62
10583.1 | 0.062494 |  |  | 0 | 3564.75
3338.07 | 0.027076 |  |  | 0 | 639
5923.63 | 0.0058496 |  |  | 518.158 | 22.6701
7497.71 | 0 |  |  | 659.17 | -5.1328
6088.89 | 0 |  |  | 0 | -5.1328
8700.15 | 0 |  |  | 0 | -5.1328
7222.45 | 0 |  |  | 147.825 | -5.1328
12218.2 | 0 |  |  | 0 | -5.1328
7487.75 | 0 |  |  | 0 | -5.1328
13235.1 | 0 |  |  | 0 | -5.1328
14826.4 | 0 |  |  | 0 | -5.1328
24790.7 | 0 |  |  | 0 | -5.1328
30977.4 | 0.15478 |  |  | 0 | -5.1328
15288.1 | 0.29854 |  |  | 0 | 648.166
4797.64 | 0.72098 |  |  | 0 | 3459.73
4107.44 | 1.2117 |  |  | 0 | 7232.86
4786.04 | 1.6879 |  |  | 1934.52 | 10225.1
16369 | 2.6271 |  |  | 567.112 | 12382.1
19626.7 | 1.6713 |  |  | 2340.18 | 13753.9
23448.4 | 3.5887 |  |  | 2777.27 | 14272.4
29209.2 | 4.0614 |  |  | 5013.08 | 13803.9
31016.5 | 2.7712 |  |  | 0 | 12564.8
33198 | 2.6306 |  |  | 4553.58 | 10216.2
32450.4 | 2.2464 |  |  | 21581.6 | 7075.83
32642.9 | 1.281 |  |  | 13560.9 | 3491.25
14774.8 | 0.39009 |  |  | 8590.81 | 752.043
15454.8 | 0.076524 |  |  | 2805.3 | 12.5208
37309 | 0 |  |  | 10310.3 | -5.1328
33242.2 | 0 |  |  | 6525.08 | -5.1328
27078.5 | 0 |  |  | 6083.2 | -5.1328
33063.4 | 0 |  |  | 2862.45 | -5.1328
23491.8 | 0 |  |  | 3762.55 | -5.1328
33992.7 | 0 |  |  | 3985.11 | -5.1328
30553.4 | 0 |  |  | 6279.03 | -5.1328
33869.6 | 0 |  |  | 10748.4 | -5.1328
29861.3 | 0 |  |  | 1957.45 | -5.1328
21535.8 | 0.023904 |  |  | 5006.05 | -5.1328
21975.8 | 0.039128 |  |  | 11095.8 | 761.642
22350.2 | 0.23824 |  |  | 2358.74 | 3392.27
23413.2 | 0.55654 |  |  | 506.932 | 7083.26
15134.5 | 0.98417 |  |  | 4402.76 | 10241.8
15800 | 0.95472 |  |  | 11705 | 12358.6
24447.6 | 0.97367 |  |  | 23614.9 | 13422.4
28278 | 2.8466 |  |  | 37986.3 | 13681.3
36836.7 | 1.5421 |  |  | 28821.6 | 13194.2
33656.7 | 1.3756 |  |  | 37520.9 | 11802.1
22659.5 | 0.9306 |  |  | 19740.2 | 9515.74
20436.5 | 1.5372 |  |  | 15451.7 | 6464.35
33712.4 | 0.83066 |  |  | 12114.5 | 3410.5
22632.5 | 0.40205 |  |  | 4699.17 | 673.227
8611.31 | 0.069204 |  |  | 8466.93 | -5.1328
31005.2 | 0 |  |  | 2873 | -5.1328
23321.7 | 0 |  |  | 0 | -5.1328
13629 | 0 |  |  | 0 | -5.1328
11763.6 | 0 |  |  | 0 | -5.1328
24715.4 | 0 |  |  | 0 | -5.1328
22540.5 | 0 |  |  | 0 | -5.1328
9644.79 | 0 |  |  | 0 | -5.1328
8927.93 | 0 |  |  | 0 | -5.1328
13256.6 | 0 |  |  | 0 | -5.1328
14617.6 | 0.16619 |  |  | 0 | -5.1328
10507.7 | 0.67521 |  |  | 0 | 195.009
9558.68 | 1.6216 |  |  | 0 | 2861.95
11129.8 | 2.5315 |  |  | 0 | 6456.15
6048.29 | 3.267 |  |  | 0 | 6278.22
6644.48 | 3.7884 |  |  | 0 | 11791
8860.88 | 3.5835 |  |  | 93.9451 | 12854.5
14608 | 3.4075 |  |  | 0 | 13421
14552.2 | 3.3767 |  |  | 734.34 | 13021.3
11779.4 | 3.5958 |  |  | 7053.59 | 11751.4
20293.6 | 2.5942 |  |  | 3419.08 | 9566.44
16604.6 | 2.1942 |  |  | 2848.65 | 6629.43
19472.9 | 1.2529 |  |  | 2077.71 | 3386.37
11061 | 0.39957 |  |  | 3356.7 | 794.539
10827.5 | 0.084335 |  |  | 3216.93 | -5.1328
13974.8 | 0 |  |  | 2317.4 | -5.1328
12396.5 | 0 |  |  | 0 | -5.1328
8792.15 | 0 |  |  | 0 | -5.1328
394.465 | 0 |  |  | 0 | -5.1328
0 | 0 |  |  | 0 | -5.1328
0 | 0 |  |  | 0 | -5.1328
0 | 0 |  |  | 0 | -5.1328
0 | 0 |  |  | 0 | -5.1328
0 | 0 |  |  | 0 | -5.1328
0 | 0.038124 |  |  | 0 | -5.1328
0 | 0.65808 |  |  | 0 | 750.688
0 | 1.1333 |  |  | 0 | 3341.99
0 | 1.8709 |  |  | 0 | 6544.1
0 | 2.4404 |  |  | 0 | 9413.28
277.929 | 1.9123 |  |  | 0 | 11701.7
1330.45 | 3.9982 |  |  | 0 | 13376.3
1126.77 | 1.8643 |  |  | 0 | 13881
1761.49 | 3.4401 |  |  | 0 | 13465.2
1373.66 | 2.3846 |  |  | 0 | 11873.3
591.854 | 2.3946 |  |  | 0 | 9661.54
1044.83 | 2.1531 |  |  | 0 | 5231.72
10696 | 1.1886 |  |  | 23667.3 | 3529.22
0 | 0.43571 |  |  | 3512.34 | 656.116
0 | 0.086491 |  |  | 0 | 7.4102
0 | 0 |  |  | 4124.3 | -5.1328
0 | 0 |  |  | 1911.55 | -5.1328
602.361 | 0 |  |  | 0 | -5.1328
637.307 | 0 |  |  | 771.666 | -5.1328
664.93 | 0 |  |  | 5221.18 | -5.1328
154.215 | 0 |  |  | 1343.48 | -5.1328
891.162 | 0 |  |  | 2983.44 | -5.1328
491.682 | 0 |  |  | 841.609 | -5.1328
2511.47 | 0 |  |  | 0 | -5.1328
1203.93 | 0.16739 |  |  | 0 | -5.1328
1140.28 | 0.64644 |  |  | 0 | 681.619
263.986 | 1.325 |  |  | 0 | 3467.24
0 | 2.1854 |  |  | 0 | 7385.5
0 | 2.8853 |  |  | 0 | 10655.2
0 | 3.3925 |  |  | 2521.14 | 13038.9
7.7358 | 3.7073 |  |  | 4599.92 | 14539.3
1198.92 | 3.742 |  |  | 4290.42 | 15039
170.399 | 3.5745 |  |  | 5112.83 | 14629.4
25673.1 | 3.2333 |  |  | 4064.91 | 13083.3
0 | 2.7005 |  |  | 11192.2 | 10707.2
19052.1 | 1.9866 |  |  | 10336.6 | 7419.24
0 | 1.1682 |  |  | 12433 | 3521.16
3027.24 | 0.44226 |  |  | 14978.6 | 658.891
5438.58 | 0.092091 |  |  | 16753.8 | 20.149
13533 | 0 |  |  | 8512.27 | -5.1328
14210.3 | 0 |  |  | 13312.3 | -5.1328
13007.5 | 0 |  |  | 7137.71 | -5.1328
14286.7 | 0 |  |  | 3430.39 | -5.1328
22506.1 | 0 |  |  | 5699.08 | -5.1328
14599.1 | 0 |  |  | 1376.22 | -5.1328
2981.81 | 0 |  |  | 0 | -5.1328
0 | 0 |  |  | 4282.2 | -5.1328
959.918 | 0 |  |  | 2684.52 | -5.1328
833.851 | 0.1523 |  |  | 1395.53 | -5.1328
1470.23 | 0.65844 |  |  | 0 | 582.554
0 | 1.4344 |  |  | 424.582 | 3328.89
0 | 2.2408 |  |  | 3158.96 | 7166.18
0 | 2.9368 |  |  | 6703.96 | 10376.5
0 | 3.4373 |  |  | 9024.72 | 12638.4
0 | 3.7083 |  |  | 12356.8 | 13829.5
0 | 3.6428 |  |  | 12883.5 | 14186.4
0 | 3.4951 |  |  | 4621.57 | 13754.3
0 | 3.1461 |  |  | 18139.6 | 12514.4
0 | 2.5672 |  |  | 34827.6 | 10224.7
0 | 1.8935 |  |  | 552.348 | 7100.4
0 | 1.1251 |  |  | 1881.81 | 3391.38
0 | 0.44769 |  |  | 3825.26 | 653.746
0 | 0.07813 |  |  | 4352.28 | 7.5084
0 | 0 |  |  | 11933.5 | -5.1328
22024.6 | 0 |  |  | 5538.12 | -5.1328
16966.2 | 0 |  |  | 1825.52 | -5.1328
14789.7 | 0 |  |  | 7676.09 | -5.1328
13134.2 | 0 |  |  | 8599.43 | -5.1328
12724.2 | 0 |  |  | 20579.3 | -5.1328
5308.65 | 0 |  |  | 13360.3 | -5.1328
2865.88 | 0 |  |  | 8791.9 | -5.1328
980.309 | 0 |  |  | 3860.9 | -5.1328
1798.09 | 0.15861 |  |  | 692.601 | -5.1328
172.073 | 0.61512 |  |  | 5810.62 | 651.441
0 | 1.3044 |  |  | 1590.33 | 3222.47
0 | 2.0285 |  |  | 0 | 6869.85
0 | 2.6484 |  |  | 382.621 | 10117.6
0 | 3.1321 |  |  | 0 | 12384.8
0 | 3.42 |  |  | 0 | 13950.9
0 | 3.1518 |  |  | 1167.94 | 14484.5
0 | 3.18 |  |  | 4413.91 | 14061.4
2178.51 | 2.7967 |  |  | 8490.94 | 12700.7
1058.96 | 2.3437 |  |  | 12460.5 | 10407.7
0 | 1.4364 |  |  | 0 | 7235.87
1059.98 | 0.98836 |  |  | 4598.71 | 3475.87
4739.76 | 0.38398 |  |  | 5563.38 | 699.93
2163.2 | 0.052676 |  |  | 3907.33 | 7.531
13738 | 0 |  |  | 3318.62 | -5.1328
22487.2 | 0 |  |  | 2689.09 | -5.1328
16366.5 | 0 |  |  | 851.843 | -5.1328
17855.3 | 0 |  |  | 525.042 | -5.1328
14800 | 0 |  |  | 4574.6 | -5.1328
16636.4 | 0 |  |  | 6632.77 | -5.1328
14808 | 0 |  |  | 4631.25 | -5.1328
22572.9 | 0 |  |  | 1792.44 | -5.1328
18611.1 | 0 |  |  | 1882.85 | -5.1328
19418 | 0.13891 |  |  | 3864.64 | -5.1328
12759.2 | 0.61825 |  |  | 2939.95 | 629.19
3231.12 | 1.3306 |  |  | 4062.59 | 3276.25
1429.45 | 2.045 |  |  | 7028.62 | 7036.77
2110.43 | 2.6211 |  |  | 4083.06 | 10268.1
6659.7 | 3.1068 |  |  | 6096.82 | 12567.2
13665.8 | 3.3976 |  |  | 6141.67 | 14025.6
15225.9 | 3.4266 |  |  | 4601.56 | 14583.9
20162 | 3.2752 |  |  | 6483.97 | 14193.8
29353.3 | 2.8909 |  |  | 10249.6 | 12906.1
34381.3 | 2.3663 |  |  | 6681.39 | 10577.7
32316 | 1.7111 |  |  | 20080.8 | 7385.32
27736.9 | 1.001 |  |  | 38374.8 | 3522.22
26002.6 | 0.3902 |  |  | 0 | 638.291
35857.2 | 0.052339 |  |  | 9125.34 | 7.5199
39143 | 0 |  |  | 0 | -5.1328
39303 | 0 |  |  | 1814.69 | -5.1328
39231.5 | 0 |  |  | 3881.85 | -5.1328
39093.8 | 0 |  |  | 0 | -5.1328
39085.2 | 0 |  |  | 885.728 | -5.1328
39396.8 | 0 |  |  | 0 | -5.1328
38823 | 0 |  |  | 0 | -5.1328
37140.4 | 0 |  |  | 1123.35 | -5.1328
37337.6 | 0 |  |  | 900.054 | -5.1328
36988.2 | 0.069461 |  |  | 2535.11 | -5.1328
35245.9 | 0.57758 |  |  | 1620.73 | 768.294
27709.7 | 1.3455 |  |  | 0 | 3304.76
23848.6 | 1.8962 |  |  | 3526.25 | 6925.65
37965.9 | 2.6649 |  |  | 5157.86 | 10150.5
31853.6 | 3.1453 |  |  | 8932.83 | 12520.9
32437.5 | 3.2113 |  |  | 8768.96 | 14036.2
23338.3 | 3.5646 |  |  | 7489.28 | 14595.1
21951.1 | 3.0279 |  |  | 20577.3 | 14188.6
24662.4 | 3.0064 |  |  | 18957.4 | 12786.5
30554.3 | 1.5784 |  |  | 13452.8 | 10548.6
29629.6 | 1.7502 |  |  | 11277.6 | 7356.95
30881.7 | 0.76915 |  |  | 8171.14 | 3522.23
16695.2 | 0.40436 |  |  | 2570.66 | 687.439
18665.4 | 0.092577 |  |  | 5622.58 | -5.1328
34627.1 | 0 |  |  | 20184 | -5.1328
34202 | 0 |  |  | 4560.99 | -5.1328
35142.2 | 0 |  |  | 1653.95 | -5.1328
14168 | 0 |  |  | 7575.29 | -5.1328
30593.8 | 0 |  |  | 1786.03 | -5.1328
35054.4 | 0 |  |  | 0 | -5.1328
31846.6 | 0 |  |  | 0 | -5.1328
34535.5 | 0 |  |  | 0 | -5.1328
28088.2 | 0 |  |  | 0 | -5.1328
24315.6 | 0.077914 |  |  | 0 | -5.1328
24007.2 | 0.080321 |  |  | 0 | 671.975
11042 | 0.90417 |  |  | 0 | 3240.6
6333.55 | 1.1775 |  |  | 56.8006 | 6751.36
1084.64 | 0.98615 |  |  | 0 | 9837.88
0 | 1.7294 |  |  | 0 | 12034.8
2779.08 | 2.5636 |  |  | 1015.44 | 13365.8
12446.3 | 3.44 |  |  | 3367.74 | 13782.7
8635.17 | 3.7511 |  |  | 4668.64 | 13496.9
14706 | 2.8054 |  |  | 4614.69 | 12395
19990.9 | 1.5904 |  |  | 14558.2 | 10254.2
9542.55 | 1.042 |  |  | 13117.7 | 7203.35
24048.4 | 0.5065 |  |  | 14316.9 | 3463.37
26548.2 | 0.38339 |  |  | 8188.93 | 768.781
1886.44 | 0.079689 |  |  | 13670.9 | -5.1328
21190.2 | 0 |  |  | 20174.4 | -5.1328
19782.3 | 0 |  |  | 24880.2 | -5.1328
8240.31 | 0 |  |  | 8573.65 | -5.1328
5775.21 | 0 |  |  | 146.884 | -5.1328
4223.53 | 0 |  |  | 0 | -5.1328
3088.01 | 0 |  |  | 0 | -5.1328
2267.13 | 0 |  |  | 0 | -5.1328
2128.33 | 0 |  |  | 0 | -5.1328
8548.54 | 0 |  |  | 0 | -5.1328
5528.25 | 0.10287 |  |  | 0 | -5.1328
4272.93 | 0.62776 |  |  | 0 | 765.791
0 | 1.5882 |  |  | 0 | 3211.64
0 | 2.508 |  |  | 0 | 6763.17
0 | 2.1348 |  |  | 54.0197 | 9880.76
0 | 3.7337 |  |  | 2390.59 | 12131.9
0 | 2.6831 |  |  | 2373.99 | 13409.9
0 | 3.9937 |  |  | 2032.74 | 13510.6
0 | 3.8253 |  |  | 5741.25 | 13194.8
0 | 3.5123 |  |  | 10918 | 12007.3
0 | 2.937 |  |  | 14675.4 | 9923.21
0 | 2.1719 |  |  | 638.709 | 6474.21
0 | 1.2497 |  |  | 0 | 3295.38
0 | 0.40596 |  |  | 0 | 937.816
0 | 0.075413 |  |  | 3810.81 | -5.1328
0 | 0 |  |  | 1781.52 | -5.1328
16335.4 | 0 |  |  | 0 | -5.1328
9298.69 | 0 |  |  | 0 | -5.1328
4363.93 | 0 |  |  | 0 | -5.1328
1958.44 | 0 |  |  | 0 | -5.1328
1778.59 | 0 |  |  | 0 | -5.1328
0 | 0 |  |  | 0 | -5.1328
0 | 0 |  |  | 0 | -5.1328
0 | 0 |  |  | 0 | -5.1328
0 | 0.12448 |  |  | 0 | -5.1328
0 | 0.62104 |  |  | 0 | 688.12
0 | 1.4424 |  |  | 0 | 3172.57
0 | 1.9852 |  |  | 0 | 6763.07
0 | 2.2083 |  |  | 980.717 | 6850.84
0 | 2.3226 |  |  | 1380.86 | 12206.9
0 | 2.5522 |  |  | 1.1125 | 13457.9
0 | 1.8972 |  |  | 0 | 13896.2
0 | 1.1621 |  |  | 782.647 | 13520.6
0 | 2.6834 |  |  | 1905.73 | 12178.5
0 | 1.5287 |  |  | 4024.74 | 9256.2
0 | 0.69157 |  |  | 5922.96 | 5624.77
0 | 0.34225 |  |  | 5957.7 | 2855.6
0 | 0.39136 |  |  | 7072.44 | 956.646
812.725 | 0.086982 |  |  | 7317.99 | -5.1328
8124.12 | 0 |  |  | 2676.71 | -5.1328
16242.1 | 0 |  |  | 0 | -5.1328
17634.8 | 0 |  |  | 0 | -5.1328
24049.5 | 0 |  |  | 0 | -5.1328
20471.6 | 0 |  |  | 0 | -5.1328
17162 | 0 |  |  | 0 | -5.1328
5488.39 | 0 |  |  | 0 | -5.1328
12533 | 0 |  |  | 0 | -5.1328
0 | 0 |  |  | 0 | -5.1328
1429.08 | 0.11814 |  |  | 0 | -5.1328
2147.44 | 0.60098 |  |  | 0 | 748.98
1184.88 | 1.4793 |  |  | 0 | 3146.58
4318.65 | 2.3611 |  |  | 0 | 6627.07
6360.96 | 3.0842 |  |  | 0 | 9672.62
9393.14 | 3.6043 |  |  | 0 | 12039.2
11248.3 | 3.9314 |  |  | 0 | 13704.8
11989.5 | 3.9665 |  |  | 0 | 14116.5
10941.1 | 3.8086 |  |  | 0 | 13780.8
19280.3 | 3.4347 |  |  | 3039.76 | 12464.8
28283 | 2.8352 |  |  | 747.045 | 10176.5
32111.8 | 2.0702 |  |  | 0 | 7068.92
36781.8 | 1.1963 |  |  | 0 | 3471.63
30254.4 | 0.40996 |  |  | 851.807 | 727.408
32370.7 | 0.075827 |  |  | 5646.89 | -5.1328
28036.8 | 0 |  |  | 520.01 | -5.1328
28056.4 | 0 |  |  | 585.7 | -5.1328
22644.1 | 0 |  |  | 1847.11 | -5.1328
20728.9 | 0 |  |  | 1248.69 | -5.1328
24633.6 | 0 |  |  | 1191.41 | -5.1328
25960.9 | 0 |  |  | 3042.12 | -5.1328
22016.3 | 0 |  |  | 0 | -5.1328
19832.5 | 0 |  |  | 0 | -5.1328
17201.6 | 0 |  |  | 0 | -5.1328
16982.1 | 0.11995 |  |  | 0 | -5.1328
7636.71 | 0.60155 |  |  | 0 | 651.365
4885.69 | 1.4833 |  |  | 0 | 3235.25
4709.15 | 2.3605 |  |  | 0 | 7026.72
6908.31 | 3.0818 |  |  | 0 | 10307.1
5889.09 | 3.5791 |  |  | 0 | 12467.4
6063.28 | 3.8663 |  |  | 1657.79 | 13825.9
7654.43 | 3.9609 |  |  | 986.159 | 14472.5
5771.13 | 3.7819 |  |  | 4907.12 | 14166.5
5902.26 | 3.4007 |  |  | 30311.2 | 12754.3
1987.3 | 2.7809 |  |  | 0 | 10429.6
4310.01 | 1.5292 |  |  | 0 | 7293.89
5854.68 | 1.1332 |  |  | 0 | 3504.82
3665.41 | 0.42635 |  |  | 2053.24 | 689.114
2181.31 | 0.076811 |  |  | 0 | -5.1328
1077.42 | 0 |  |  | 4960.58 | -5.1328
0 | 0 |  |  | 6038.69 | -5.1328
0 | 0 |  |  | 3515.17 | -5.1328
0 | 0 |  |  | 0 | -5.1328
0 | 0 |  |  | 0 | -5.1328
0 | 0 |  |  | 0 | -5.1328
0 | 0 |  |  | 1815.02 | -5.1328
0 | 0 |  |  | 0 | -5.1328
0 | 0 |  |  | 0 | -5.1328
122.506 | 0.10448 |  |  | 0 | -5.1328
998.866 | 0.53258 |  |  | 0 | 767.26
1097.22 | 1.1156 |  |  | 0 | 3005.79
0 | 1.9729 |  |  | 0 | 4449.85
2434.79 | 2.4091 |  |  | 0 | 7685.53
6187.51 | 2.8026 |  |  | 0 | 11264.7
5646.29 | 2.2816 |  |  | 0 | 10316.7
8412.41 | 2.1398 |  |  | 39286.3 | 8845.41
11132.1 | 2.4278 |  |  | 2054.86 | 13722.1
13251.7 | 1.9654 |  |  | 0 | 12492.8
13228.5 | 1.7225 |  |  | 0 | 10277
14232.7 | 1.088 |  |  | 0 | 6472.89
14511.6 | 0.9207 |  |  | 0 | 3287.02
27456.7 | 0.38027 |  |  | 2809.65 | 690.783
26689.9 | 0.084891 |  |  | 0 | -5.1328
31472.6 | 0 |  |  | 1817.14 | -5.1328
38011 | 0 |  |  | 581.626 | -5.1328
38383.2 | 0 |  |  | 0 | -5.1328
37622.6 | 0 |  |  | 0 | -5.1328
38246.1 | 0 |  |  | 0 | -5.1328
38166.1 | 0 |  |  | 0 | -5.1328
38406.1 | 0 |  |  | 0 | -5.1328
36578.7 | 0 |  |  | 1761.67 | -5.1328
37626.2 | 0 |  |  | 0 | -5.1328
38240.4 | 0.089849 |  |  | 0 | -5.1328
37650.9 | 0.48658 |  |  | 2023.81 | 674.802
31019.3 | 0.89883 |  |  | 928.055 | 3093.92
28314.7 | 0.94056 |  |  | 0 | 6602.5
29546.8 | 0.89425 |  |  | 0 | 9699.66
27276.1 | 1.1211 |  |  | 0 | 12024.7
34657.9 | 1.6473 |  |  | 0 | 13550.4
37327.1 | 2.9316 |  |  | 15158.9 | 14147.8
38765.2 | 2.5868 |  |  | 21165.6 | 13756.7
39114.7 | 2.423 |  |  | 19940.9 | 12451.8
39791.5 | 1.9152 |  |  | 1885.88 | 10240.9
39727.3 | 1.2305 |  |  | 9441.89 | 7112.89
40028.2 | 0.26496 |  |  | 1630.42 | 3461.34
35545.3 | 0.087605 |  |  | 0 | 745.182
38337.1 | 0.014191 |  |  | 810.811 | -5.1328
38296.7 | 0 |  |  | 0 | -5.1328
37208.6 | 0 |  |  | 0 | -5.1328
37511.7 | 0 |  |  | 0 | -5.1328
2021.69 | 0 |  |  | 0 | -5.1328
40053.4 | 0 |  |  | 0 | -5.1328
40053.4 | 0 |  |  | 0 | -5.1328
39470.5 | 0 |  |  | 0 | -5.1328
29667.8 | 0 |  |  | 0 | -5.1328
9428.09 | 0 |  |  | 0 | -5.1328
14261.6 | 0.061048 |  |  | 0 | -5.1328
11602.1 | 0.027228 |  |  | 0 | 639.645
7749.37 | 1.0063 |  |  | 0 | 3109.11
2202.14 | 2.2583 |  |  | 0 | 6657.53
1982.21 | 2.5649 |  |  | 0 | 9763.23
1328.74 | 2.1978 |  |  | 0 | 12173.5
1818.99 | 3.7819 |  |  | 477.324 | 13721.1
4790.61 | 3.8783 |  |  | 2613.03 | 14302
4487.65 | 3.7386 |  |  | 3846.01 | 13922.4
5468.56 | 3.3847 |  |  | 4802.93 | 12613.1
5099.08 | 0.56515 |  |  | 2061.34 | 10390.2
9658.84 | 0.5727 |  |  | 7776.86 | 7186.98
12642.4 | 0.5291 |  |  | 7067.53 | 3455.18
14663.5 | 0.30262 |  |  | 0 | 737.383
11347.3 | 0.060878 |  |  | 7896.6 | -5.1328
17517.7 | 0 |  |  | 4369.66 | -5.1328
17833.3 | 0 |  |  | 5065.35 | -5.1328
28407 | 0 |  |  | 5340.71 | -5.1328
34027.8 | 0 |  |  | 8058.8 | -5.1328
30663 | 0 |  |  | 8049.29 | -5.1328
36927.9 | 0 |  |  | 8674.12 | -5.1328
33332 | 0 |  |  | 16054.5 | -5.1328
16091.1 | 0 |  |  | 21151 | -5.1328
878.509 | 0 |  |  | 24434.5 | -5.1328
7493.87 | 0.10357 |  |  | 7399.74 | -5.1328
1933.71 | 0.54978 |  |  | 8495.94 | 650.823
5965.34 | 1.3661 |  |  | 14350.9 | 3110.98
8047.32 | 0.96122 |  |  | 12480.1 | 6710.51
21786.5 | 1.2213 |  |  | 10090.1 | 9878.38
3183.65 | 2.6591 |  |  | 6250.18 | 12106.8
2048.87 | 2.2876 |  |  | 7607.06 | 13532.9
3309.81 | 3.0548 |  |  | 8421.04 | 14081.2
4405 | 3.5269 |  |  | 2191.93 | 13722.7
8670.46 | 3.1728 |  |  | 2542.33 | 12343.3
3132.69 | 2.5441 |  |  | 2960.45 | 10129.9
4008.05 | 1.1204 |  |  | 8515.15 | 6951.11
2366.73 | 0.77985 |  |  | 2068.22 | 3181.62
0 | 0.3409 |  |  | 1561.28 | 866.374
0 | 0.066109 |  |  | 2788.87 | -5.1328
0 | 0 |  |  | 2571.78 | -5.1328
0 | 0 |  |  | 3708.55 | -5.1328
0 | 0 |  |  | 1835.88 | -5.1328
0 | 0 |  |  | 0 | -5.1328
1219.79 | 0 |  |  | 0 | -5.1328
2837.14 | 0 |  |  | 0 | -5.1328
3270.99 | 0 |  |  | 0 | -5.1328
7555.88 | 0 |  |  | 0 | -5.1328
1539.06 | 0 |  |  | 0 | -5.1328
1908.17 | 0.12035 |  |  | 0 | -5.1328
3259.85 | 0.18589 |  |  | 0 | 738.226
1420.31 | 0.37951 |  |  | 0 | 2940.48
2202.8 | 2.2591 |  |  | 0 | 6591.93
0 | 2.9825 |  |  | 0 | 9690.03
1597.24 | 3.4727 |  |  | 0 | 11890.6
3869.96 | 3.7528 |  |  | 0 | 13199.1
3484.07 | 3.7965 |  |  | 0 | 13685.7
5370.05 | 2.9848 |  |  | 0 | 13330.7
5147.94 | 2.7457 |  |  | 0 | 12086.2
5290.09 | 2.0839 |  |  | 0 | 9961.97
6257.7 | 0.23308 |  |  | 0 | 6936.76
8664.07 | 0.26705 |  |  | 0 | 2894.47
7678.25 | 0.062375 |  |  | 0 | 926.007
10560.8 | 0.0080573 |  |  | 1966.37 | -5.1328
22973.3 | 0 |  |  | 913.224 | -5.1328
28041.6 | 0 |  |  | 0 | -5.1328
34186.5 | 0 |  |  | 0 | -5.1328
31889.7 | 0 |  |  | 0 | -5.1328
35694.3 | 0 |  |  | 0 | -5.1328
32803.5 | 0 |  |  | 0 | -5.1328
25157.5 | 0 |  |  | 0 | -5.1328
30692.3 | 0 |  |  | 0 | -5.1328
25325.2 | 0 |  |  | 0 | -5.1328
27107.3 | 0.064433 |  |  | 0 | -5.1328
17048.2 | 0.18443 |  |  | 0 | 438.325
6014.71 | 0.85169 |  |  | 0 | 1314.34
7585.23 | 1.0113 |  |  | 0 | 4937.75
11315.8 | 0.50611 |  |  | 1154.13 | 9546.66
15629.4 | 1.3982 |  |  | 2895.8 | 11756.2
17973.2 | 1.4502 |  |  | 833.845 | 13224.2
19261.9 | 3.8038 |  |  | 0 | 13817.5
20466.6 | 1.7378 |  |  | 0 | 13640.3
20201.3 | 1.8533 |  |  | 36728.6 | 12315.2
17278 | 1.026 |  |  | 4182.02 | 10136.1
11702.7 | 1.4681 |  |  | 766.019 | 7059.19
14185.3 | 1.1434 |  |  | 0 | 3496.36
12966.8 | 0.36629 |  |  | 0 | 742.651
16387.4 | 0.069601 |  |  | 0 | -5.1328
28203.3 | 0 |  |  | 1358.07 | -5.1328
19486.2 | 0 |  |  | 322.518 | -5.1328
18693.8 | 0 |  |  | 0 | -5.1328
20405.3 | 0 |  |  | 807.847 | -5.1328
29289.2 | 0 |  |  | 6819.3 | -5.1328
23500.8 | 0 |  |  | 1549.57 | -5.1328
26595.1 | 0 |  |  | 0 | -5.1328
18399 | 0 |  |  | 0 | -5.1328
21436.4 | 0 |  |  | 0 | -5.1328
19258.5 | 0.099159 |  |  | 3265.69 | -5.1328
12592.7 | 0.33434 |  |  | 0 | 590.956
2341.11 | 0.49924 |  |  | 0 | 1837.22
1964.96 | 1.5644 |  |  | 0 | 908.613
3346.55 | 3.0387 |  |  | 0 | 5908.07
3392.17 | 3.5523 |  |  | 0 | 9798.21
4359.54 | 3.8341 |  |  | 0 | 11400.9
4466.27 | 3.8839 |  |  | 0 | 13193.2
4939.19 | 3.7186 |  |  | 31542.3 | 14192.1
6190.79 | 3.3534 |  |  | 10876.8 | 12679.8
9870.54 | 2.7775 |  |  | 5669.23 | 10429.5
11519 | 2.0252 |  |  | 0 | 7249.99
0 | 1.1293 |  |  | 0 | 3183.34
1773.21 | 0.35012 |  |  | 5465 | 902.951
4602.66 | 0.063033 |  |  | 2936.11 | -5.1328
14722.5 | 0 |  |  | 627.469 | -5.1328
11627.7 | 0 |  |  | 3167.68 | -5.1328
22218 | 0 |  |  | 1122.07 | -5.1328
19483.6 | 0 |  |  | 64.7638 | -5.1328
12984.8 | 0 |  |  | 4014.4 | -5.1328
25911.3 | 0 |  |  | 2602.13 | -5.1328
29224 | 0 |  |  | 2647.57 | -5.1328
33534.8 | 0 |  |  | 942.395 | -5.1328
33886.5 | 0 |  |  | 453.279 | -5.1328
27993.4 | 0.060567 |  |  | 1764.98 | -5.1328
23155.4 | 0.53187 |  |  | 1194.9 | 668.653
24192.3 | 1.3995 |  |  | 0 | 3078.56
10412.5 | 2.3281 |  |  | 0 | 6674.2
19709.5 | 3.1189 |  |  | 0 | 9867.1
28013.2 | 3.7048 |  |  | 0 | 12267.6
31309.4 | 4.0377 |  |  | 0 | 13841.6
33184.1 | 4.1128 |  |  | 0 | 14366.6
34762.6 | 3.9691 |  |  | 0 | 13777.4
36296.7 | 3.5942 |  |  | 0 | 12200.2
38038.3 | 2.9937 |  |  | 1645.15 | 9937.88
36878.3 | 1.5551 |  |  | 354.674 | 175.907
22814.8 | 1.2262 |  |  | 683.107 | 140.078
23872.6 | 0.35279 |  |  | 0 | -5.1328
12848.2 | 0.052619 |  |  | 3364.26 | -5.1328
1186.16 | 0 |  |  | 2363.65 | -5.1328
6157.68 | 0 |  |  | 1109.96 | -5.1328
5605.36 | 0 |  |  | 0 | -5.1328
15613.6 | 0 |  |  | 0 | -5.1328
33547.2 | 0 |  |  | 0 | -5.1328
25357.9 | 0 |  |  | 0 | -5.1328
18349.6 | 0 |  |  | 0 | -5.1328
25503 | 0 |  |  | 0 | -5.1328
19421.9 | 0 |  |  | 0 | -5.1328
26022.5 | 0.093236 |  |  | 0 | -5.1328
14330.8 | 0.53194 |  |  | 0 | 733.716
13097.3 | 1.4437 |  |  | 0 | 3126.25
16393.9 | 2.3517 |  |  | 0 | 6706.48
7186.73 | 3.0997 |  |  | 0 | 9940.72
5074.77 | 3.6417 |  |  | 0 | 12201.8
2467.64 | 3.9662 |  |  | 0 | 13677.3
8044.22 | 4.0894 |  |  | 0 | 14038.5
8808.39 | 3.9278 |  |  | 521.598 | 11325.1
11366.4 | 3.5364 |  |  | 4558.03 | 10770.7
8897.85 | 2.9297 |  |  | 11064.1 | 9167.26
4813.54 | 2.1304 |  |  | 3842.39 | 5617.61
9426.21 | 1.197 |  |  | 0 | 2540.22
2483.75 | 0.3456 |  |  | 0 | 906.831
9206.56 | 0.047685 |  |  | 0 | -5.1328
5557.97 | 0 |  |  | 0 | -5.1328
7370.58 | 0 |  |  | 0 | -5.1328
1823.71 | 0 |  |  | 0 | -5.1328
0 | 0 |  |  | 0 | -5.1328
1160.37 | 0 |  |  | 0 | -5.1328
5687.28 | 0 |  |  | 0 | -5.1328
13119.9 | 0 |  |  | 0 | -5.1328
11890.3 | 0 |  |  | 0 | -5.1328
13109.8 | 0 |  |  | 0 | -5.1328
14613.1 | 0.075672 |  |  | 0 | -5.1328
2841.08 | 0.52847 |  |  | 0 | 758.876
0 | 1.4749 |  |  | 0 | 2440.84
371.715 | 2.4267 |  |  | 0 | 5090.43
0 | 3.2125 |  |  | 381.053 | 5426.93
0 | 3.7875 |  |  | 1178.86 | 3765.32
0 | 2.8442 |  |  | 1830.96 | 12848.3
0 | 4.1921 |  |  | 2541.25 | 13049.5
0 | 2.6263 |  |  | 3416.13 | 12888.8
0 | 3.6433 |  |  | 13821.7 | 12029.2
0 | 3.0132 |  |  | 17758.5 | 9988.55
0 | 2.1913 |  |  | 7325.89 | 7033.94
0 | 1.2296 |  |  | 0 | 3483.89
844.572 | 0.35173 |  |  | 903.274 | 754.596
467.564 | 0.044208 |  |  | 2032.6 | -5.1328
4724.23 | 0 |  |  | 0 | -5.1328
8282.8 | 0 |  |  | 0 | -5.1328
15809.4 | 0 |  |  | 0 | -5.1328
22579.7 | 0 |  |  | 0 | -5.1328
24671.8 | 0 |  |  | 0 | -5.1328
22099.3 | 0 |  |  | 0 | -5.1328
11580.6 | 0 |  |  | 0 | -5.1328
2504.36 | 0 |  |  | 0 | -5.1328
25377.1 | 0 |  |  | 0 | -5.1328
16366.7 | 0.079773 |  |  | 0 | -5.1328
5597.48 | 0.5218 |  |  | 0 | 691.365
0 | 1.4502 |  |  | 0 | 3092.02
0 | 2.3692 |  |  | 0 | 5816.3
0 | 3.122 |  |  | 0 | 10009.6
65.5412 | 2.9169 |  |  | 382.05 | 12463.3
0 | 3.5738 |  |  | 624.667 | 14034.4
0 | 3.3115 |  |  | 0 | 14581.1
473.927 | 2.3695 |  |  | 0 | 14139.5
0 | 3.5198 |  |  | 0 | 12696.9
1216.45 | 2.6357 |  |  | 0 | 10352.7
2025.9 | 2.0927 |  |  | 0 | 7143.54
3296.09 | 1.1879 |  |  | 0 | 3488.8
4620.53 | 0.3327 |  |  | 0 | 704.148
7877.24 | 0.042403 |  |  | 0 | -5.1328
16332.3 | 0 |  |  | 0 | -5.1328
34100.5 | 0 |  |  | 0 | -5.1328
30441.1 | 0 |  |  | 0 | -5.1328
24719.3 | 0 |  |  | 0 | -5.1328
8441.41 | 0 |  |  | 0 | -5.1328
19930.4 | 0 |  |  | 0 | -5.1328
25458.5 | 0 |  |  | 0 | -5.1328
17146.4 | 0 |  |  | 0 | -5.1328
12563.3 | 0 |  |  | 0 | -5.1328
32441.2 | 0.073721 |  |  | 0 | -5.1328
30746.8 | 0.37979 |  |  | 0 | 616.442
982.589 | 1.0982 |  |  | 0 | 2246.88
0 | 1.9426 |  |  | 0 | 5477.36
13617.4 | 1.9924 |  |  | 0 | 6492.04
8036.73 | 2.043 |  |  | 0 | 12387.6
10990.8 | 3.3836 |  |  | 237.263 | 13814.2
16357.8 | 3.1011 |  |  | 0 | 14348.3
19859.9 | 3.7452 |  |  | 0 | 13915.5
14417 | 3.372 |  |  | 3127.07 | 12608.5
13529.2 | 2.7885 |  |  | 0 | 10203.8
15293.6 | 2.0284 |  |  | 4362.64 | 6713.4
18413.8 | 1.1359 |  |  | 0 | 2474.51
23361.8 | 0.33977 |  |  | 0 | 871.498
24578.6 | 0.042312 |  |  | 4506.67 | -5.1328
33599.4 | 0 |  |  | 0 | -5.1328
15551.3 | 0 |  |  | 0 | -5.1328
17417 | 0 |  |  | 0 | -5.1328
5666.33 | 0 |  |  | 0 | -5.1328
9912.8 | 0 |  |  | 0 | -5.1328
8562.62 | 0 |  |  | 0 | -5.1328
8915.36 | 0 |  |  | 0 | -5.1328
9267.8 | 0 |  |  | 1676.65 | -5.1328
8709.34 | 0 |  |  | 1299.41 | -5.1328
7087.5 | 0.078821 |  |  | 5323.1 | -5.1328
9524.46 | 0.49052 |  |  | 13253 | 656.155
990.609 | 1.3803 |  |  | 17258.1 | 2885.74
2775.42 | 2.2872 |  |  | 13841.5 | 3868.34
2076.88 | 3.0206 |  |  | 9771.76 | 9864.82
1232.97 | 3.5613 |  |  | 6193.2 | 12148.1
2378.74 | 3.8921 |  |  | 6620.69 | 13597.1
1512.03 | 3.9829 |  |  | 9225.97 | 14005.4
1370.44 | 3.8251 |  |  | 8189.59 | 13787.4
0 | 3.4528 |  |  | 7450.56 | 12463.1
0 | 2.8584 |  |  | 9738.12 | 10289.2
0 | 2.0736 |  |  | 10951.8 | 7166.01
0 | 1.1471 |  |  | 16867.4 | 3510.39
0 | 0.32299 |  |  | 29497.4 | 705.747
0 | 0.039763 |  |  | 22768.4 | -5.1328
1089.31 | 0 |  |  | 1600.02 | -5.1328
2962.31 | 0 |  |  | 0 | -5.1328
725.617 | 0 |  |  | 0 | -5.1328
97.5688 | 0 |  |  | 737.661 | -5.1328
0 | 0 |  |  | 242.53 | -5.1328
0 | 0 |  |  | 0 | -5.1328
0 | 0 |  |  | 724.509 | -5.1328
0 | 0 |  |  | 5032.07 | -5.1328
0 | 0 |  |  | 4018.08 | -5.1328
0 | 0.086347 |  |  | 3969.59 | -5.1328
399.262 | 0.40147 |  |  | 6568.09 | 730.637
0 | 0.9432 |  |  | 742.118 | 2884.41
111.252 | 1.4858 |  |  | 0 | 2739.17
0 | 2.9461 |  |  | 141.601 | 298.009
0 | 1.2132 |  |  | 399.718 | 517.451
0 | 0.8829 |  |  | 719.917 | 7316
0 | 2.0652 |  |  | 1673.27 | 10142.9
0 | 1.9635 |  |  | 673.014 | 13388.7
0 | 2.392 |  |  | 0 | 8598.83
212.543 | 2.8583 |  |  | 749.72 | 7981.69
1138.88 | 2.0752 |  |  | 0 | 6434.01
835.048 | 1.1579 |  |  | 0 | 3569.96
2287.47 | 0.33523 |  |  | 15339.4 | 745.059
1636.1 | 0.040611 |  |  | 6321.1 | -5.1328
1716.75 | 0 |  |  | 5299.43 | -5.1328
0 | 0 |  |  | 0 | -5.1328
2202.93 | 0 |  |  | 0 | -5.1328
6517.45 | 0 |  |  | 0 | -5.1328
2960.87 | 0 |  |  | 0 | -5.1328
3498.04 | 0 |  |  | 0 | -5.1328
4693.04 | 0 |  |  | 0 | -5.1328
5167.09 | 0 |  |  | 0 | -5.1328
1000.7 | 0 |  |  | 0 | -5.1328
4741.79 | 0.071518 |  |  | 0 | -5.1328
3073.72 | 0.48194 |  |  | 0 | 570.721
1804.64 | 1.0928 |  |  | 0 | 3067.56
130.024 | 2.2806 |  |  | 0 | 6743.84
2006.66 | 2.5252 |  |  | 0 | 10025.8
3483.72 | 3.0289 |  |  | 0 | 8198.6
6962.74 | 3.2633 |  |  | 0 | 13073.3
5853.45 | 3.3603 |  |  | 0 | 14167.9
8214.31 | 3.1255 |  |  | 0 | 13789.7
5503.78 | 1.3573 |  |  | 0 | 12479.4
6330.12 | 2.3395 |  |  | 0 | 3986.18
9022.03 | 1.2879 |  |  | 0 | 7134.77
11305.7 | 1.097 |  |  | 3100.38 | 3468.82
13952.3 | 0.32693 |  |  | 0 | 684.18
1163.7 | 0.041073 |  |  | 5226.48 | -5.1328
4010.58 | 0 |  |  | 0 | -5.1328
16421.3 | 0 |  |  | 0 | -5.1328
3558.03 | 0 |  |  | 0 | -5.1328
2896.51 | 0 |  |  | 0 | -5.1328
17660.8 | 0 |  |  | 0 | -5.1328
11470.7 | 0 |  |  | 0 | -5.1328
12652.3 | 0 |  |  | 0 | -5.1328
23216.6 | 0 |  |  | 0 | -5.1328
24609.7 | 0 |  |  | 0 | -5.1328
19406 | 0.090182 |  |  | 0 | -5.1328
12023 | 0.42162 |  |  | 0 | 496.953
10581.4 | 0.83834 |  |  | 0 | 2877.34
15469.2 | 1.8924 |  |  | 0 | 6665.19
20421.8 | 2.2901 |  |  | 0 | 9826.07
31076.4 | 3.4609 |  |  | 0 | 12234
35353.6 | 3.7743 |  |  | 0 | 13878.2
33554.7 | 3.8648 |  |  | 0 | 14557.6
35518 | 3.7296 |  |  | 0 | 14267.3
38831.1 | 3.373 |  |  | 0 | 12931.3
35177.5 | 2.8131 |  |  | 0 | 10610.6
25400.5 | 2.0485 |  |  | 0 | 7388.75
15067.6 | 1.1321 |  |  | 3121.62 | 3460.49
9283.03 | 0.3068 |  |  | 1104.55 | 669.302
6938.77 | 0.033332 |  |  | 2637.76 | -5.1328
7983.63 | 0 |  |  | 901.827 | -5.1328
4217.25 | 0 |  |  | 0 | -5.1328
5417.71 | 0 |  |  | 0 | -5.1328
4108.57 | 0 |  |  | 0 | -5.1328
24008.6 | 0 |  |  | 0 | -5.1328
23750.3 | 0 |  |  | 0 | -5.1328
18290.6 | 0 |  |  | 0 | -5.1328
21048.5 | 0 |  |  | 0 | -5.1328
24856.9 | 0 |  |  | 0 | -5.1328
29508.9 | 0.072832 |  |  | 0 | -5.1328
19631 | 0.46859 |  |  | 0 | 478.212
14625.9 | 1.3108 |  |  | 0 | 2973.38
19027.6 | 2.191 |  |  | 0 | 6724.74
24111.4 | 2.9263 |  |  | 0 | 9938.52
27938.8 | 3.4538 |  |  | 13748.5 | 12259.6
36706 | 2.3104 |  |  | 11356.1 | 13694.9
31389.3 | 3.8503 |  |  | 15993.3 | 14257.7
24463.6 | 3.6952 |  |  | 30320.4 | 13908.5
36749.3 | 3.3555 |  |  | 6291.03 | 12553.7
37815.9 | 2.7597 |  |  | 3901.24 | 10354.6
39593.7 | 1.9864 |  |  | 4672.99 | 6296.51
34077 | 1.0962 |  |  | 8486.26 | 971.737
31863.9 | 0.32331 |  |  | 0 | 325.194
37549 | 0.035558 |  |  | 0 | -5.1328
31429.4 | 0 |  |  | 2673.12 | -5.1328
33339.4 | 0 |  |  | 0 | -5.1328
11533.4 | 0 |  |  | 0 | -5.1328
17362 | 0 |  |  | 0 | -5.1328
25906.1 | 0 |  |  | 0 | -5.1328
9083.52 | 0 |  |  | 0 | -5.1328
14227.2 | 0 |  |  | 0 | -5.1328
16810 | 0 |  |  | 0 | -5.1328
11703.3 | 0 |  |  | 0 | -5.1328
16773.8 | 0.033239 |  |  | 0 | -5.1328
5782.14 | 0.35809 |  |  | 0 | 667.422
1138.7 | 0.22418 |  |  | 0 | 2331.17
1186.59 | 1.5129 |  |  | 0 | 381.169
1316.09 | 2.0392 |  |  | 0 | 7311.23
747.233 | 1.9337 |  |  | 0 | 4409.53
2128.97 | 1.6243 |  |  | 0 | 13649.8
2499.24 | 1.2899 |  |  | 0 | 14708.4
1620.98 | 0.6941 |  |  | 0 | 14651.7
1813.76 | 1.2915 |  |  | 0 | 13414.6
0 | 1.3764 |  |  | 635.106 | 10891.7
0 | 2.0745 |  |  | 5354.34 | 7494.47
0 | 1.1548 |  |  | 8250.97 | 3576.52
0 | 0.30579 |  |  | 5627.76 | 688.078
0 | 0.031777 |  |  | 6926.95 | -5.1328
0 | 0 |  |  | 13144.3 | -5.1328
0 | 0 |  |  | 0 | -5.1328
0 | 0 |  |  | 0 | -5.1328
0 | 0 |  |  | 188.603 | -5.1328
0 | 0 |  |  | 3935.49 | -5.1328
158.879 | 0 |  |  | 1489.94 | -5.1328
1294.64 | 0 |  |  | 1395.5 | -5.1328
1360.45 | 0 |  |  | 148.068 | -5.1328
1440.75 | 0 |  |  | 1175.82 | -5.1328
1099.28 | 0.060306 |  |  | 5608.11 | -5.1328
632.855 | 0.46863 |  |  | 3930.62 | 605.867
0 | 0.82853 |  |  | 1821.83 | 2663.31
0 | 1.0266 |  |  | 2409.69 | 5422.96
811.628 | 3.1443 |  |  | 1397.59 | 7864.73
1536.33 | 3.7236 |  |  | 759.053 | 10810.5
1759.03 | 4.0609 |  |  | 162.095 | 13706.7
1407.21 | 4.1545 |  |  | 0 | 14222.3
1846.4 | 2.5398 |  |  | 210.275 | 4305.24
2137.15 | 3.5812 |  |  | 0 | 6613.52
3567.93 | 2.9429 |  |  | 1823.48 | 9725.68
2305.03 | 2.1199 |  |  | 1755.5 | 5079.69
6906.76 | 1.1545 |  |  | 3297.69 | 2451.56
4945.1 | 0.28522 |  |  | 4046.13 | 813.624
6604.13 | 0.031958 |  |  | 8868.79 | -5.1328
17481.5 | 0 |  |  | 7844.03 | -5.1328
14624.7 | 0 |  |  | 1262.09 | -5.1328
18524.6 | 0 |  |  | 4655.07 | -5.1328
26056.1 | 0 |  |  | 644.851 | -5.1328
26431.1 | 0 |  |  | 0 | -5.1328
11412.5 | 0 |  |  | 0 | -5.1328
8182.27 | 0 |  |  | 0 | -5.1328
7967.36 | 0 |  |  | 0 | -5.1328
5140.14 | 0 |  |  | 0 | -5.1328
8793.3 | 0.059843 |  |  | 0 | -5.1328
9334.03 | 0.45588 |  |  | 0 | 602.231
3858.43 | 1.3807 |  |  | 0 | 2003.21
2197.31 | 2.3163 |  |  | 0 | 4025.74
1376.99 | 3.0958 |  |  | 0 | 8433.46
2723.56 | 3.6609 |  |  | 0 | 10869.3
1440.46 | 3.9874 |  |  | 0 | 12570.1
46.2994 | 4.0748 |  |  | 0 | 10654.5
3830.71 | 3.9259 |  |  | 0 | 13539.4
639.711 | 3.5276 |  |  | 0 | 12201
1658.35 | 1.6925 |  |  | 0 | 10033.2
0 | 2.0833 |  |  | 0 | 6969.96
388.005 | 1.1306 |  |  | 0 | 1875.44
604.041 | 0.29031 |  |  | 0 | 674.009
1873.89 | 0.02976 |  |  | 1271.66 | -5.1328
15883.3 | 0 |  |  | 2210.16 | -5.1328
19443.6 | 0 |  |  | 0 | -5.1328
19528.9 | 0 |  |  | 0 | -5.1328
16227.6 | 0 |  |  | 0 | -5.1328
19231.8 | 0 |  |  | 0 | -5.1328
10660.4 | 0 |  |  | 0 | -5.1328
5597.05 | 0 |  |  | 0 | -5.1328
8503.27 | 0 |  |  | 0 | -5.1328
7726.06 | 0 |  |  | 8571 | -5.1328
5843.68 | 0.052517 |  |  | 11205 | -5.1328
6290.3 | 0.46236 |  |  | 0 | 569.401
912.926 | 1.4048 |  |  | 1549.82 | 2703.06
1792.79 | 2.3667 |  |  | 0 | 6662.3
3777.91 | 3.1575 |  |  | 0 | 8227.92
9916.39 | 3.7262 |  |  | 0 | 9691.12
12190 | 4.0529 |  |  | 0 | 13644.4
15791.8 | 4.1345 |  |  | 0 | 14170.5
19665.7 | 3.9591 |  |  | 231.093 | 13718.5
25595.9 | 3.551 |  |  | 0 | 12204.3
31622.9 | 2.919 |  |  | 0 | 9942.58
30245.6 | 2.1034 |  |  | 0 | 7013.03
9782.81 | 1.1337 |  |  | 4374.48 | 3429.75
22972.4 | 0.28247 |  |  | 0 | 792.71
7666.15 | 0.034045 |  |  | 589.561 | -5.1328
7970.79 | 0 |  |  | 0 | -5.1328
10839.5 | 0 |  |  | 1111.72 | -5.1328
11994.2 | 0 |  |  | 3312.15 | -5.1328
7942.79 | 0 |  |  | 3693.7 | -5.1328
5771.09 | 0 |  |  | 4205.59 | -5.1328
2330.16 | 0 |  |  | 0 | -5.1328
3633.42 | 0 |  |  | 0 | -5.1328
4074.65 | 0 |  |  | 57.6945 | -5.1328
5599.08 | 0 |  |  | 0 | -5.1328
5288.78 | 0.0076384 |  |  | 0 | -5.1328
10685.6 | 0.051981 |  |  | 0 | 548.734
628.814 | 0.077428 |  |  | 0 | 3070.17
0 | 0.16092 |  |  | 0 | 6808.28
0 | 0.18473 |  |  | 0 | 10112
182.853 | 0.33491 |  |  | 0 | 12528.4
610.075 | 0.69305 |  |  | 0 | 13981.2
1858.32 | 1.1019 |  |  | 2041.79 | 14485.2
3019.65 | 0.38306 |  |  | 3626.65 | 14030
1812.3 | 0.798 |  |  | 1007.2 | 12755.6
2031.38 | 0.28119 |  |  | 3644.47 | 10520.2
1624.76 | 0.068666 |  |  | 621.38 | 7400.67
2916.09 | 0.33393 |  |  | 0 | 1601.77
5272.05 | 0.26772 |  |  | 0 | 548.856
3515.36 | 0.026709 |  |  | 4246.39 | -5.1328
1452.66 | 0 |  |  | 15147.4 | -5.1328
0 | 0 |  |  | 9339.11 | -5.1328
1948.11 | 0 |  |  | 7596.26 | -5.1328
5781.2 | 0 |  |  | 3624.26 | -5.1328
4538.92 | 0 |  |  | 1053.79 | -5.1328
14319 | 0 |  |  | 0 | -5.1328
15355.8 | 0 |  |  | 0 | -5.1328
3203.57 | 0 |  |  | 0 | -5.1328
1730.97 | 0 |  |  | 0 | -5.1328
5046.3 | 0.0097976 |  |  | 0 | -5.1328
4067.62 | 0.0095757 |  |  | 0 | 496.833
1506.75 | 0.19988 |  |  | 0 | 930.068
775.149 | 0.52506 |  |  | 748.748 | 7053.21
0 | 2.0845 |  |  | 935.564 | 10356.1
167.375 | 2.918 |  |  | 0 | 12518.8
2586.49 | 3.1675 |  |  | 0 | 13614.4
1113.27 | 3.4716 |  |  | 769.115 | 14180.5
2029.3 | 3.056 |  |  | 506.257 | 14131.8
2110.9 | 3.4057 |  |  | 1842.81 | 12958.4
1744.11 | 2.8447 |  |  | 1803.44 | 10715.8
2935.58 | 2.0811 |  |  | 3040.44 | 7501.65
2365.87 | 1.1362 |  |  | 1830.89 | 3577.01
2193.45 | 0.27375 |  |  | 520.476 | 520.036
9667.1 | 0.029643 |  |  | 3288.43 | -5.1328
9262.08 | 0 |  |  | 2113.75 | -5.1328
2534.94 | 0 |  |  | 771.954 | -5.1328
1325.23 | 0 |  |  | 0 | -5.1328
1655.4 | 0 |  |  | 0 | -5.1328
0 | 0 |  |  | 0 | -5.1328
0 | 0 |  |  | 0 | -5.1328
0 | 0 |  |  | 0 | -5.1328
0 | 0 |  |  | 0 | -5.1328
1467.68 | 0 |  |  | 0 | -5.1328
301.7 | 0.045008 |  |  | 0 | -5.1328
2884.1 | 0.43878 |  |  | 0 | 435.537
52.5237 | 1.3811 |  |  | 0 | 3015.94
0 | 2.2993 |  |  | 0 | 6813.89
0 | 2.9814 |  |  | 0 | 10087
1540.78 | 3.4344 |  |  | 0 | 12561
2595.68 | 3.758 |  |  | 1422.69 | 14030.2
6211.19 | 3.8596 |  |  | 2463.25 | 13694.4
1952.21 | 3.7227 |  |  | 6093.96 | 12187.1
4687.23 | 3.355 |  |  | 7846.37 | 10678.7
6529.49 | 2.7647 |  |  | 13325 | 9425.85
2358.48 | 1.9774 |  |  | 8279.88 | 5672.73
1776.11 | 1.0589 |  |  | 17296.4 | 2893.61
2090.19 | 0.26065 |  |  | 10635.3 | 428.941
5409.12 | 0.026816 |  |  | 4019.03 | -5.1328
13197.6 | 0 |  |  | 0 | -5.1328
11096.8 | 0 |  |  | 1083.37 | -5.1328
15018.8 | 0 |  |  | 1159.84 | -5.1328
13808 | 0 |  |  | 15.0244 | -5.1328
9283.96 | 0 |  |  | 0 | -5.1328
3609.67 | 0 |  |  | 3257.28 | -5.1328
672.52 | 0 |  |  | 2442.86 | -5.1328
0 | 0 |  |  | 0 | -5.1328
0 | 0 |  |  | 0 | -5.1328
0 | 0.014005 |  |  | 0 | -5.1328
0 | 0.28839 |  |  | 448.981 | 268.559
0 | 0.68918 |  |  | 1824.38 | 1450.39
0 | 0.72728 |  |  | 8004.75 | 4298.94
0 | 2.1868 |  |  | 1997.69 | 1924.83
0 | 2.6565 |  |  | 8477.81 | 1290.14
0 | 3.2804 |  |  | 6432.62 | 2227.27
44.4135 | 3.8932 |  |  | 8526.73 | 8157.11
0 | 3.0143 |  |  | 8788.6 | 10530.2
0 | 1.5265 |  |  | 9610.32 | 13478.7
0 | 2.7416 |  |  | 10026.7 | 10977.9
0 | 1.9564 |  |  | 9607.08 | 7577.34
2776.83 | 1.041 |  |  | 6857.79 | 3537.83
3773.29 | 0.25891 |  |  | 5942.04 | 542.355
11755.7 | 0.024268 |  |  | 8412.06 | -5.1328
13705.6 | 0 |  |  | 3911.98 | -5.1328
15558.3 | 0 |  |  | 4662.12 | -5.1328
18185 | 0 |  |  | 8285.91 | -5.1328
17529.1 | 0 |  |  | 0 | -5.1328
10811.8 | 0 |  |  | 0 | -5.1328
7781.77 | 0 |  |  | 5919.12 | -5.1328
11260.6 | 0 |  |  | 289.667 | -5.1328
16834.7 | 0 |  |  | 4687.97 | -5.1328
7630.36 | 0 |  |  | 627.159 | -5.1328
4882.09 | 0.042332 |  |  | 0 | -5.1328
4650.94 | 0.41204 |  |  | 0 | 468.755
6302.75 | 1.0636 |  |  | 0 | 3068.56
1128.58 | 2.0969 |  |  | 0 | 6990.93
0 | 2.8205 |  |  | 0 | 10310.5
857.529 | 3.3395 |  |  | 0 | 12884
714.846 | 3.6468 |  |  | 0 | 14493.2
1424.82 | 3.7549 |  |  | 0 | 15142.1
330.873 | 3.6052 |  |  | 0 | 14849.9
1362.8 | 3.2562 |  |  | 0 | 13484.4
3431.22 | 2.2868 |  |  | 0 | 11124.9
4022.81 | 1.5275 |  |  | 964.373 | 7740.91
4261.85 | 0.9151 |  |  | 0 | 3646.56
2409.04 | 0.25773 |  |  | 630.618 | 507.422
10103.5 | 0.014144 |  |  | 2050.08 | -5.1328
13271.7 | 0 |  |  | 0 | -5.1328
11922.7 | 0 |  |  | 0 | -5.1328
8833.98 | 0 |  |  | 1473.64 | -5.1328
3072.21 | 0 |  |  | 0 | -5.1328
2635.92 | 0 |  |  | 0 | -5.1328
0 | 0 |  |  | 0 | -5.1328
0 | 0 |  |  | 0 | -5.1328
0 | 0 |  |  | 0 | -5.1328
0 | 0 |  |  | 722.051 | -5.1328
303.42 | 0.040232 |  |  | 0 | -5.1328
1870.22 | 0.39021 |  |  | 0 | 417.099
0 | 0.18913 |  |  | 0 | 3094.32
0 | 0.13076 |  |  | 0 | 7101.02
12.7985 | 0.24791 |  |  | 0 | 10367.1
1575.95 | 0.15445 |  |  | 0 | 12323.8
8751.09 | 0.36183 |  |  | 0 | 13423
5488.45 | 3.3195 |  |  | 0 | 14236.7
3589.08 | 2.4144 |  |  | 0 | 14055.3
6751.49 | 2.0614 |  |  | 0 | 12677
7622.97 | 0.8069 |  |  | 0 | 10499.6
2571.55 | 1.4024 |  |  | 2391.53 | 7344.61
9143.37 | 0.49944 |  |  | 4363.31 | 3460.69
0 | 0.25728 |  |  | 6366.93 | 532.969
0 | 0 |  |  | 8017.5 | -5.1328
0 | 0 |  |  | 7029.96 | -5.1328
3450.28 | 0 |  |  | 3007.58 | -5.1328
8154.56 | 0 |  |  | 3857.28 | -5.1328
15387.3 | 0 |  |  | 1634.87 | -5.1328
16586.6 | 0 |  |  | 0 | -5.1328
10963.7 | 0 |  |  | 4907.92 | -5.1328
15306.5 | 0 |  |  | 2699.59 | -5.1328
6246.25 | 0 |  |  | 599.815 | -5.1328
10325.8 | 0 |  |  | 0 | -5.1328
10876.9 | 0.004487 |  |  | 0 | -5.1328
4597.09 | 0.41818 |  |  | 0 | 446.477
273.798 | 1.2705 |  |  | 0 | 3015.56
613.803 | 2.1773 |  |  | 0 | 6944.43
0 | 2.0567 |  |  | 1868.72 | 10306
0 | 2.5349 |  |  | 2520.8 | 12387.6
0 | 2.6615 |  |  | 6832.26 | 13426
350.462 | 2.4833 |  |  | 24329.1 | 14277
243.705 | 2.2841 |  |  | 23252.4 | 14049.3
208.167 | 3.243 |  |  | 8890.1 | 12806.4
0 | 2.6842 |  |  | 11081.9 | 10528.9
0 | 1.1544 |  |  | 1996.01 | 6080.06
0 | 0.74337 |  |  | 4097.13 | 2819.16
0 | 0.24942 |  |  | 4250.98 | 701.092
0 | 0 |  |  | 7626.31 | -5.1328
0 | 0 |  |  | 5386.29 | -5.1328
0 | 0 |  |  | 5780.24 | -5.1328
0 | 0 |  |  | 0 | -5.1328
0 | 0 |  |  | 0 | -5.1328
0 | 0 |  |  | 1179.35 | -5.1328
0 | 0 |  |  | 1021.81 | -5.1328
0 | 0 |  |  | 2066.48 | -5.1328
0 | 0 |  |  | 6550.32 | -5.1328
0 | 0 |  |  | 1758.2 | -5.1328
0 | 0.019116 |  |  | 0 | -5.1328
0 | 0.28573 |  |  | 3011.27 | 443.843
0 | 0.52394 |  |  | 493.012 | 2791.25
0 | 1.4217 |  |  | 215.059 | 5788.82
0 | 2.3802 |  |  | 2007.64 | 9840
0 | 2.7684 |  |  | 0 | 11995.7
0 | 3.1773 |  |  | 0 | 13331.7
373.687 | 2.9386 |  |  | 1419.54 | 14116.9
954.407 | 3.3279 |  |  | 2242.55 | 13966.1
0 | 3.4073 |  |  | 503.565 | 12795.8
0 | 2.8029 |  |  | 584.227 | 10452.7
0 | 1.9768 |  |  | 11360.6 | 7186.12
0 | 1.0234 |  |  | 3414.03 | 3179.26
0 | 0.24803 |  |  | 3284.23 | 566.758
0 | 0 |  |  | 0 | -5.1328
0 | 0 |  |  | 3755.6 | -5.1328
0 | 0 |  |  | 2790.64 | -5.1328
0 | 0 |  |  | 0 | -5.1328
0 | 0 |  |  | 0 | -5.1328
2897.47 | 0 |  |  | 0 | -5.1328
2144.58 | 0 |  |  | 0 | -5.1328
2967.75 | 0 |  |  | 3202 | -5.1328
3455.31 | 0 |  |  | 3070.57 | -5.1328
8705.18 | 0 |  |  | 778.335 | -5.1328
15701.6 | 0.035148 |  |  | 0 | -5.1328
17979.8 | 0.19476 |  |  | 0 | 320.003
5822.9 | 0.46349 |  |  | 0 | 1661.24
2873.92 | 1.0581 |  |  | 1943.35 | 5367.29
3912.95 | 0.5741 |  |  | 4432.72 | 8256.42
9191.85 | 1.677 |  |  | 9194.38 | 10124.8
11342.5 | 2.6721 |  |  | 10172.4 | 11104.2
14818.8 | 4.2038 |  |  | 12455.3 | 13310.5
13281.1 | 4.0388 |  |  | 8160.35 | 11258
10990.3 | 2.2942 |  |  | 7284.94 | 11573.5
3808.81 | 2.9695 |  |  | 5511.35 | 9731.71
10408.4 | 2.0871 |  |  | 16618.4 | 6693.12
4464.77 | 1.0733 |  |  | 14875.2 | 3272.04
2083.03 | 0.22973 |  |  | 10228.8 | 639.396
4673.46 | 0 |  |  | 691.642 | -5.1328
7555.49 | 0 |  |  | 0 | -5.1328
2644.85 | 0 |  |  | 0 | -5.1328
3055.04 | 0 |  |  | 0 | -5.1328
1803.54 | 0 |  |  | 0 | -5.1328
2011.72 | 0 |  |  | 0 | -5.1328
1808.04 | 0 |  |  | 0 | -5.1328
1989.43 | 0 |  |  | 0 | -5.1328
1993.9 | 0 |  |  | 0 | -5.1328
0 | 0 |  |  | 0 | -5.1328
0 | 0.033048 |  |  | 0 | -5.1328
0 | 0.39462 |  |  | 0 | 508.46
0 | 1.3053 |  |  | 0 | 1455.35
0 | 2.2463 |  |  | 0 | 2951.34
0 | 3.0291 |  |  | 0 | 4852.41
0 | 3.5922 |  |  | 0 | 10540.6
0 | 2.8642 |  |  | 1048.1 | 14017.2
0 | 4.0002 |  |  | 87.6144 | 14489.9
0 | 3.3026 |  |  | 1497.51 | 14005.2
0 | 2.0183 |  |  | 5423.95 | 12459.4
0 | 2.7819 |  |  | 1937.73 | 10211.1
0 | 1.9504 |  |  | 4979.13 | 7039.3
0 | 0.99599 |  |  | 0 | 3343
0 | 0.23308 |  |  | 0 | 486.505
0 | 0 |  |  | 0 | -5.1328
0 | 0 |  |  | 126.097 | -5.1328
0 | 0 |  |  | 0 | -5.1328
0 | 0 |  |  | 0 | -5.1328
0 | 0 |  |  | 0 | -5.1328
0 | 0 |  |  | 0 | -5.1328
0 | 0 |  |  | 0 | -5.1328
0 | 0 |  |  | 0 | -5.1328
0 | 0 |  |  | 0 | -5.1328
0 | 0 |  |  | 0 | -5.1328
0 | 0.030523 |  |  | 0 | -5.1328
0 | 0.38501 |  |  | 0 | 417.236
0 | 1.2798 |  |  | 0 | 3015.56
0 | 2.2149 |  |  | 0 | 6858.19
0 | 2.9832 |  |  | 0 | 10025
0 | 3.5222 |  |  | 0 | 11358.6
0 | 3.8625 |  |  | 0 | 13957.5
0 | 3.9765 |  |  | 0 | 14685.9
0 | 2.6125 |  |  | 0 | 7530.22
1921.72 | 3.4071 |  |  | 671.837 | 13075.3
0 | 2.7865 |  |  | 5048.94 | 10735.7
0 | 1.594 |  |  | 0 | 6762.06
2927.05 | 0.86257 |  |  | 0 | 3393.6
0 | 0.22024 |  |  | 2104.5 | 581.147
912.494 | 0 |  |  | 13187.7 | -5.1328
5626.87 | 0 |  |  | 3351.68 | -5.1328
2079.41 | 0 |  |  | 0 | -5.1328
0 | 0 |  |  | 0 | -5.1328
75.4584 | 0 |  |  | 0 | -5.1328
699.773 | 0 |  |  | 0 | -5.1328
1328.75 | 0 |  |  | 0 | -5.1328
3763.64 | 0 |  |  | 0 | -5.1328
1773.03 | 0 |  |  | 0 | -5.1328
3614.5 | 0 |  |  | 0 | -5.1328
1307.94 | 0.027536 |  |  | 0 | -5.1328
1042.82 | 0.35031 |  |  | 0 | 478.967
0 | 0.95069 |  |  | 2536.39 | 2803.64
0 | 0.95315 |  |  | 1375.29 | 6104.76
375.251 | 1.3057 |  |  | 887.423 | 8656.35
1926.86 | 1.4955 |  |  | 411.852 | 11257
6359.76 | 2.6101 |  |  | 78.7332 | 13961.7
8669.98 | 2.313 |  |  | 0 | 13720
17865.2 | 2.7978 |  |  | 0 | 14379.8
2111.4 | 2.4519 |  |  | 0 | 13066.3
6224.29 | 2.5907 |  |  | 0 | 10782.3
10977 | 1.8105 |  |  | 0 | 7384.95
13820.8 | 0.92812 |  |  | 0 | 3209.58
6495.03 | 0.22356 |  |  | 162.305 | 593.594
8588.36 | 0 |  |  | 1002.92 | -5.1328
19917.6 | 0 |  |  | 0 | -5.1328
21308.8 | 0 |  |  | 0 | -5.1328
16855.1 | 0 |  |  | 0 | -5.1328
13827.1 | 0 |  |  | 0 | -5.1328
9661.41 | 0 |  |  | 0 | -5.1328
6877.84 | 0 |  |  | 0 | -5.1328
1888.65 | 0 |  |  | 436.196 | -5.1328
0 | 0 |  |  | 6233.01 | -5.1328
0 | 0 |  |  | 0 | -5.1328
0 | 0.012076 |  |  | 707.351 | -5.1328
341.394 | 0.31016 |  |  | 1530.44 | 440.716
0 | 1.2219 |  |  | 0 | 2851.64
0 | 2.1574 |  |  | 0 | 6315.31
0 | 2.9411 |  |  | 939.741 | 7971.42
0 | 3.4802 |  |  | 154.295 | 11343.6
0 | 3.7963 |  |  | 1228.3 | 14079.6
0 | 3.8575 |  |  | 332.697 | 14778.6
0 | 3.6888 |  |  | 0 | 14522.2
0 | 1.7203 |  |  | 738.749 | 11932.5
0 | 2.2616 |  |  | 0 | 10706.2
0 | 0.97155 |  |  | 0 | 6753.72
1417.33 | 0.9446 |  |  | 33215.9 | 3374.78
42.5703 | 0.20395 |  |  | 8352.09 | 601.056
0 | 0 |  |  | 23917.4 | -5.1328
612.309 | 0 |  |  | 20456.1 | -5.1328
0 | 0 |  |  | 6170.23 | -5.1328
0 | 0 |  |  | 3531.53 | -5.1328
0 | 0 |  |  | 15743.9 | -5.1328
0 | 0 |  |  | 21975.9 | -5.1328
0 | 0 |  |  | 22913.9 | -5.1328
0 | 0 |  |  | 24506.8 | -5.1328
0 | 0 |  |  | 12594.7 | -5.1328
0 | 0 |  |  | 3584.94 | -5.1328
0 | 0.032776 |  |  | 5659.34 | -5.1328
0 | 0.36803 |  |  | 11392.3 | 477.873
0 | 1.2408 |  |  | 5009.92 | 3030.84
0 | 2.1594 |  |  | 796.497 | 6846.9
0 | 2.9337 |  |  | 1240.44 | 10087.9
0 | 3.474 |  |  | 5046.44 | 12210.5
0 | 3.8058 |  |  | 4357.51 | 13484.9
0 | 3.8727 |  |  | 3305.73 | 14205.2
0 | 3.7266 |  |  | 2856.04 | 14033.9
0 | 3.1119 |  |  | 2420.56 | 12717.7
487.516 | 2.004 |  |  | 3674.08 | 10412.7
0 | 1.7914 |  |  | 2997.49 | 6564.68
0 | 0.94393 |  |  | 1874.65 | 3087.03
0 | 0.19004 |  |  | 1891.91 | 151.541
0 | 0 |  |  | 3439.08 | -5.1328
0 | 0 |  |  | 10294.5 | -5.1328
0 | 0 |  |  | 11971.9 | -5.1328
0 | 0 |  |  | 0 | -5.1328
1874.32 | 0 |  |  | 0 | -5.1328
2115.41 | 0 |  |  | 0 | -5.1328
2828.92 | 0 |  |  | 0 | -5.1328
2470.74 | 0 |  |  | 0 | -5.1328
2263.83 | 0 |  |  | 0 | -5.1328
988.101 | 0 |  |  | 0 | -5.1328
640.19 | 0.009515 |  |  | 0 | -5.1328
353.358 | 0.30035 |  |  | 0 | 333.523
0 | 0.95041 |  |  | 0 | 1755.48
0 | 1.3034 |  |  | 0 | 6275.12
0 | 1.2246 |  |  | 0 | 8434.2
0 | 0.99082 |  |  | 0 | 5051.64
0 | 2.2256 |  |  | 0 | 7904.37
0 | 2.0293 |  |  | 0 | 9238.09
0 | 3.1757 |  |  | 0 | 10269.8
0 | 1.5875 |  |  | 0 | 9687.48
0 | 2.6523 |  |  | 0 | 10469.2
0 | 1.2637 |  |  | 0 | 7208.4
0 | 0.72428 |  |  | 0 | 3061.65
0 | 0.19041 |  |  | 0 | 509.852
1020.48 | 0 |  |  | 202.78 | -5.1328
0 | 0 |  |  | 0 | -5.1328
2126.31 | 0 |  |  | 0 | -5.1328
7270.32 | 0 |  |  | 0 | -5.1328
5333.22 | 0 |  |  | 0 | -5.1328
5424.67 | 0 |  |  | 0 | -5.1328
5421.53 | 0 |  |  | 0 | -5.1328
5153.14 | 0 |  |  | 0 | -5.1328
7640.35 | 0 |  |  | 0 | -5.1328
5779 | 0 |  |  | 0 | -5.1328
3923.83 | 0.022235 |  |  | 0 | -5.1328
4695.52 | 0.32153 |  |  | 0 | 453.519
1303.44 | 0.91846 |  |  | 0 | 2318.34
0 | 1.5143 |  |  | 0 | 4955.44
0 | 1.2809 |  |  | 0 | 8182.28
1035.01 | 2.2635 |  |  | 0 | 12629.3
2845.16 | 1.7797 |  |  | 0 | 14183.6
2605.58 | 1.5924 |  |  | 0 | 13311.3
3826.2 | 0.41235 |  |  | 0 | 14503
4610.92 | 0.30466 |  |  | 0 | 13251.6
5172.17 | 0.53487 |  |  | 0 | 9909.73
3874.21 | 1.546 |  |  | 0 | 6852.03
4168.56 | 0.77569 |  |  | 0 | 3268.57
7849.51 | 0.1923 |  |  | 1193.17 | 434.802
10009.9 | 0 |  |  | 1172.69 | -5.1328
18191.6 | 0 |  |  | 6194.78 | -5.1328
25673 | 0 |  |  | 0 | -5.1328
27298.5 | 0 |  |  | 0 | -5.1328
26682.4 | 0 |  |  | 0 | -5.1328
32306 | 0 |  |  | 0 | -5.1328
26660.1 | 0 |  |  | 0 | -5.1328
22410.7 | 0 |  |  | 0 | -5.1328
24685.3 | 0 |  |  | 0 | -5.1328
28163.5 | 0 |  |  | 0 | -5.1328
22920.6 | 0.025365 |  |  | 0 | -5.1328
24601.5 | 0.35577 |  |  | 0 | 378.178
11754.5 | 1.307 |  |  | 0 | 3085.58
4307.83 | 2.2942 |  |  | 0 | 7101.55
7315.72 | 3.0873 |  |  | 0 | 10286
12725 | 3.6566 |  |  | 1468.75 | 12481.8
19419.1 | 3.9818 |  |  | 2508.49 | 13970.9
21715 | 4.0585 |  |  | 5930.58 | 14607.1
21706.4 | 3.8704 |  |  | 6639.58 | 14241.1
26137.1 | 3.4487 |  |  | 6304.91 | 12971.5
26500.1 | 2.7961 |  |  | 7725.13 | 10679.7
25336 | 1.9377 |  |  | 8471.47 | 7400.22
18352 | 0.94004 |  |  | 0 | 3334.9
13657.7 | 0.16187 |  |  | 3050.98 | 410.619
30993.7 | 0 |  |  | 1462.81 | -5.1328
36747.8 | 0 |  |  | 0 | -5.1328
37027.1 | 0 |  |  | 0 | -5.1328
37450.8 | 0 |  |  | 0 | -5.1328
36999.8 | 0 |  |  | 0 | -5.1328
38313.4 | 0 |  |  | 0 | -5.1328
37639 | 0 |  |  | 0 | -5.1328
35406.8 | 0 |  |  | 0 | -5.1328
35900.2 | 0 |  |  | 0 | -5.1328
35585.1 | 0 |  |  | 0 | -5.1328
36034.2 | 0 |  |  | 0 | -5.1328
30577.2 | 0.33571 |  |  | 0 | 364.083
12804 | 1.2396 |  |  | 0 | 2858.22
9899.81 | 2.1932 |  |  | 0 | 7283.54
11221.4 | 2.968 |  |  | 0 | 10681.8
13660.2 | 3.1106 |  |  | 0 | 13068.1
22112.3 | 3.8528 |  |  | 0 | 14309.5
31389.5 | 3.9322 |  |  | 0 | 14539.5
33071.4 | 3.7406 |  |  | 0 | 13919.3
31243.1 | 3.3168 |  |  | 0 | 12613.2
34982.3 | 1.8947 |  |  | 0 | 10393.2
36171.5 | 1.8382 |  |  | 0 | 7185.73
29204.3 | 0.87511 |  |  | 0 | 3255.65
13895.7 | 0.16758 |  |  | 0 | 416.649
35521.4 | 0 |  |  | 0 | -5.1328
37649.3 | 0 |  |  | 0 | -5.1328
33275 | 0 |  |  | 0 | -5.1328
32457.2 | 0 |  |  | 0 | -5.1328
13479 | 0 |  |  | 0 | -5.1328
39215.2 | 0 |  |  | 0 | -5.1328
33630.8 | 0 |  |  | 0 | -5.1328
17635 | 0 |  |  | 0 | -5.1328
15789.2 | 0 |  |  | 0 | -5.1328
22498.6 | 0 |  |  | 0 | -5.1328
18898.7 | 0 |  |  | 0 | -5.1328
20217.3 | 0.31089 |  |  | 0 | 384.689
7858.18 | 1.2344 |  |  | 0 | 2767.27
788.466 | 2.2167 |  |  | 0 | 7269.8
595.315 | 3.045 |  |  | 0 | 10737.6
1182.46 | 3.6332 |  |  | 0 | 13171.6
687.324 | 3.3568 |  |  | 0 | 14457.1
1223.86 | 4.0083 |  |  | 0 | 14694.6
2165.67 | 3.807 |  |  | 2921.56 | 13946.1
2714.74 | 1.5099 |  |  | 0 | 12381.2
2242.66 | 1.4106 |  |  | 3954.12 | 10275.8
3039.11 | 0.36167 |  |  | 0 | 7191.32
6363.74 | 0.47623 |  |  | 0 | 3289.83
17432.7 | 0.09889 |  |  | 0 | 413.185
20428.8 | 0 |  |  | 767.356 | -5.1328
18573.7 | 0 |  |  | 2009.85 | -5.1328
17526.7 | 0 |  |  | 0 | -5.1328
27291.8 | 0 |  |  | 0 | -5.1328
28733.3 | 0 |  |  | 0 | -5.1328
25614.3 | 0 |  |  | 0 | -5.1328
24235 | 0 |  |  | 0 | -5.1328
24201.1 | 0 |  |  | 0 | -5.1328
18853.3 | 0 |  |  | 0 | -5.1328
22128.3 | 0 |  |  | 0 | -5.1328
23087 | 0 |  |  | 0 | -5.1328
17139.1 | 0.26876 |  |  | 583.158 | 364.104
4499.4 | 0.63208 |  |  | 0 | 3114.24
2210.86 | 1.126 |  |  | 0 | 7121.61
2843.96 | 1.4613 |  |  | 0 | 10527.7
3541.51 | 1.8891 |  |  | 0 | 12580.8
5139.63 | 2.8504 |  |  | 0 | 12703.3
7739.37 | 3.5117 |  |  | 0 | 13316.2
9295.33 | 3.8136 |  |  | 0 | 12731.5
9566.46 | 3.209 |  |  | 0 | 11156.7
8564.38 | 2.1936 |  |  | 0 | 8176.24
10608.2 | 1.5072 |  |  | 0 | 5503.88
12056.7 | 0.013236 |  |  | 1484.88 | 3162.74
18424.8 | 0.1482 |  |  | 303.421 | 431.652
22793.6 | 0 |  |  | 2872.38 | -5.1328
11985.7 | 0 |  |  | 2408.75 | -5.1328
29661.5 | 0 |  |  | 1777.27 | -5.1328
37243.3 | 0 |  |  | 0 | -5.1328
33785.7 | 0 |  |  | 0 | -5.1328
19539.1 | 0 |  |  | 0 | -5.1328
19549.7 | 0 |  |  | 0 | -5.1328
19315.1 | 0 |  |  | 0 | -5.1328
26106.3 | 0 |  |  | 0 | -5.1328
4568.27 | 0 |  |  | 0 | -5.1328
1629.73 | 0 |  |  | 0 | -5.1328
0 | 0.32937 |  |  | 0 | 360.431
0 | 1.2295 |  |  | 0 | 3054.26
5539.46 | 2.2008 |  |  | 0 | 6891.54
7343.8 | 2.9958 |  |  | 0 | 10080.3
4814.66 | 3.5646 |  |  | 0 | 12476.3
4132.34 | 3.8798 |  |  | 0 | 13922.2
2865.4 | 2.72 |  |  | 0 | 14416.7
14153.2 | 3.7736 |  |  | 0 | 14106
5283.96 | 2.5549 |  |  | 6299.35 | 12871
10929.2 | 1.4422 |  |  | 0 | 9554.6
5140.76 | 1.286 |  |  | 0 | 5801.03
2907.8 | 0.86469 |  |  | 0 | 1284.45
1512.7 | 0.12868 |  |  | 0 | 345.347
5802.32 | 0 |  |  | 0 | -5.1328
7356.09 | 0 |  |  | 0 | -5.1328
10855.1 | 0 |  |  | 0 | -5.1328
27684 | 0 |  |  | 0 | -5.1328
16019.3 | 0 |  |  | 0 | -5.1328
22650.3 | 0 |  |  | 0 | -5.1328
22655.4 | 0 |  |  | 0 | -5.1328
29185.1 | 0 |  |  | 0 | -5.1328
34117.5 | 0 |  |  | 0 | -5.1328
16258 | 0 |  |  | 0 | -5.1328
2015.82 | 0 |  |  | 0 | -5.1328
2155.77 | 0.30971 |  |  | 0 | 388.794
541.553 | 1.2139 |  |  | 0 | 1243.35
0 | 2.1885 |  |  | 0 | 1011.18
0 | 2.9977 |  |  | 0 | 2576.02
0 | 3.5698 |  |  | 0 | 10453.2
0 | 3.5184 |  |  | 3557.22 | 3880.83
0 | 3.9563 |  |  | 4476.26 | 8246.45
0 | 3.7514 |  |  | 1020.78 | 5138.4
0 | 3.3088 |  |  | 567.112 | 5189.07
0 | 2.641 |  |  | 1019.42 | 10808.7
0 | 1.7773 |  |  | 2961.22 | 7248.59
0 | 0.80966 |  |  | 2867.81 | 3166.06
192.342 | 0.12896 |  |  | 0 | 391.875
730.058 | 0 |  |  | 5836.47 | -5.1328
1789.39 | 0 |  |  | 6152.49 | -5.1328
2246.69 | 0 |  |  | 0 | -5.1328
0 | 0 |  |  | 5569.88 | -5.1328
0 | 0 |  |  | 0 | -5.1328
0 | 0 |  |  | 0 | -5.1328
796.128 | 0 |  |  | 0 | -5.1328
0 | 0 |  |  | 0 | -5.1328
1156.16 | 0 |  |  | 0 | -5.1328
859.928 | 0 |  |  | 0 | -5.1328
1858.8 | 0 |  |  | 0 | -5.1328
1420.3 | 0.016311 |  |  | 0 | 330.026
1049.14 | 1.1065 |  |  | 0 | 3067.36
0 | 0.81857 |  |  | 0 | 7031.48
0 | 2.0532 |  |  | 0 | 10432.1
970.484 | 3.3836 |  |  | 1959.2 | 12752.5
3607.84 | 3.7003 |  |  | 0 | 14156.7
3980.9 | 3.8145 |  |  | 17626.4 | 14602.8
5668.7 | 3.625 |  |  | 298.466 | 14143.4
7848.7 | 3.2091 |  |  | 4589.86 | 12631.5
9075.78 | 2.5766 |  |  | 4411.21 | 10235
11567.4 | 1.7245 |  |  | 1803.68 | 6229.92
12704.9 | 0.78036 |  |  | 0 | 2850.99
19609.3 | 0.12642 |  |  | 1380.17 | 345.997
28062.7 | 0 |  |  | 3573.59 | -5.1328
34979 | 0 |  |  | 1835.39 | -5.1328
37166 | 0 |  |  | 0 | -5.1328
37560.6 | 0 |  |  | 0 | -5.1328
37033.6 | 0 |  |  | 0 | -5.1328
37479.1 | 0 |  |  | 0 | -5.1328
37314.1 | 0 |  |  | 0 | -5.1328
33507.4 | 0 |  |  | 0 | -5.1328
33000.4 | 0 |  |  | 0 | -5.1328
36841 | 0 |  |  | 0 | -5.1328
38167 | 0 |  |  | 0 | -5.1328
38055.9 | 0.3033 |  |  | 0 | -5.1328
35270 | 1.2396 |  |  | 0 | 1410.43
32742.9 | 2.2523 |  |  | 0 | 722.855
35079 | 3.0933 |  |  | 0 | 2246.03
34727.6 | 3.6894 |  |  | 0 | 8505.2
37707.6 | 4.0262 |  |  | 0 | 11336.9
38860 | 4.1038 |  |  | 0 | 12680.7
39254.8 | 3.8989 |  |  | 1450.5 | 12363.5
39473.4 | 3.4413 |  |  | 1798.34 | 11366.9
40004.5 | 2.7321 |  |  | 925.594 | 10378.4
39510.2 | 1.8308 |  |  | 1131.19 | 7049.22
38737.6 | 0.81657 |  |  | 5084.24 | 3082.78
36982.8 | 0.11183 |  |  | 0 | 349.626
38160.6 | 0 |  |  | 6332.59 | -5.1328
39584.4 | 0 |  |  | 5322.85 | -5.1328
39794.4 | 0 |  |  | 4218.12 | -5.1328
39579.7 | 0 |  |  | 0 | -5.1328
39482.8 | 0 |  |  | 0 | -5.1328
38349.5 | 0 |  |  | 0 | -5.1328
38434.9 | 0 |  |  | 0 | -5.1328
38247.2 | 0 |  |  | 0 | -5.1328
36347.4 | 0 |  |  | 0 | -5.1328
35553.8 | 0 |  |  | 0 | -5.1328
33670.4 | 0 |  |  | 0 | -5.1328
35150.9 | 0.29333 |  |  | 0 | 24.0885
28905.9 | 1.1848 |  |  | 0 | 604.085
15303.3 | 2.1429 |  |  | 0 | 2815.49
11319.5 | 2.9316 |  |  | 0 | 7468.33
11035.4 | 3.4984 |  |  | 0 | 6901.38
9813.64 | 3.8168 |  |  | 0 | 7921.73
9992.5 | 3.8748 |  |  | 0 | 14415.4
5996.49 | 3.711 |  |  | 0 | 14128.5
4990.85 | 3.2925 |  |  | 0 | 12905
11201.3 | 2.638 |  |  | 0 | 10583.9
12438.1 | 1.7749 |  |  | 0 | 7093.94
9607.14 | 0.78953 |  |  | 0 | 1452.37
13694.6 | 0.10761 |  |  | 0 | 343.06
26237.9 | 0 |  |  | 63.9705 | -5.1328
4483.36 | 0 |  |  | 2687.83 | -5.1328
3822.89 | 0 |  |  | 0 | -5.1328
7115.69 | 0 |  |  | 0 | -5.1328
13733.6 | 0 |  |  | 0 | -5.1328
20243.5 | 0 |  |  | 0 | -5.1328
14465.6 | 0 |  |  | 0 | -5.1328
10680.9 | 0 |  |  | 0 | -5.1328
7220.76 | 0 |  |  | 0 | -5.1328
4382.98 | 0 |  |  | 0 | -5.1328
1090.85 | 0 |  |  | 0 | -5.1328
937.92 | 0.24907 |  |  | 0 | 356.123
0 | 0.97855 |  |  | 0 | 3159.93
0 | 1.9609 |  |  | 0 | 7208.73
0 | 2.8697 |  |  | 0 | 10544.6
313.686 | 3.4594 |  |  | 0 | 12650.6
0 | 3.8405 |  |  | 0 | 13734.1
1188.76 | 3.9623 |  |  | 0 | 14412.1
654.057 | 3.8272 |  |  | 0 | 14188.5
1657.6 | 3.4195 |  |  | 0 | 12838.2
2081.67 | 2.7446 |  |  | 0 | 10410
2216.75 | 1.8439 |  |  | 0 | 7028.23
6747.72 | 0.81633 |  |  | 0 | 3056.54
7390 | 0.089634 |  |  | 2806.19 | 323.252
4452.34 | 0 |  |  | 10792.3 | -5.1328
756.232 | 0 |  |  | 15023.6 | -5.1328
1795.22 | 0 |  |  | 0 | -5.1328
25609.9 | 0 |  |  | 0 | -5.1328
20092.5 | 0 |  |  | 0 | -5.1328
22388.5 | 0 |  |  | 0 | -5.1328
17317.3 | 0 |  |  | 0 | -5.1328
8359.26 | 0 |  |  | 0 | -5.1328
1594.32 | 0 |  |  | 0 | -5.1328
14168.6 | 0 |  |  | 0 | -5.1328
7458.45 | 0 |  |  | 0 | -5.1328
4727.69 | 0.27287 |  |  | 0 | 310.07
411.138 | 1.1231 |  |  | 0 | 3293.24
821.918 | 2.1813 |  |  | 0 | 7614.83
868.771 | 2.19 |  |  | 0 | 11109.3
1040.1 | 2.6816 |  |  | 921.012 | 13500.5
299.112 | 3.2476 |  |  | 9654.28 | 14801.7
0 | 2.6998 |  |  | 13710.7 | 15023.6
0 | 1.1894 |  |  | 7606.24 | 14573.5
346.625 | 3.0354 |  |  | 9170.05 | 13288.2
694.59 | 1.0997 |  |  | 5700.78 | 10920.9
785.717 | 0.56158 |  |  | 4006.99 | 7439.21
1025.69 | 0.52277 |  |  | 11735.4 | 3172.06
1092.79 | 0.094178 |  |  | 0 | 263.875
1845.12 | 0 |  |  | 0 | -5.1328
975.792 | 0 |  |  | 0 | -5.1328
457.238 | 0 |  |  | 39489.6 | -5.1328
0 | 0 |  |  | 0 | -5.1328
727.107 | 0 |  |  | 0 | -5.1328
0 | 0 |  |  | 0 | -5.1328
0 | 0 |  |  | 0 | -5.1328
2648.74 | 0 |  |  | 13773.6 | -5.1328
0 | 0 |  |  | 847.975 | -5.1328
0 | 0 |  |  | 0 | -5.1328
0 | 0 |  |  | 0 | -5.1328
0 | 0.15264 |  |  | 0 | 304.214
0 | 0.28305 |  |  | 0 | 3394.93
0 | 0.80639 |  |  | 0 | 7712.34
0 | 1.7244 |  |  | 0 | 11001.1
0 | 2.51 |  |  | 5110.67 | 13126.5
0 | 2.1831 |  |  | 2605.11 | 14027
692.635 | 3.6509 |  |  | 0 | 14231.2
1096.72 | 3.5094 |  |  | 2182.77 | 13868.8
1765.78 | 1.4153 |  |  | 784.592 | 12849.4
1218.22 | 2.5085 |  |  | 0 | 10634.3
2891.51 | 1.6684 |  |  | 6735.96 | 7302.05
2591.23 | 0.72689 |  |  | 0 | 3104.83
3380.15 | 0.085487 |  |  | 4636.81 | 242.874
10539.6 | 0 |  |  | 5696.25 | -5.1328
10583.1 | 0 |  |  | 1123.45 | -5.1328
20801.1 | 0 |  |  | 771.77 | -5.1328
24092.6 | 0 |  |  | 2261.71 | -5.1328
1635.68 | 0 |  |  | 5258.11 | -5.1328
1782.69 | 0 |  |  | 2636.78 | -5.1328
0 | 0 |  |  | 0 | -5.1328
0 | 0 |  |  | 1460.65 | -5.1328
0 | 0 |  |  | 0 | -5.1328
306.844 | 0 |  |  | 9210.01 | -5.1328
6945.17 | 0 |  |  | 2350.32 | -5.1328
16530.5 | 0.26867 |  |  | 0 | 309.43
14547.1 | 1.1478 |  |  | 0 | 3218.17
8574.72 | 2.1252 |  |  | 0 | 7432.12
1701.63 | 2.9108 |  |  | 0 | 11062.8
4113.45 | 3.4688 |  |  | 298.834 | 13582.2
5893.78 | 3.7791 |  |  | 2734.81 | 15284.2
10167.7 | 3.847 |  |  | 2512.41 | 15776.9
19655.9 | 3.6529 |  |  | 4659.36 | 15300.6
13651.2 | 3.2274 |  |  | 6505.48 | 13591.8
18277.6 | 2.499 |  |  | 6384.45 | 11021.8
23699.1 | 1.4387 |  |  | 5813.57 | 7303.88
23514.7 | 0.37965 |  |  | 4452.87 | 3024.06
15802.4 | 0.065485 |  |  | 8046.98 | 216.971
5804.12 | 0 |  |  | 4097.39 | -5.1328
10633.7 | 0 |  |  | 1695.6 | -5.1328
8627.15 | 0 |  |  | 930.511 | -5.1328
11774.5 | 0 |  |  | 0 | -5.1328
5884.34 | 0 |  |  | 0 | -5.1328
4314.22 | 0 |  |  | 0 | -5.1328
943.77 | 0 |  |  | 0 | -5.1328
2005.16 | 0 |  |  | 0 | -5.1328
14304.5 | 0 |  |  | 0 | -5.1328
13992.9 | 0 |  |  | 0 | -5.1328
11853.7 | 0 |  |  | 0 | -5.1328
10382.9 | 0.23119 |  |  | 0 | 302.415
7662.07 | 0.56725 |  |  | 0 | 3096.05
16701.8 | 1.5721 |  |  | 0 | 7116.75
13181.4 | 2.1733 |  |  | 0 | 10588.6
3248.34 | 1.3751 |  |  | 0 | 13167
1562.28 | 1.7138 |  |  | 0 | 14644.3
2147.67 | 0.45136 |  |  | 0 | 15212.9
1703.93 | 0.58644 |  |  | 0 | 14709.6
236.788 | 0.70627 |  |  | 0 | 13256.2
837.903 | 0.62321 |  |  | 555.302 | 10581.7
1230.44 | 0.066699 |  |  | 1194.15 | 4533.78
149.171 | 0.027185 |  |  | 4602.61 | 792.093
3743.48 | 0 |  |  | 6566.76 | 207.463
10278.7 | 0 |  |  | 7558.04 | -5.1328
12814.6 | 0 |  |  | 3999.2 | -5.1328
14562.6 | 0 |  |  | 912.773 | -5.1328
27716.2 | 0 |  |  | 0 | -5.1328
23197.8 | 0 |  |  | 0 | -5.1328
24500.4 | 0 |  |  | 0 | -5.1328
17130.1 | 0 |  |  | 0 | -5.1328
13304 | 0 |  |  | 0 | -5.1328
18511.2 | 0 |  |  | 0 | -5.1328
13438.7 | 0 |  |  | 0 | -5.1328
11418.9 | 0 |  |  | 0 | -5.1328
9407.27 | 0.17402 |  |  | 0 | 300.043
6350.2 | 0.68305 |  |  | 0 | 2999.82
767.769 | 0.465 |  |  | 0 | 6963.53
3289.36 | 0.63296 |  |  | 0 | 10359.3
3042.96 | 0.63241 |  |  | 0 | 12753.8
6644.46 | 0.57035 |  |  | 0 | 14160.6
6802.64 | 0.56022 |  |  | 0 | 14585.7
8136.19 | 0.76789 |  |  | 0 | 14061.9
9659 | 0.66978 |  |  | 0 | 12633
4662.62 | 0.48251 |  |  | 0 | 10184.2
12597.1 | 0.35 |  |  | 1423.42 | 3610.1
22987.5 | 0.6399 |  |  | 15554.4 | 2866.54
1158.6 | 0.051916 |  |  | 0 | 172.937
0 | 0 |  |  | 0 | -5.1328
8419.33 | 0 |  |  | 0 | -5.1328
17821.7 | 0 |  |  | 0 | -5.1328
17786.3 | 0 |  |  | 0 | -5.1328
3709.48 | 0 |  |  | 0 | -5.1328
8916.51 | 0 |  |  | 0 | -5.1328
24498 | 0 |  |  | 0 | -5.1328
27723.7 | 0 |  |  | 0 | -5.1328
26105.7 | 0 |  |  | 0 | -5.1328
20271.5 | 0 |  |  | 0 | -5.1328
25664.5 | 0 |  |  | 0 | -5.1328
21037.5 | 0.17667 |  |  | 0 | 282.498
14889.7 | 0.78031 |  |  | 0 | 3025.17
12770.9 | 1.2412 |  |  | 0 | 6895.95
17391.7 | 2.2157 |  |  | 0 | 6827.01
16264.8 | 1.2824 |  |  | 0 | 10043.7
19114 | 0.65708 |  |  | 0 | 11070.9
25741.7 | 0.99802 |  |  | 0 | 13937.5
17799.3 | 1.1931 |  |  | 0 | 13420.2
16630.1 | 2.8444 |  |  | 0 | 11972.7
26119 | 2.411 |  |  | 0 | 10522.3
23146.2 | 1.5434 |  |  | 0 | 6858.38
9521.92 | 0.62043 |  |  | 6516.1 | 2782.09
7703.68 | 0.046928 |  |  | 878.422 | 139.765
18867 | 0 |  |  | 0 | -5.1328
14104.2 | 0 |  |  | 1097.91 | -5.1328
9701.34 | 0 |  |  | 0 | -5.1328
20715 | 0 |  |  | 0 | -5.1328
18714.4 | 0 |  |  | 0 | -5.1328
9011.29 | 0 |  |  | 0 | -5.1328
20258.4 | 0 |  |  | 0 | -5.1328
7123.46 | 0 |  |  | 0 | -5.1328
9955.39 | 0 |  |  | 0 | -5.1328
9711.94 | 0 |  |  | 0 | -5.1328
9893.15 | 0 |  |  | 0 | -5.1328
7776.17 | 0.24312 |  |  | 0 | 261.676
4227.12 | 1.0581 |  |  | 0 | 2862.53
0 | 1.8508 |  |  | 0 | 5228.17
0 | 2.4277 |  |  | 0 | 10283
0 | 2.9964 |  |  | 0 | 12666.9
0 | 3.3398 |  |  | 3001.29 | 12610.6
0 | 3.2565 |  |  | 2475.37 | 12417.1
0 | 3.0752 |  |  | 3062.71 | 14453.3
0 | 2.7389 |  |  | 5316.53 | 12958.6
0 | 2.3887 |  |  | 4343.09 | 10495.8
0 | 1.3877 |  |  | 5843.66 | 6941.21
0 | 0.094412 |  |  | 2792.98 | 2802.24
0 | 0.0065997 |  |  | 5924.49 | 107.993
0 | 0 |  |  | 9618.35 | -5.1328
0 | 0 |  |  | 11222.3 | -5.1328
0 | 0 |  |  | 8008.54 | -5.1328
0 | 0 |  |  | 1512.63 | -5.1328
0 | 0 |  |  | 1125.65 | -5.1328
0 | 0 |  |  | 0 | -5.1328
0 | 0 |  |  | 0 | -5.1328
561.43 | 0 |  |  | 0 | -5.1328
1476.2 | 0 |  |  | 0 | -5.1328
2181.81 | 0 |  |  | 0 | -5.1328
2943.25 | 0 |  |  | 4491.27 | -5.1328
7990.58 | 0.24462 |  |  | 2470.21 | 240.489
5104.12 | 1.1725 |  |  | 3459.25 | 3246.4
1002.5 | 2.2024 |  |  | 1840.15 | 7481.25
966.892 | 3.0469 |  |  | 3056.21 | 10798.5
942.514 | 3.648 |  |  | 6922.44 | 12994.4
2125.98 | 3.979 |  |  | 8419.42 | 13760.9
1546.21 | 4.036 |  |  | 5284.41 | 14207.5
1665.06 | 3.8396 |  |  | 7396.51 | 14168.4
935.141 | 3.3756 |  |  | 6581.34 | 12889.8
1651.97 | 2.6678 |  |  | 10453.4 | 10531.4
1753.82 | 1.7256 |  |  | 11801.2 | 6973.25
1694.71 | 0.67773 |  |  | 9179.62 | 2795.6
5249.3 | 0.035722 |  |  | 19899.8 | 96.8812
9826.13 | 0 |  |  | 31772.1 | -5.1328
12360 | 0 |  |  | 13551.6 | -5.1328
11145.8 | 0 |  |  | 6286.93 | -5.1328
9078.87 | 0 |  |  | 9724.8 | -5.1328
9995.78 | 0 |  |  | 9688.08 | -5.1328
12038.8 | 0 |  |  | 2183.88 | -5.1328
11853.6 | 0 |  |  | 10285 | -5.1328
10649.2 | 0 |  |  | 11513.5 | -5.1328
10139.6 | 0 |  |  | 3505.81 | -5.1328
10139.7 | 0 |  |  | 0 | -5.1328
6706.58 | 0 |  |  | 6863.66 | -5.1328
12107.3 | 0.23336 |  |  | 3813.1 | 256.639
9370.47 | 1.1109 |  |  | 3519.19 | 3120.87
695.38 | 2.0936 |  |  | 0 | 7242.38
1766.02 | 2.9036 |  |  | 0 | 10858.8
1149.61 | 3.4499 |  |  | 0 | 13481.3
1188.63 | 3.7642 |  |  | 0 | 14879.4
0 | 3.8213 |  |  | 0 | 15385.1
0 | 3.6196 |  |  | 0 | 14743.3
0 | 3.1717 |  |  | 0 | 13020.9
0 | 2.4959 |  |  | 0 | 10337.1
285.072 | 1.5908 |  |  | 0 | 6672.45
0 | 0.61175 |  |  | 0 | 2511.87
516.256 | 0.032279 |  |  | 0 | 97.4428
1587.78 | 0 |  |  | 13144 | -5.1328
10664.3 | 0 |  |  | 3930.08 | -5.1328
12377.6 | 0 |  |  | 0 | -5.1328
20410.4 | 0 |  |  | 0 | -5.1328
24222.9 | 0 |  |  | 0 | -5.1328
5443.82 | 0 |  |  | 0 | -5.1328
4019.48 | 0 |  |  | 0 | -5.1328
2762.12 | 0 |  |  | 0 | -5.1328
4578.57 | 0 |  |  | 0 | -5.1328
6073.59 | 0 |  |  | 0 | -5.1328
10403.3 | 0 |  |  | 0 | -5.1328
15083.8 | 0.22173 |  |  | 0 | 82.6239
6913.03 | 1.0172 |  |  | 0 | 919.163
523.595 | 1.9583 |  |  | 0 | 3802.65
1517.42 | 2.758 |  |  | 0 | 6650.67
571.285 | 3.3189 |  |  | 0 | 13548.7
2627.73 | 3.6259 |  |  | 164.114 | 15110.2
1802.21 | 3.7253 |  |  | 0 | 15520
2227.34 | 3.5015 |  |  | 2048.28 | 14859.7
1448.09 | 3.032 |  |  | 5204.82 | 13312.5
2300.13 | 2.3536 |  |  | 5330.32 | 10658.9
3922.36 | 1.4781 |  |  | 7626.04 | 6949.29
4239.22 | 0.56033 |  |  | 12037.3 | 2706.46
6805.22 | 0.033926 |  |  | 15509.7 | 78.0216
15695.5 | 0 |  |  | 12270.4 | -5.1328
26933.4 | 0 |  |  | 15985.2 | -5.1328
32912.8 | 0 |  |  | 19042.9 | -5.1328
33862.8 | 0 |  |  | 3335.37 | -5.1328
34781.8 | 0 |  |  | 2107.06 | -5.1328
34800.6 | 0 |  |  | 11748.8 | -5.1328
29981 | 0 |  |  | 0 | -5.1328
23855.7 | 0 |  |  | 0 | -5.1328
23654.1 | 0 |  |  | 0 | -5.1328
19333.1 | 0 |  |  | 0 | -5.1328
28315.7 | 0 |  |  | 0 | -5.1328
25805 | 0.19601 |  |  | 0 | 225.065
17515.4 | 0.68572 |  |  | 0 | 3109.85
12091.9 | 1.5491 |  |  | 0 | 7178.7
14125.8 | 2.0623 |  |  | 0 | 10514.3
9974.25 | 2.4017 |  |  | 0 | 12816.5
8708.17 | 2.7789 |  |  | 0 | 14328.4
16246 | 3.1395 |  |  | 0 | 14874.8
15712.2 | 2.1489 |  |  | 0 | 12718
10871.9 | 2.5951 |  |  | 0 | 11338.8
10170 | 1.9063 |  |  | 0 | 6664.87
11612 | 1.0942 |  |  | 0 | 756.19
1459.19 | 0.48174 |  |  | 0 | 1976.58
1543 | 0.024389 |  |  | 6151.84 | 129.236
0 | 0 |  |  | 780.568 | -5.1328
0 | 0 |  |  | 252.58 | -5.1328
0 | 0 |  |  | 114.516 | -5.1328
844.626 | 0 |  |  | 0 | -5.1328
531.065 | 0 |  |  | 0 | -5.1328
1364.59 | 0 |  |  | 0 | -5.1328
7203.56 | 0 |  |  | 0 | -5.1328
10196.2 | 0 |  |  | 0 | -5.1328
17451 | 0 |  |  | 0 | -5.1328
17885 | 0 |  |  | 0 | -5.1328
19885.3 | 0 |  |  | 0 | -5.1328
24420.9 | 0.054013 |  |  | 0 | 210.805
9841.92 | 0.22234 |  |  | 0 | 2577.16
898.279 | 0.42601 |  |  | 0 | 3797.43
809.721 | 0.82093 |  |  | 0 | 9392.99
0 | 0.92878 |  |  | 0 | 12638.5
0 | 0.57258 |  |  | 0 | 14153
916.675 | 1.3801 |  |  | 0 | 14774.4
2894.69 | 1.4361 |  |  | 0 | 14306.8
2650.86 | 0.77299 |  |  | 0 | 12988.3
3530.66 | 1.1668 |  |  | 0 | 10416.6
13974.2 | 0.70973 |  |  | 343.972 | 6765.15
15270.2 | 0.27677 |  |  | 0 | 2599.38
14684.8 | 0.014683 |  |  | 3008.24 | 57.7549
33350 | 0 |  |  | 11915.3 | -5.1328
33124.3 | 0 |  |  | 6223.98 | -5.1328
27848.2 | 0 |  |  | 0 | -5.1328
25735 | 0 |  |  | 0 | -5.1328
21081.8 | 0 |  |  | 0 | -5.1328
21647 | 0 |  |  | 0 | -5.1328
23727.6 | 0 |  |  | 0 | -5.1328
16034.3 | 0 |  |  | 0 | -5.1328
17554.8 | 0 |  |  | 0 | -5.1328
11669.1 | 0 |  |  | 0 | -5.1328
20030.2 | 0 |  |  | 0 | -5.1328
17356.8 | 0.099791 |  |  | 0 | 183.515
18591.5 | 0.31983 |  |  | 0 | 3207.78
6022.3 | 0.53548 |  |  | 0 | 7291.34
5149.48 | 0.9097 |  |  | 0 | 10605.3
3679.34 | 1.081 |  |  | 0 | 13354.2
2186.29 | 1.4225 |  |  | 0 | 15061.5
4396.21 | 0.85418 |  |  | 0 | 15621.5
2264.56 | 2.7513 |  |  | 0 | 15033.7
3001.38 | 1.2936 |  |  | 3758.07 | 13289.3
4612.53 | 0.45065 |  |  | 1404.67 | 10624.5
3895.98 | 0.70069 |  |  | 4112.63 | 6061.72
3827.25 | 0.33463 |  |  | 660.412 | 1923.66
1486.14 | 0.017325 |  |  | 0 | 34.8992
11706 | 0 |  |  | 0 | -5.1328
2288.13 | 0 |  |  | 0 | -5.1328
3572.4 | 0 |  |  | 0 | -5.1328
8502.96 | 0 |  |  | 0 | -5.1328
2780.7 | 0 |  |  | 0 | -5.1328
11546.2 | 0 |  |  | 0 | -5.1328
34460.6 | 0 |  |  | 0 | -5.1328
12365.6 | 0 |  |  | 0 | -5.1328
17829.8 | 0 |  |  | 0 | -5.1328
8747.07 | 0 |  |  | 0 | -5.1328
11275.7 | 0 |  |  | 0 | -5.1328
4536.25 | 0.17476 |  |  | 0 | 181.666
8485.95 | 0.91561 |  |  | 0 | 2898.83
11258.4 | 1.9741 |  |  | 0 | 6163.24
7607.6 | 2.5894 |  |  | 0 | 5677.01
3439.19 | 2.8611 |  |  | 0 | 13305.1
0 | 3.2209 |  |  | 0 | 11891
0 | 3.8416 |  |  | 0 | 9757.24
0 | 1.0953 |  |  | 0 | 12352.1
0 | 1.8581 |  |  | 711.149 | 7997.25
0 | 1.4739 |  |  | 3422.92 | 10142.5
601.767 | 1.0119 |  |  | 3545.59 | 6459.14
741.631 | 0.52865 |  |  | 2003.32 | 2405.14
457.401 | 0 |  |  | 1499.1 | 60.1896
1937.19 | 0 |  |  | 1137.99 | -5.1328
0 | 0 |  |  | 978.204 | -5.1328
0 | 0 |  |  | 1775.87 | -5.1328
6019.41 | 0 |  |  | 1771.57 | -5.1328
10183 | 0 |  |  | 0 | -5.1328
12986.2 | 0 |  |  | 0 | -5.1328
6023.05 | 0 |  |  | 0 | -5.1328
2089.37 | 0 |  |  | 0 | -5.1328
12789.4 | 0 |  |  | 0 | -5.1328
948.699 | 0 |  |  | 0 | -5.1328
475.271 | 0 |  |  | 0 | -5.1328
2280.07 | 0.20671 |  |  | 0 | 174.417
419.44 | 1.1122 |  |  | 0 | 2673.45
0 | 2.1747 |  |  | 0 | 4400.88
0 | 3.0288 |  |  | 0 | 5365.09
0 | 1.7277 |  |  | 0 | 13401.6
0 | 2.4197 |  |  | 0 | 14624.1
2942.65 | 3.9929 |  |  | 0 | 14938.4
4035.45 | 3.7603 |  |  | 0 | 14255.7
3676.05 | 3.2556 |  |  | 1953.7 | 12742.7
8812.7 | 2.5087 |  |  | 882.751 | 10207.5
13602.6 | 1.544 |  |  | 0 | 6665.17
13135.6 | 0.52167 |  |  | 778.058 | 2597.08
9497.34 | 0 |  |  | 3475.51 | 41.3731
14744.6 | 0 |  |  | 0 | -5.1328
15585.4 | 0 |  |  | 0 | -5.1328
7642.27 | 0 |  |  | 0 | -5.1328
7019.84 | 0 |  |  | 0 | -5.1328
10943.2 | 0 |  |  | 0 | -5.1328
11009.6 | 0 |  |  | 0 | -5.1328
13603.1 | 0 |  |  | 0 | -5.1328
15921.7 | 0 |  |  | 0 | -5.1328
16672.6 | 0 |  |  | 0 | -5.1328
18614.3 | 0 |  |  | 0 | -5.1328
22936.9 | 0 |  |  | 0 | -5.1328
20166.6 | 0.1912 |  |  | 0 | 150.042
10721.5 | 1.0567 |  |  | 0 | 3336.9
1789.43 | 1.7358 |  |  | 0 | 7861.75
1722.85 | 2.9083 |  |  | 0 | 11408.4
4446.58 | 3.471 |  |  | 0 | 13968.3
5626.81 | 3.7589 |  |  | 0 | 15323.9
8793.64 | 3.7793 |  |  | 0 | 15623.1
12607.1 | 3.5334 |  |  | 0 | 14961.3
11334.7 | 3.0323 |  |  | 0 | 13310.5
11882.9 | 2.3201 |  |  | 0 | 10684.2
7840.41 | 1.1164 |  |  | 26400.7 | 6911.19
1085.07 | 0.39943 |  |  | 6626.87 | 2592.24
3482.19 | 0 |  |  | 0 | 18.4057
9500.9 | 0 |  |  | 0 | -5.1328
32738.7 | 0 |  |  | 0 | -5.1328
27988.1 | 0 |  |  | 0 | -5.1328
27981.7 | 0 |  |  | 0 | -5.1328
3115.63 | 0 |  |  | 0 | -5.1328
8888 | 0 |  |  | 0 | -5.1328
13391.3 | 0 |  |  | 0 | -5.1328
10230.4 | 0 |  |  | 0 | -5.1328
11523.3 | 0 |  |  | 0 | -5.1328
8815.88 | 0 |  |  | 0 | -5.1328
9461.22 | 0 |  |  | 0 | -5.1328
11099.8 | 0.13008 |  |  | 0 | 150.965
6023.58 | 1.043 |  |  | 0 | 3587.11
1247.69 | 2.0761 |  |  | 0 | 8125.96
2003.08 | 2.9343 |  |  | 0 | 11755.8
7655.88 | 3.5377 |  |  | 3055.6 | 14183.9
7318.7 | 2.3321 |  |  | 4389.88 | 15513.9
15108.2 | 3.9259 |  |  | 5436.42 | 15816.3
16423.9 | 3.6962 |  |  | 6101.9 | 15128.4
14536.9 | 3.2197 |  |  | 7565.53 | 13472.1
9206.66 | 2.4853 |  |  | 6646.71 | 10768.8
7704.45 | 1.5086 |  |  | 4997.21 | 6980.33
10544.8 | 0.48989 |  |  | 11781.4 | 2548.29
18101.6 | 0 |  |  | 19493.4 | -5.1328
16970.8 | 0 |  |  | 22348.7 | -5.1328
11436.7 | 0 |  |  | 7535.83 | -5.1328
6854.01 | 0 |  |  | 946.154 | -5.1328
7064.81 | 0 |  |  | 1838.45 | -5.1328
5299.5 | 0 |  |  | 3529.46 | -5.1328
1091.82 | 0 |  |  | 0 | -5.1328
795.222 | 0 |  |  | 0 | -5.1328
338.835 | 0 |  |  | 13563.6 | -5.1328
0 | 0 |  |  | 0 | -5.1328
0 | 0 |  |  | 5657.18 | -5.1328
0 | 0 |  |  | 4332.48 | -5.1328
0 | 0.17918 |  |  | 4777.49 | 145.084
0 | 1.086 |  |  | 0 | 3440.38
0 | 2.1462 |  |  | 832.575 | 7915.52
0 | 2.1496 |  |  | 9604.96 | 11526.3
0 | 1.4335 |  |  | 15828.2 | 13840.7
0 | 2.9352 |  |  | 13039.5 | 14795.3
91.4049 | 3.9759 |  |  | 14096.2 | 14446.6
93.1691 | 3.756 |  |  | 13537.7 | 14241.1
768.61 | 3.2693 |  |  | 20146.9 | 13032.9
1086.33 | 2.4371 |  |  | 12819.4 | 10608.5
2583.16 | 1.5314 |  |  | 18918.9 | 6830.62
4272.65 | 0.48893 |  |  | 12623 | 2550.2
9476.71 | 0 |  |  | 8762.24 | -5.1328
21346 | 0 |  |  | 22959.3 | -5.1328
28549.9 | 0 |  |  | 23244 | -5.1328
35427.4 | 0 |  |  | 5377.56 | -5.1328
36611 | 0 |  |  | 5464.13 | -5.1328
37350.1 | 0 |  |  | 11873.7 | -5.1328
37125.2 | 0 |  |  | 20589 | -5.1328
36916.2 | 0 |  |  | 5469.89 | -5.1328
35205.3 | 0 |  |  | 979.875 | -5.1328
34906.9 | 0 |  |  | 124.278 | -5.1328
32855.3 | 0 |  |  | 3231.63 | -5.1328
31333.3 | 0 |  |  | 2181.12 | -5.1328
33880.6 | 0.075636 |  |  | 6358.76 | 134.254
29165.6 | 0.40451 |  |  | 2389.96 | 3343.13
12542.5 | 0.32226 |  |  | 0 | 7944.93
7534.07 | 0.69818 |  |  | 714.498 | 11429.6
6552.55 | 1.2153 |  |  | 1651.73 | 13475.2
8128.12 | 1.0525 |  |  | 969.918 | 14882
11877.8 | 1.6175 |  |  | 123.372 | 15579.8
17863 | 1.6961 |  |  | 168.517 | 15048.7
9370.33 | 1.7239 |  |  | 583.405 | 13475.4
14494.8 | 1.4215 |  |  | 0 | 10773.7
7882.49 | 0.75073 |  |  | 0 | 6927.26
6169.09 | 0.25497 |  |  | 0 | 2472.43
7365.76 | 0 |  |  | 0 | -5.1328
5618.29 | 0 |  |  | 15.6689 | -5.1328
3142.48 | 0 |  |  | 0 | -5.1328
4131.83 | 0 |  |  | 0 | -5.1328
1145.73 | 0 |  |  | 0 | -5.1328
0 | 0 |  |  | 0 | -5.1328
0 | 0 |  |  | 0 | -5.1328
0 | 0 |  |  | 0 | -5.1328
848.622 | 0 |  |  | 0 | -5.1328
1907.98 | 0 |  |  | 0 | -5.1328
1995.8 | 0 |  |  | 0 | -5.1328
1458.94 | 0 |  |  | 0 | -5.1328
2110.09 | 0.015778 |  |  | 0 | 126.755
8642.65 | 0.088877 |  |  | 0 | 3428.63
22218.8 | 0.29963 |  |  | 0 | 7755.95
12852 | 0.43442 |  |  | 0 | 11262.6
11718 | 0.69216 |  |  | 0 | 13868.6
8426.88 | 1.2682 |  |  | 0 | 15484.8
5492.91 | 1.6684 |  |  | 0 | 16011.8
5715.65 | 1.2395 |  |  | 1422.96 | 15337.3
429.426 | 0.8916 |  |  | 2119.67 | 13649.1
0 | 0.54518 |  |  | 1502.21 | 10826.2
0 | 0.40201 |  |  | 3238.1 | 6832.85
1861.98 | 0.13513 |  |  | 5884.08 | 2386.59
5652.56 | 0 |  |  | 7912.97 | -5.1328
13204.6 | 0 |  |  | 5963.79 | -5.1328
16959.4 | 0 |  |  | 11292.6 | -5.1328
18297.1 | 0 |  |  | 8813.57 | -5.1328
23020.5 | 0 |  |  | 13957.8 | -5.1328
20089.1 | 0 |  |  | 10887.3 | -5.1328
2713.88 | 0 |  |  | 13806.4 | -5.1328
2201.97 | 0 |  |  | 16962.2 | -5.1328
0 | 0 |  |  | 11125.6 | -5.1328
0 | 0 |  |  | 0 | -5.1328
3374.72 | 0 |  |  | 0 | -5.1328
1491.74 | 0 |  |  | 0 | -5.1328
1097.5 | 0.01538 |  |  | 0 | 126.311
0 | 0.12283 |  |  | 0 | 3351.15
0 | 0.52814 |  |  | 0 | 7702.33
0 | 0.41045 |  |  | 1351.99 | 11217.5
0 | 0.65929 |  |  | 2471.38 | 13158.3
0 | 0.981 |  |  | 467.033 | 14214.1
401.576 | 1.7407 |  |  | 2116.05 | 14903.3
1952.56 | 1.9135 |  |  | 8232.57 | 14450.7
2597.86 | 1.7643 |  |  | 9740.07 | 13009
2918.41 | 0.3012 |  |  | 8613.17 | 10453.4
3513.29 | 0.50046 |  |  | 12071 | 6760.63
3895.01 | 0.1855 |  |  | 8780.42 | 2374.09
16882.2 | 0 |  |  | 14781.5 | -5.1328
25155.6 | 0 |  |  | 17244.3 | -5.1328
33761.3 | 0 |  |  | 16132.7 | -5.1328
35497.9 | 0 |  |  | 11411.5 | -5.1328
38195.3 | 0 |  |  | 9177.92 | -5.1328
39107.3 | 0 |  |  | 0 | -5.1328
39405.6 | 0 |  |  | 0 | -5.1328
39005.1 | 0 |  |  | 0 | -5.1328
38010.8 | 0 |  |  | 0 | -5.1328
37747 | 0 |  |  | 0 | -5.1328
37621 | 0 |  |  | 0 | -5.1328
37782.6 | 0 |  |  | 0 | -5.1328
37807.3 | 0.0057428 |  |  | 0 | 127.129
36122.3 | 0.17706 |  |  | 0 | 3372.81
20097.4 | 0.57407 |  |  | 0 | 7790.85
14373.1 | 0.61069 |  |  | 0 | 11426
18137.1 | 0.72928 |  |  | 0 | 14035.5
25206.5 | 1.0948 |  |  | 0 | 15393
23213 | 0.79506 |  |  | 0 | 15747.9
29573.1 | 0.95325 |  |  | 0 | 15190.6
25979.8 | 0.6268 |  |  | 0 | 13610.8
24207.9 | 0.67899 |  |  | 1285.88 | 10879
23447.9 | 0.36691 |  |  | 2496.41 | 6928.93
25146.1 | 0.092385 |  |  | 3084.78 | 2395.4
30288 | 0 |  |  | 4583.03 | -5.1328
31136.2 | 0 |  |  | 2439.92 | -5.1328
27614.8 | 0 |  |  | 5206.52 | -5.1328
30123.6 | 0 |  |  | 4781.26 | -5.1328
26537.8 | 0 |  |  | 5689.79 | -5.1328
25596.5 | 0 |  |  | 0 | -5.1328
17002 | 0 |  |  | 0 | -5.1328
15856.5 | 0 |  |  | 0 | -5.1328
13714.4 | 0 |  |  | 0 | -5.1328
10537.3 | 0 |  |  | 0 | -5.1328
11835.2 | 0 |  |  | 0 | -5.1328
11061.8 | 0 |  |  | 0 | -5.1328
7862.94 | 0.011534 |  |  | 0 | 133.566
9817.24 | 0.35206 |  |  | 0 | 3626.28
11837.9 | 0.48388 |  |  | 0 | 8325.63
8332.12 | 0.2759 |  |  | 0 | 11800.3
3252.67 | 1.4684 |  |  | 0 | 13751.8
4110.21 | 1.6393 |  |  | 0 | 14689.2
4645.65 | 1.7408 |  |  | 0 | 15225.8
3203.45 | 1.8656 |  |  | 0 | 14722.9
5487.4 | 1.9305 |  |  | 0 | 13012.3
6229.87 | 1.2725 |  |  | 800.223 | 10287.1
5100.54 | 0.7168 |  |  | 318.225 | 6617.75
11109.2 | 0.099521 |  |  | 830.325 | 2297.05
19575.9 | 0 |  |  | 3340.61 | -5.1328
34083.6 | 0 |  |  | 1223.61 | -5.1328
37229.6 | 0 |  |  | 31.7293 | -5.1328
33710.9 | 0 |  |  | 0 | -5.1328
32238.4 | 0 |  |  | 0 | -5.1328
32748.5 | 0 |  |  | 0 | -5.1328
32666.1 | 0 |  |  | 0 | -5.1328
27364.1 | 0 |  |  | 0 | -5.1328
19432.8 | 0 |  |  | 0 | -5.1328
1536.06 | 0 |  |  | 0 | -5.1328
0 | 0 |  |  | 0 | -5.1328
0 | 0 |  |  | 0 | -5.1328
5570.56 | 0.01995 |  |  | 0 | 125.141
1675.69 | 0.12993 |  |  | 0 | 3599.27
0 | 0.28749 |  |  | 0 | 8098.78
0 | 0.56499 |  |  | 0 | 11515.9
1274.33 | 0.71005 |  |  | 0 | 13655.2
558.55 | 0.89146 |  |  | 0 | 14743
1566.76 | 1.3339 |  |  | 0 | 14882.1
1393.1 | 1.9457 |  |  | 0 | 13871.3
1985.54 | 2.1811 |  |  | 0 | 12449.9
9693.17 | 1.1804 |  |  | 0 | 10208.3
18775.8 | 0.86476 |  |  | 0 | 6566.61
22641.9 | 0.3287 |  |  | 0 | 2253.75
28173.6 | 0 |  |  | 3512.91 | -5.1328
15304.7 | 0 |  |  | 5552.8 | -5.1328
10979.3 | 0 |  |  | 4720.79 | -5.1328
7411.87 | 0 |  |  | 0 | -5.1328
14701.7 | 0 |  |  | 0 | -5.1328
23494.4 | 0 |  |  | 0 | -5.1328
12931.4 | 0 |  |  | 0 | -5.1328
20947.4 | 0 |  |  | 0 | -5.1328
10793.3 | 0 |  |  | 0 | -5.1328
22125 | 0 |  |  | 0 | -5.1328
10994 | 0 |  |  | 0 | -5.1328
13240.5 | 0 |  |  | 0 | -5.1328
4718.4 | 0.048154 |  |  | 0 | 113.597
23243.8 | 0.94334 |  |  | 0 | 3522.54
5752.88 | 1.9482 |  |  | 0 | 8071.13
8544.93 | 1.9606 |  |  | 0 | 11419.8
13812.5 | 0.96187 |  |  | 0 | 13498.3
7765.94 | 2.4494 |  |  | 0 | 14723.6
14459.7 | 2.2416 |  |  | 0 | 15253.3
15935.2 | 1.9083 |  |  | 0 | 14501.8
26162.6 | 0.91356 |  |  | 453.247 | 13000
17973.2 | 0.56568 |  |  | 879.716 | 10363.4
10857.3 | 0.49193 |  |  | 2897.28 | 6577.65
14402.4 | 0.013048 |  |  | 3690.94 | 2249.28
12804.3 | 0 |  |  | 3426.49 | -5.1328
3241.25 | 0 |  |  | 2954.91 | -5.1328
7968.17 | 0 |  |  | 1487.92 | -5.1328
8367.26 | 0 |  |  | 1816.14 | -5.1328
2132.52 | 0 |  |  | 2552.51 | -5.1328
4545.19 | 0 |  |  | 2819.91 | -5.1328
7203.38 | 0 |  |  | 1823.39 | -5.1328
6044.62 | 0 |  |  | 0 | -5.1328
10860.2 | 0 |  |  | 0 | -5.1328
8174.88 | 0 |  |  | 5690.84 | -5.1328
6378.04 | 0 |  |  | 1440.13 | -5.1328
10039.9 | 0 |  |  | 9108.88 | -5.1328
6947.19 | 0.093731 |  |  | 3763.78 | 109.516
5290.08 | 0.89538 |  |  | 2366.12 | 3669.36
0 | 0.87383 |  |  | 1225.94 | 8309.57
428.726 | 1.8865 |  |  | 4901.44 | 11710
0 | 1.9358 |  |  | 4513.89 | 13765.9
0 | 2.4286 |  |  | 4357.94 | 14404.6
0 | 2.8053 |  |  | 9275.94 | 14307.6
0 | 1.7978 |  |  | 18608.4 | 13882.1
0 | 1.7638 |  |  | 9277.33 | 12832.2
0 | 1.2384 |  |  | 25331.6 | 10319.3
0 | 1.207 |  |  | 953.484 | 6562.13
0 | 0.30456 |  |  | 0 | 2169.08
0 | 0 |  |  | 0 | -5.1328
0 | 0 |  |  | 0 | -5.1328
0 | 0 |  |  | 0 | -5.1328
1033.46 | 0 |  |  | 0 | -5.1328
1798.02 | 0 |  |  | 0 | -5.1328
4227.46 | 0 |  |  | 0 | -5.1328
15395 | 0 |  |  | 11.6851 | -5.1328
27013.1 | 0 |  |  | 1116.67 | -5.1328
31362.6 | 0 |  |  | 3569.54 | -5.1328
33485.4 | 0 |  |  | 9675.71 | -5.1328
34364.7 | 0 |  |  | 5126.07 | -5.1328
36656 | 0 |  |  | 1563.16 | -5.1328
36556.2 | 0.014653 |  |  | 4777.63 | 105.57
35277.8 | 0.1949 |  |  | 6476.8 | 3589.12
21151 | 0.13897 |  |  | 1727.49 | 8081.84
11856.9 | 0.32892 |  |  | 1134.77 | 11415.8
15417.3 | 1.6859 |  |  | 2274.96 | 13643.5
21158.4 | 1.2928 |  |  | 2021.13 | 14932
25111.8 | 0.76851 |  |  | 477.616 | 15335.8
27668.2 | 1.2581 |  |  | 0 | 9316.65
28817.2 | 0.52381 |  |  | 0 | 10644.2
30918.5 | 1.2475 |  |  | 0 | 7296.44
30846.1 | 0.028189 |  |  | 1855.54 | 3271.98
27617.4 | 0.18835 |  |  | 142.373 | 731.851
34835.9 | 0 |  |  | 25909.4 | -5.1328
39367.2 | 0 |  |  | 12985.6 | -5.1328
39817.8 | 0 |  |  | 14357.6 | -5.1328
39790.8 | 0 |  |  | 4810.45 | -5.1328
39755.6 | 0 |  |  | 10243.9 | -5.1328
39887.6 | 0 |  |  | 5897.79 | -5.1328
39639.6 | 0 |  |  | 0 | -5.1328
40053.4 | 0 |  |  | 0 | -5.1328
39470 | 0 |  |  | 0 | -5.1328
39300.2 | 0 |  |  | 0 | -5.1328
38737 | 0 |  |  | 0 | -5.1328
38383.2 | 0 |  |  | 0 | -5.1328
39593.5 | 0.08825 |  |  | 0 | -5.1328
39096 | 0.12593 |  |  | 0 | 934.007
38557.4 | 0.84372 |  |  | 0 | 3130.45
33189.7 | 1.7792 |  |  | 0 | 7141.26
33100.7 | 3.6311 |  |  | 0 | 10107.1
35548.2 | 2.5196 |  |  | 0 | 8737.71
36185.3 | 2.6892 |  |  | 0 | 10140.7
37701.1 | 3.7539 |  |  | 0 | 7751.26
37739.8 | 3.213 |  |  | 0 | 9222.73
37579.7 | 2.3984 |  |  | 0 | 3811.78
37029.9 | 1.3483 |  |  | 0 | 2301.78
35516.5 | 0.30916 |  |  | 0 | 160.223
37037.4 | 0 |  |  | 0 | -5.1328
38587.4 | 0 |  |  | 3264.28 | -5.1328
37961.5 | 0 |  |  | 1375.97 | -5.1328
39200.3 | 0 |  |  | 0 | -5.1328
39413.3 | 0 |  |  | 0 | -5.1328
39428.4 | 0 |  |  | 0 | -5.1328
39330.2 | 0 |  |  | 0 | -5.1328
38245.8 | 0 |  |  | 0 | -5.1328
36348.2 | 0 |  |  | 0 | -5.1328
34329.4 | 0 |  |  | 0 | -5.1328
29263.4 | 0 |  |  | 0 | -5.1328
25547.2 | 0 |  |  | 0 | -5.1328
21262.5 | 0.084515 |  |  | 0 | 26.8117
25320.6 | 1.0001 |  |  | 0 | 1512.82
8336.6 | 2.0809 |  |  | 0 | 4856.05
4372.61 | 2.9278 |  |  | 0 | 2023.72
3425.82 | 3.5119 |  |  | 0 | 3208.51
1749.44 | 3.8033 |  |  | 0 | 4125.29
863.859 | 3.8224 |  |  | 0 | 4155.86
1026.8 | 3.564 |  |  | 0 | 2347.93
1040.05 | 3.0492 |  |  | 0 | 1004.74
1105.06 | 2.2724 |  |  | 0 | 1071.35
666.061 | 1.2632 |  |  | 0 | 1938.5
1109.59 | 0.2768 |  |  | 937.138 | 12.9031
2784.95 | 0 |  |  | 8176.07 | -5.1328
7078.65 | 0 |  |  | 2456.18 | -5.1328
13995 | 0 |  |  | 0 | -5.1328
11196.3 | 0 |  |  | 0 | -5.1328
10317.5 | 0 |  |  | 0 | -5.1328
7527.49 | 0 |  |  | 0 | -5.1328
5847.04 | 0 |  |  | 0 | -5.1328
5570.35 | 0 |  |  | 0 | -5.1328
9397.23 | 0 |  |  | 0 | -5.1328
13951.4 | 0 |  |  | 0 | -5.1328
11972.2 | 0 |  |  | 0 | -5.1328
13652.6 | 0 |  |  | 0 | -5.1328
15121.8 | 0.079907 |  |  | 0 | -5.1328
14878.5 | 0.97788 |  |  | 0 | 761.902
3352.82 | 2.028 |  |  | 0 | 4585.48
484.229 | 2.874 |  |  | 0 | 9595.5
2102.62 | 3.4159 |  |  | 0 | 11763.7
4708.59 | 3.6649 |  |  | 0 | 10838.2
7814.54 | 3.652 |  |  | 0 | 15019.7
8123.69 | 3.4154 |  |  | 0 | 14223.5
9199.11 | 2.9495 |  |  | 0 | 12501.6
12631.7 | 2.2074 |  |  | 0 | 9777.58
15059.4 | 1.2238 |  |  | 0 | 3849.61
17965.6 | 0.25179 |  |  | 1617.94 | 1831.45
25900.6 | 0 |  |  | 6000.63 | -5.1328
33490.1 | 0 |  |  | 0 | -5.1328
38285.8 | 0 |  |  | 0 | -5.1328
38674.7 | 0 |  |  | 0 | -5.1328
38285.1 | 0 |  |  | 0 | -5.1328
37656 | 0 |  |  | 0 | -5.1328
36707.3 | 0 |  |  | 0 | -5.1328
34861.2 | 0 |  |  | 0 | -5.1328
36663.9 | 0 |  |  | 0 | -5.1328
37654 | 0 |  |  | 0 | -5.1328
37574.1 | 0 |  |  | 0 | -5.1328
38299.6 | 0 |  |  | 0 | -5.1328
38108.9 | 0.079281 |  |  | 0 | 62.8737
38229.9 | 0.94745 |  |  | 0 | 3439.33
34009.2 | 1.9953 |  |  | 0 | 7991.46
23536.5 | 2.8192 |  |  | 0 | 11519.6
19756 | 3.3934 |  |  | 0 | 13831.5
26065.5 | 3.6603 |  |  | 0 | 15105.2
31154.4 | 3.661 |  |  | 0 | 15251.5
36115.9 | 3.4027 |  |  | 0 | 14378
36950.2 | 2.9013 |  |  | 0 | 12631.2
37343.6 | 2.1482 |  |  | 0 | 9940.17
36802.4 | 1.1741 |  |  | 834.812 | 6171.58
27712.6 | 0.22733 |  |  | 1870.63 | 1854.2
34829.9 | 0 |  |  | 4022.69 | -5.1328
37750.4 | 0 |  |  | 0 | -5.1328
38175.1 | 0 |  |  | 0 | -5.1328
38532.4 | 0 |  |  | 0 | -5.1328
38663.3 | 0 |  |  | 0 | -5.1328
38518.9 | 0 |  |  | 0 | -5.1328
38150.9 | 0 |  |  | 0 | -5.1328
39030.4 | 0 |  |  | 0 | -5.1328
39248.9 | 0 |  |  | 0 | -5.1328
37243.9 | 0 |  |  | 0 | -5.1328
37907.1 | 0 |  |  | 0 | -5.1328
39557.2 | 0 |  |  | 0 | -5.1328
39574.4 | 0.066625 |  |  | 0 | 52.1486
37443.5 | 0.92893 |  |  | 0 | 3463.22
35577.6 | 1.9907 |  |  | 0 | 8102.35
38376.3 | 2.8282 |  |  | 0 | 11771.7
38148.5 | 3.4029 |  |  | 0 | 14269
38177.7 | 3.7067 |  |  | 0 | 15588.5
37105.6 | 3.7246 |  |  | 0 | 15867.8
37534.2 | 3.4615 |  |  | 0 | 15045.2
38308 | 2.9455 |  |  | 0 | 13175.8
37282.2 | 2.1721 |  |  | 0 | 10259.4
40053.4 | 1.1678 |  |  | 0 | 6184.69
40053.4 | 0.21593 |  |  | 1348.5 | 1787.2
39067.7 | 0 |  |  | 3644.35 | -5.1328
30595.3 | 0 |  |  | 5747.18 | -5.1328
28039.2 | 0 |  |  | 2242.18 | -5.1328
39596.1 | 0 |  |  | 0 | -5.1328
39990.8 | 0 |  |  | 0 | -5.1328
39985.5 | 0 |  |  | 329.38 | -5.1328
7649.94 | 0 |  |  | 0 | -5.1328
26758 | 0 |  |  | 0 | -5.1328
38132.9 | 0 |  |  | 0 | -5.1328
39430.6 | 0 |  |  | 1811.02 | -5.1328
39595 | 0 |  |  | 0 | -5.1328
39601.8 | 0 |  |  | 0 | -5.1328
39618.6 | 0.065954 |  |  | 0 | 36.8597
38098.5 | 0.94411 |  |  | 0 | 3370.18
15694.7 | 2.0324 |  |  | 0 | 8005.03
4144.98 | 2.8966 |  |  | 0 | 11496.4
10707.5 | 3.4846 |  |  | 0 | 13837.9
19258.2 | 3.7837 |  |  | 0 | 15179.1
13279 | 3.8087 |  |  | 0 | 15469.1
15845.5 | 3.5535 |  |  | 0 | 14736.1
27166.1 | 3.0122 |  |  | 0 | 12940.4
28316.3 | 2.2153 |  |  | 0 | 10127.4
22491.2 | 1.1726 |  |  | 389.677 | 6105.69
4124.78 | 0.19925 |  |  | 2122.22 | 1751.9
15803.4 | 0 |  |  | 5534.32 | -5.1328
4170.82 | 0 |  |  | 7264.3 | -5.1328
9329.38 | 0 |  |  | 4227.43 | -5.1328
24691.9 | 0 |  |  | 5645.38 | -5.1328
27787 | 0 |  |  | 7221.32 | -5.1328
25062.3 | 0 |  |  | 0 | -5.1328
28547.5 | 0 |  |  | 0 | -5.1328
27366.1 | 0 |  |  | 0 | -5.1328
24964 | 0 |  |  | 0 | -5.1328
22517.1 | 0 |  |  | 0 | -5.1328
18596.9 | 0 |  |  | 0 | -5.1328
14841 | 0 |  |  | 0 | -5.1328
17817.5 | 0.051915 |  |  | 0 | 42.5608
20965.7 | 0.88417 |  |  | 0 | 3443.4
12109.1 | 1.9584 |  |  | 0 | 7940.93
2419.83 | 2.8389 |  |  | 0 | 11373.6
2331.76 | 3.418 |  |  | 0 | 13721.6
4126.27 | 3.7409 |  |  | 0 | 15054.2
5337.15 | 3.771 |  |  | 0 | 15432.5
8613.48 | 3.4949 |  |  | 0 | 14790.4
12625.9 | 2.9588 |  |  | 0 | 12942
17187.8 | 2.1369 |  |  | 0 | 10068.9
16635.9 | 1.1055 |  |  | 0 | 6030.35
21837.1 | 0.16159 |  |  | 0 | 1678.8
37352.6 | 0 |  |  | 0 | -5.1328
39366.7 | 0 |  |  | 2084.07 | -5.1328
39837.8 | 0 |  |  | 2003.76 | -5.1328
39526.5 | 0 |  |  | 0 | -5.1328
39746.7 | 0 |  |  | 0 | -5.1328
39908.2 | 0 |  |  | 0 | -5.1328
40050 | 0 |  |  | 0 | -5.1328
39542.7 | 0 |  |  | 0 | -5.1328
39522.6 | 0 |  |  | 0 | -5.1328
39561.6 | 0 |  |  | 0 | -5.1328
39448.3 | 0 |  |  | 0 | -5.1328
38934.1 | 0 |  |  | 0 | -5.1328
37934 | 0.0098749 |  |  | 0 | -5.1328
34209.8 | 0.26219 |  |  | 0 | 3314.06
21413.6 | 1.3434 |  |  | 0 | 7828.61
7695 | 1.6646 |  |  | 0 | 11337.7
5453.18 | 2.0591 |  |  | 0 | 13664.3
4891.3 | 3.3228 |  |  | 0 | 15024.1
6472.69 | 3.3011 |  |  | 0 | 15391.5
6412.29 | 3.1046 |  |  | 0 | 14696
8364.15 | 2.6368 |  |  | 0 | 12903
11224.5 | 1.9068 |  |  | 0 | 10080.6
10083.9 | 0.97533 |  |  | 0 | 6019.51
12979.1 | 0.12474 |  |  | 0 | 1516.15
20795.1 | 0 |  |  | 432.204 | -5.1328
35457 | 0 |  |  | 0 | -5.1328
37157.5 | 0 |  |  | 0 | -5.1328
37013.8 | 0 |  |  | 0 | -5.1328
37680.7 | 0 |  |  | 0 | -5.1328
36708.6 | 0 |  |  | 0 | -5.1328
34849.8 | 0 |  |  | 0 | -5.1328
33019.5 | 0 |  |  | 0 | -5.1328
26338.9 | 0 |  |  | 0 | -5.1328
17204.9 | 0 |  |  | 0 | -5.1328
31261.2 | 0 |  |  | 0 | -5.1328
31896.4 | 0 |  |  | 0 | -5.1328
28190 | 0.017401 |  |  | 0 | -5.1328
36655.7 | 0.38128 |  |  | 0 | 3198.35
24792.2 | 1.3477 |  |  | 0 | 7531.11
10149.1 | 2.1646 |  |  | 0 | 8991.42
14444.2 | 2.2039 |  |  | 0 | 11539.6
17621.2 | 2.1005 |  |  | 0 | 14493.6
22344.4 | 1.665 |  |  | 0 | 15013
24146 | 1.7131 |  |  | 17.5285 | 14422.4
20961.2 | 0.37227 |  |  | 590.226 | 12738
23729.5 | 0.22909 |  |  | 654.667 | 9871.82
23917.6 | 0.38643 |  |  | 2859.05 | 5887.73
28856.3 | 0.042625 |  |  | 2767.58 | 1535.78
16755.6 | 0 |  |  | 4663.92 | -5.1328
29568.1 | 0 |  |  | 5713.96 | -5.1328
25821.4 | 0 |  |  | 1997.24 | -5.1328
32207.5 | 0 |  |  | 0 | -5.1328
28315.1 | 0 |  |  | 0 | -5.1328
27898.6 | 0 |  |  | 0 | -5.1328
23368.8 | 0 |  |  | 0 | -5.1328
20389.9 | 0 |  |  | 0 | -5.1328
10792.6 | 0 |  |  | 0 | -5.1328
5028.02 | 0 |  |  | 0 | -5.1328
848.315 | 0 |  |  | 0 | -5.1328
0 | 0 |  |  | 0 | -5.1328
0 | 0.04423 |  |  | 0 | -5.1328
890.739 | 0.87953 |  |  | 0 | 2070.2
375.457 | 1.9715 |  |  | 0 | 4642.7
565.807 | 2.826 |  |  | 0 | 8433.83
0 | 3.3912 |  |  | 0 | 773.447
0 | 3.6843 |  |  | 0 | 12419.5
1457.33 | 3.686 |  |  | 613.601 | 11482.5
4731.44 | 3.4081 |  |  | 0 | 4526.26
5125.99 | 2.8552 |  |  | 0 | 318.279
6115.03 | 2.0363 |  |  | 0 | 350.907
5561.04 | 1.0126 |  |  | 0 | 5108.44
9808.61 | 0.098907 |  |  | 0 | 1154.09
10611.6 | 0 |  |  | 2827.65 | -5.1328
11223.5 | 0 |  |  | 2726.35 | -5.1328
15931.5 | 0 |  |  | 0 | -5.1328
20137 | 0 |  |  | 0 | -5.1328
12613.6 | 0 |  |  | 0 | -5.1328
11608 | 0 |  |  | 0 | -5.1328
14838 | 0 |  |  | 1081.09 | -5.1328
11479.2 | 0 |  |  | 595.825 | -5.1328
9325.36 | 0 |  |  | 0 | -5.1328
6851.19 | 0 |  |  | 890.508 | -5.1328
4396.4 | 0 |  |  | 127.576 | -5.1328
10513.9 | 0 |  |  | 0 | -5.1328
10839.4 | 0.010054 |  |  | 0 | -5.1328
12272.5 | 0.52386 |  |  | 0 | 3601.85
11869.6 | 0.73218 |  |  | 0 | 8525.73
10032.5 | 1.817 |  |  | 0 | 12491.4
10686.1 | 2.352 |  |  | 0 | 15139.1
3103.62 | 2.7311 |  |  | 0 | 16534.4
9028.85 | 1.7897 |  |  | 0 | 16770.6
12674.5 | 1.5419 |  |  | 0 | 16053.1
5551.14 | 1.8254 |  |  | 0 | 14123.7
12274.7 | 1.1932 |  |  | 0 | 10873.2
35919 | 0.42216 |  |  | 0 | 6450.37
37592.8 | 0.040865 |  |  | 1952.93 | 1615.48
35539.2 | 0 |  |  | 3983.18 | -5.1328
15551.7 | 0 |  |  | 2699.23 | -5.1328
13912.6 | 0 |  |  | 1376.24 | -5.1328
28778.3 | 0 |  |  | 0 | -5.1328
24424.2 | 0 |  |  | 0 | -5.1328
14508.6 | 0 |  |  | 0 | -5.1328
16607.6 | 0 |  |  | 0 | -5.1328
9936.21 | 0 |  |  | 0 | -5.1328
11986.3 | 0 |  |  | 0 | -5.1328
18003.6 | 0 |  |  | 0 | -5.1328
19681.7 | 0 |  |  | 0 | -5.1328
27387.2 | 0 |  |  | 0 | -5.1328
27454.8 | 0 |  |  | 0 | -5.1328
23369.5 | 0.84847 |  |  | 0 | 3721.67
21901.1 | 1.9257 |  |  | 0 | 8634.37
27467.6 | 2.8178 |  |  | 0 | 12411.4
26947.2 | 3.4272 |  |  | 0 | 14867.2
25883 | 3.7295 |  |  | 0 | 16030.9
28234.9 | 3.7351 |  |  | 4.2123 | 16079.5
31758.6 | 3.4403 |  |  | 0 | 15159.6
36536.9 | 2.8785 |  |  | 0 | 13205.7
32070.2 | 1.3568 |  |  | 0 | 10253.2
38008.6 | 0.97507 |  |  | 0 | 6057.19
37916 | 0.069653 |  |  | 5909.54 | 1415.35
39341.8 | 0 |  |  | 0 | -5.1328
38040.6 | 0 |  |  | 0 | -5.1328
37012.3 | 0 |  |  | 0 | -5.1328
39309.1 | 0 |  |  | 0 | -5.1328
38345.4 | 0 |  |  | 48.7939 | -5.1328
39560.5 | 0 |  |  | 0 | -5.1328
39889.8 | 0 |  |  | 0 | -5.1328
38410.7 | 0 |  |  | 0 | -5.1328
37939.6 | 0 |  |  | 0 | -5.1328
32727.9 | 0 |  |  | 0 | -5.1328
35081.2 | 0 |  |  | 0 | -5.1328
35045.3 | 0 |  |  | 0 | -5.1328
37637.5 | 0 |  |  | 0 | -5.1328
35320.7 | 0.1107 |  |  | 0 | 3345.2
36797.4 | 0.26142 |  |  | 0 | 8090.18
36965 | 0.33304 |  |  | 0 | 11815.6
32885.2 | 0.27305 |  |  | 0 | 14198.1
28561.9 | 0.52592 |  |  | 0 | 15440.9
21423.4 | 0.79146 |  |  | 0 | 15699.8
18840.8 | 0.47786 |  |  | 0 | 14854.4
14956.6 | 0.27785 |  |  | 0 | 13135.3
12330.7 | 1.1298 |  |  | 0 | 10136
10224 | 0.69944 |  |  | 921.174 | 4505.42
17687.7 | 0.047836 |  |  | 6380.57 | 1045.13
11043.1 | 0 |  |  | 5554.11 | -5.1328
11279.4 | 0 |  |  | 4647.81 | -5.1328
12826.1 | 0 |  |  | 9918.69 | -5.1328
15074.5 | 0 |  |  | 3439.88 | -5.1328
14357.6 | 0 |  |  | 0 | -5.1328
7150.35 | 0 |  |  | 0 | -5.1328
3585.97 | 0 |  |  | 0 | -5.1328
2992.72 | 0 |  |  | 0 | -5.1328
2944.7 | 0 |  |  | 0 | -5.1328
3054.93 | 0 |  |  | 0 | -5.1328
3856.09 | 0 |  |  | 0 | -5.1328
8025.35 | 0 |  |  | 0 | -5.1328
7667.15 | 0 |  |  | 0 | -5.1328
13170.6 | 0.33415 |  |  | 0 | 3360.16
13244.4 | 1.1437 |  |  | 0 | 7941.47
14798.6 | 1.5067 |  |  | 0 | 9624.48
15911.6 | 2.3691 |  |  | 0 | 14549.6
15345.5 | 1.5916 |  |  | 8548.59 | 15611
13108.7 | 1.2901 |  |  | 10942.2 | 15738.2
13611.4 | 1.0179 |  |  | 16420.7 | 14987.8
21583 | 0.60832 |  |  | 17296.5 | 13186.5
23176.7 | 0.46776 |  |  | 20836.5 | 10254
12537.6 | 0.07563 |  |  | 23965.7 | 6011.25
6760.94 | 0.004968 |  |  | 17161.9 | 1372
9889.58 | 0 |  |  | 10931.4 | -5.1328
18928.2 | 0 |  |  | 8226.88 | -5.1328
21478.6 | 0 |  |  | 11974 | -5.1328
24091.3 | 0 |  |  | 5796.93 | -5.1328
23437.8 | 0 |  |  | 651.796 | -5.1328
17793.9 | 0 |  |  | 2560.35 | -5.1328
17233.9 | 0 |  |  | 2848.88 | -5.1328
14772.1 | 0 |  |  | 1327.32 | -5.1328
20530.2 | 0 |  |  | 6765.82 | -5.1328
18927.1 | 0 |  |  | 20866 | -5.1328
10828.9 | 0 |  |  | 21164 | -5.1328
5973.43 | 0 |  |  | 32152.7 | -5.1328
5309.1 | 0 |  |  | 26670.4 | -5.1328
6822.61 | 0.083566 |  |  | 32725.4 | 3661.38
2104.5 | 0.5731 |  |  | 5436.74 | 8561.59
0 | 0.39471 |  |  | 15212.8 | 12190.6
0 | 0.50033 |  |  | 0 | 14472.8
0 | 0.53015 |  |  | 0 | 15646.6
0 | 0.93096 |  |  | 4668.62 | 15715.5
0 | 0.89165 |  |  | 16582.2 | 14752.8
0 | 0.55246 |  |  | 22643.8 | 12733.9
0 | 0.36923 |  |  | 15676.2 | 9778.78
0 | 0.15915 |  |  | 12169.8 | 5658.04
0 | 0.010232 |  |  | 7908.66 | 1222.81
0 | 0 |  |  | 34239 | -5.1328
2658.85 | 0 |  |  | 32300.5 | -5.1328
9538.32 | 0 |  |  | 35836.4 | -5.1328
23434.7 | 0 |  |  | 6090.77 | -5.1328
33776.4 | 0 |  |  | 14038 | -5.1328
37702.3 | 0 |  |  | 1092.25 | -5.1328
38058.6 | 0 |  |  | 6341.15 | -5.1328
38477.7 | 0 |  |  | 5884 | -5.1328
39237.3 | 0 |  |  | 7626.28 | -5.1328
39390.5 | 0 |  |  | 5903.36 | -5.1328
39270.6 | 0 |  |  | 0 | -5.1328
39240.6 | 0 |  |  | 0 | -5.1328
39294.3 | 0 |  |  | 0 | -5.1328
39837.9 | 0.82052 |  |  | 0 | 2243.05
39438.6 | 1.9389 |  |  | 646.724 | 5998.25
38749.7 | 2.8529 |  |  | 0 | 10278.8
34646.7 | 3.462 |  |  | 0 | 12057.1
35884.1 | 3.7774 |  |  | 3696.45 | 14520.7
36512 | 3.7887 |  |  | 3569.15 | 14216.1
37978.4 | 3.489 |  |  | 2970.87 | 13521.8
38090.4 | 2.9063 |  |  | 2064.45 | 12035.8
37364.4 | 2.0168 |  |  | 3590.92 | 9295.31
35405.8 | 0.93139 |  |  | 2495.91 | 5364.91
36458.1 | 0.046277 |  |  | 4102.46 | 1080.42
39440.7 | 0 |  |  | 3813.92 | -5.1328
39988.6 | 0 |  |  | 1386.15 | -5.1328
39851.5 | 0 |  |  | 0 | -5.1328
40053.4 | 0 |  |  | 0 | -5.1328
40053.4 | 0 |  |  | 0 | -5.1328
39717 | 0 |  |  | 0 | -5.1328
39755.6 | 0 |  |  | 0 | -5.1328
39699.2 | 0 |  |  | 0 | -5.1328
39323.6 | 0 |  |  | 0 | -5.1328
38789.7 | 0 |  |  | 0 | -5.1328
38335.7 | 0 |  |  | 0 | -5.1328
37470.8 | 0 |  |  | 0 | -5.1328
36692.9 | 0 |  |  | 0 | -5.1328
36478.3 | 0.82249 |  |  | 0 | 3095.31
29418.5 | 1.9599 |  |  | 0 | 7501.87
12049.1 | 2.8537 |  |  | 0 | 11002.9
5370.96 | 3.4595 |  |  | 0 | 13578.3
3699.63 | 3.754 |  |  | 0 | 14876.9
4013.39 | 3.7643 |  |  | 0 | 15254.9
3248.35 | 3.4634 |  |  | 2410.26 | 14476
4131.59 | 2.8721 |  |  | 2916.28 | 12750.6
4377.14 | 2.0096 |  |  | 5015.6 | 9618.67
3106.35 | 0.92521 |  |  | 6632.28 | 5449.47
8328.73 | 0 |  |  | 10305 | 1083.18
15296.7 | 0 |  |  | 4892.7 | -5.1328
18804.3 | 0 |  |  | 1940.09 | -5.1328
27488.1 | 0 |  |  | 15700.6 | -5.1328
34429.7 | 0 |  |  | 2029.67 | -5.1328
35772.2 | 0 |  |  | 0 | -5.1328
35370.3 | 0 |  |  | 221.972 | -5.1328
34168.5 | 0 |  |  | 1048.58 | -5.1328
34078.8 | 0 |  |  | 157.247 | -5.1328
34695 | 0 |  |  | 1532.38 | -5.1328
33055.8 | 0 |  |  | 3000.52 | -5.1328
31574.2 | 0 |  |  | 3766.27 | -5.1328
30601 | 0 |  |  | 1186.27 | -5.1328
31918.6 | 0 |  |  | 1112.78 | -5.1328
30708.3 | 0.78467 |  |  | 2411.48 | 3122.91
24651.2 | 1.9017 |  |  | 4337.33 | 7775.63
10619.3 | 2.7996 |  |  | 3478.28 | 11456.1
8961.44 | 3.3839 |  |  | 432.958 | 13948.9
9645.12 | 3.6831 |  |  | 2411.98 | 15400.7
11430.1 | 3.691 |  |  | 4178.83 | 15644
22230.9 | 3.405 |  |  | 3394.3 | 14855.3
23501.2 | 2.8249 |  |  | 3579.46 | 12957.9
11910.6 | 1.9645 |  |  | 3417.71 | 9812.62
16994.5 | 0.88959 |  |  | 0 | 5566.55
21862 | 0 |  |  | 1145.47 | 1056.02
31745.8 | 0 |  |  | 0 | -5.1328
37433.2 | 0 |  |  | 5348.38 | -5.1328
37264.8 | 0 |  |  | 1697.71 | -5.1328
33680.1 | 0 |  |  | 0 | -5.1328
35527.8 | 0 |  |  | 0 | -5.1328
38471.2 | 0 |  |  | 0 | -5.1328
36075.7 | 0 |  |  | 0 | -5.1328
35372.1 | 0 |  |  | 0 | -5.1328
37210 | 0 |  |  | 0 | -5.1328
37506.2 | 0 |  |  | 189.062 | -5.1328
38066.9 | 0 |  |  | 0 | -5.1328
38187.8 | 0 |  |  | 0 | -5.1328
36863.4 | 0 |  |  | 0 | -5.1328
37867.8 | 0.7805 |  |  | 6546.56 | 3473.73
38672 | 1.8966 |  |  | 2999.9 | 8192.03
33160.6 | 2.7724 |  |  | 2355.94 | 11767.4
30420.5 | 3.3584 |  |  | 1777.96 | 14148.5
33279.8 | 3.6504 |  |  | 502.196 | 15236.5
36806.8 | 3.6367 |  |  | 291.81 | 15319.1
37403.9 | 3.3253 |  |  | 0 | 14432.6
35974.8 | 2.7418 |  |  | 0 | 12517.8
35394.8 | 1.8587 |  |  | 0 | 9552.34
38599.3 | 0.79944 |  |  | 0 | 5369.01
40053.4 | 0 |  |  | 340.791 | 946.07
40052.4 | 0 |  |  | 0 | -5.1328
40053.4 | 0 |  |  | 0 | -5.1328
40053.4 | 0 |  |  | 589.429 | -5.1328
40053.4 | 0 |  |  | 0 | -5.1328
39594.1 | 0 |  |  | 0 | -5.1328
39680.7 | 0 |  |  | 0 | -5.1328
34353.1 | 0 |  |  | 0 | -5.1328
34827.5 | 0 |  |  | 1111.91 | -5.1328
37139.4 | 0 |  |  | 1594.14 | -5.1328
37137.9 | 0 |  |  | 880.604 | -5.1328
33074.6 | 0 |  |  | 1084.61 | -5.1328
27744.1 | 0 |  |  | 0 | -5.1328
34548 | 0 |  |  | 0 | -5.1328
33443.8 | 0.43377 |  |  | 0 | 3254.71
27137.9 | 1.6993 |  |  | 0 | 7923.68
26716.2 | 2.5485 |  |  | 0 | 11368.7
22387.7 | 3.1044 |  |  | 0 | 10566
24039.5 | 2.9229 |  |  | 0 | 14877.1
27083.2 | 3.3656 |  |  | 0 | 7956.04
28058 | 1.7239 |  |  | 0 | 10169.8
22709.2 | 1.1096 |  |  | 0 | 12873
20790.8 | 0.99311 |  |  | 0 | 9826.19
22741.8 | 0.5126 |  |  | 720.885 | 5690.02
14465.7 | 0 |  |  | 0 | 1022.95
11522.1 | 0 |  |  | 0 | -5.1328
23921.9 | 0 |  |  | 0 | -5.1328
36882.4 | 0 |  |  | 398.721 | -5.1328
35024.5 | 0 |  |  | 0 | -5.1328
33204.3 | 0 |  |  | 0 | -5.1328
25527.6 | 0 |  |  | 0 | -5.1328
24468.7 | 0 |  |  | 0 | -5.1328
21141.6 | 0 |  |  | 0 | -5.1328
15634.1 | 0 |  |  | 0 | -5.1328
12372.2 | 0 |  |  | 0 | -5.1328
6304.55 | 0 |  |  | 0 | -5.1328
4217.93 | 0 |  |  | 0 | -5.1328
2003.34 | 0 |  |  | 0 | -5.1328
2551.28 | 0.58321 |  |  | 0 | 3453.07
2737.92 | 1.5393 |  |  | 0 | 8288.53
0 | 2.3394 |  |  | 0 | 12017.6
0 | 2.8605 |  |  | 0 | 14243.7
0 | 0.88805 |  |  | 0 | 15143.2
0 | 1.7221 |  |  | 0 | 15198.6
0 | 0.84903 |  |  | 0 | 14446.9
0 | 0.45591 |  |  | 0 | 12669.9
0 | 0.74451 |  |  | 1779.9 | 9772.5
0 | 0.051798 |  |  | 1131.39 | 5579.64
0 | 0 |  |  | 0 | 914.559
0 | 0 |  |  | 0 | -5.1328
0 | 0 |  |  | 0 | -5.1328
2231.18 | 0 |  |  | 970.947 | -5.1328
2087.13 | 0 |  |  | 1065.15 | -5.1328
3384.68 | 0 |  |  | 0 | -5.1328
4223.98 | 0 |  |  | 0 | -5.1328
2784.34 | 0 |  |  | 0 | -5.1328
3078.05 | 0 |  |  | 0 | -5.1328
2366.41 | 0 |  |  | 0 | -5.1328
2121.8 | 0 |  |  | 0 | -5.1328
6315.6 | 0 |  |  | 0 | -5.1328
10470.8 | 0 |  |  | 0 | -5.1328
16260.2 | 0 |  |  | 0 | -5.1328
19591.5 | 0.013679 |  |  | 0 | 3380.22
14156.3 | 0.15825 |  |  | 0 | 8090.9
8122.67 | 0.64835 |  |  | 0 | 11658
2622.52 | 0.92297 |  |  | 0 | 13973.6
3639.74 | 0.53356 |  |  | 0 | 15081
6512.04 | 0.2515 |  |  | 0 | 15149.8
7774.06 | 0.30391 |  |  | 0 | 14365.4
10880.1 | 0.40447 |  |  | 0 | 12605.2
12919.4 | 0.34486 |  |  | 0 | 9709.96
16040.8 | 0.10791 |  |  | 0 | 5482.03
29594.2 | 0 |  |  | 1172.46 | 807.112
36635.1 | 0 |  |  | 2847.39 | -5.1328
34421 | 0 |  |  | 918.562 | -5.1328
28986.7 | 0 |  |  | 3633.38 | -5.1328
29549.5 | 0 |  |  | 7132.84 | -5.1328
33361.2 | 0 |  |  | 0 | -5.1328
32101.6 | 0 |  |  | 611.423 | -5.1328
35758.9 | 0 |  |  | 0 | -5.1328
37123 | 0 |  |  | 0 | -5.1328
37189.8 | 0 |  |  | 0 | -5.1328
36514.1 | 0 |  |  | 0 | -5.1328
32129.4 | 0 |  |  | 0 | -5.1328
31710.1 | 0 |  |  | 0 | -5.1328
30298.2 | 0 |  |  | 0 | -5.1328
31484.4 | 0.039477 |  |  | 0 | 3430.74
33221 | 0.21053 |  |  | 0 | 8197.79
34683.4 | 0.35168 |  |  | 0 | 11766.2
34400.2 | 0.68856 |  |  | 0 | 13952.5
35053.4 | 0.91006 |  |  | 0 | 14843.5
31124 | 0.62385 |  |  | 0 | 15330.7
30989.8 | 0.50295 |  |  | 0 | 14578
31965.3 | 0.50046 |  |  | 0 | 12675
31845.4 | 0.33339 |  |  | 0 | 9709.04
32416.9 | 0.10333 |  |  | 0 | 5435.93
33570.8 | 0 |  |  | 137.867 | 671.938
33391.9 | 0 |  |  | 0 | -5.1328
30524.2 | 0 |  |  | 554.824 | -5.1328
24462.8 | 0 |  |  | 0 | -5.1328
20792.1 | 0 |  |  | 0 | -5.1328
22706.1 | 0 |  |  | 0 | -5.1328
25927.2 | 0 |  |  | 0 | -5.1328
22564.6 | 0 |  |  | 0 | -5.1328
11817 | 0 |  |  | 0 | -5.1328
5716.11 | 0 |  |  | 0 | -5.1328
7586.9 | 0 |  |  | 0 | -5.1328
5467.1 | 0 |  |  | 0 | -5.1328
7352.84 | 0 |  |  | 0 | -5.1328
3266.61 | 0 |  |  | 0 | -5.1328
2631.5 | 0.27764 |  |  | 0 | 3346.14
599.915 | 1.2024 |  |  | 0 | 8142.18
0 | 2.5149 |  |  | 0 | 11913.4
0 | 3.0968 |  |  | 0 | 14229.8
0 | 3.0785 |  |  | 0 | 12632.1
631.728 | 3.3938 |  |  | 0 | 15068.5
938.414 | 3.0768 |  |  | 0 | 11137.3
845.485 | 2.4835 |  |  | 0 | 10026.8
909.861 | 1.6208 |  |  | 728.794 | 9451.58
2441.94 | 0.61711 |  |  | 810.818 | 3736.75
5057.69 | 0 |  |  | 5182.52 | 385.842
10653 | 0 |  |  | 3955.04 | -5.1328
12202.1 | 0 |  |  | 6888.26 | -5.1328
14988.1 | 0 |  |  | 4889.38 | -5.1328
15060.3 | 0 |  |  | 0 | -5.1328
13684.5 | 0 |  |  | 0 | -5.1328
12602.3 | 0 |  |  | 0 | -5.1328
9694.95 | 0 |  |  | 0 | -5.1328
7301.87 | 0 |  |  | 0 | -5.1328
7249.43 | 0 |  |  | 0 | -5.1328
6122.31 | 0 |  |  | 0 | -5.1328
3340.09 | 0 |  |  | 0 | -5.1328
1822.3 | 0 |  |  | 0 | -5.1328
110.953 | 0 |  |  | 0 | -5.1328
0 | 0.53544 |  |  | 0 | 3253.05
0 | 0.60566 |  |  | 0 | 8148.6
0 | 1.5593 |  |  | 0 | 12045.5
0 | 2.0392 |  |  | 0 | 14610.8
2021.25 | 1.6964 |  |  | 0 | 15923.5
5038.67 | 3.0181 |  |  | 0 | 16020.8
9238.11 | 1.3062 |  |  | 0 | 14969.6
15387.2 | 1.5375 |  |  | 212.234 | 13057.6
14846.7 | 0.87384 |  |  | 0 | 9814.59
15070.5 | 0.59756 |  |  | 1165.15 | 5334.7
22686.1 | 0 |  |  | 3869.46 | 568.873
17655.3 | 0 |  |  | 15487.8 | -5.1328
16082.1 | 0 |  |  | 16006.1 | -5.1328
9924.22 | 0 |  |  | 0 | -5.1328
6670.18 | 0 |  |  | 31.418 | -5.1328
5824.96 | 0 |  |  | 0 | -5.1328
7088.21 | 0 |  |  | 0 | -5.1328
14933.7 | 0 |  |  | 0 | -5.1328
17086.2 | 0 |  |  | 0 | -5.1328
19069.2 | 0 |  |  | 0 | -5.1328
16357.7 | 0 |  |  | 0 | -5.1328
11815 | 0 |  |  | 0 | -5.1328
8611.58 | 0 |  |  | 0 | -5.1328
10897.2 | 0 |  |  | 9738.31 | -5.1328
8081.54 | 0.41098 |  |  | 3689.97 | 3212.27
3749.81 | 1.5869 |  |  | 1031.7 | 8014.79
776.726 | 2.4045 |  |  | 651.834 | 11728.9
0 | 2.9447 |  |  | 900.704 | 13972.6
0 | 3.2125 |  |  | 0 | 15075.2
1728.03 | 3.2111 |  |  | 0 | 15258.8
6697.71 | 2.9468 |  |  | 0 | 14365.1
15587.9 | 2.4104 |  |  | 0 | 12555.1
12588.3 | 1.5951 |  |  | 0 | 9385.02
12558.4 | 0.61824 |  |  | 0 | 5066.66
2895.86 | 0 |  |  | 0 | 456.011
36891.8 | 0 |  |  | 0 | -5.1328
5187.21 | 0 |  |  | 0 | -5.1328
0 | 0 |  |  | 512.724 | -5.1328
1011.62 | 0 |  |  | 0 | -5.1328
0 | 0 |  |  | 0 | -5.1328
0 | 0 |  |  | 0 | -5.1328
2221.42 | 0 |  |  | 0 | -5.1328
5458.59 | 0 |  |  | 0 | -5.1328
6711 | 0 |  |  | 0 | -5.1328
5318.95 | 0 |  |  | 0 | -5.1328
2684.06 | 0 |  |  | 0 | -5.1328
2751.16 | 0 |  |  | 0 | -5.1328
1704.16 | 0 |  |  | 0 | -5.1328
829.849 | 0.55867 |  |  | 0 | 3110.44
3314.47 | 1.574 |  |  | 0 | 8020.89
683.622 | 2.4352 |  |  | 0 | 11931.8
618.794 | 3.0206 |  |  | 0 | 14469.6
2466.66 | 3.282 |  |  | 0 | 15759.1
6.8972 | 3.2641 |  |  | 1000.08 | 16011.4
2831.11 | 2.9601 |  |  | 2880.75 | 15047
2165.81 | 2.3671 |  |  | 1948.14 | 13109.3
2233.25 | 1.5382 |  |  | 0 | 9843.25
14735.3 | 0.56657 |  |  | 3632.15 | 5348.07
3828.5 | 0 |  |  | 10769.2 | 533.83
1236.15 | 0 |  |  | 26990.9 | -5.1328
1401.54 | 0 |  |  | 37948.6 | -5.1328
680.765 | 0 |  |  | 29416.5 | -5.1328
4485.31 | 0 |  |  | 9990.58 | -5.1328
1894.79 | 0 |  |  | 30832.3 | -5.1328
0 | 0 |  |  | 27930.5 | -5.1328
0 | 0 |  |  | 27835.7 | -5.1328
0 | 0 |  |  | 9900.16 | -5.1328
0 | 0 |  |  | 7821.06 | -5.1328
0 | 0 |  |  | 1515.83 | -5.1328
0 | 0 |  |  | 44.7607 | -5.1328
0 | 0 |  |  | 2162.16 | -5.1328
682.149 | 0 |  |  | 14775.4 | -5.1328
616.268 | 0.57956 |  |  | 22891.7 | 3502.89
956.641 | 1.6893 |  |  | 22857.3 | 8543.43
0 | 2.6018 |  |  | 2383.69 | 12212.1
0 | 3.2278 |  |  | 1492.86 | 14655.2
0 | 3.5432 |  |  | 0 | 15843
0 | 3.5401 |  |  | 0 | 15942.1
1392.43 | 3.2274 |  |  | 0 | 14883.6
2660.29 | 2.6229 |  |  | 0 | 12784.6
1487.19 | 1.7322 |  |  | 0 | 9417.55
3746.69 | 0.64689 |  |  | 0 | 5065.69
3345.5 | 0 |  |  | 584.778 | 434.665
15984.5 | 0 |  |  | 0 | -5.1328
16545.2 | 0 |  |  | 635.562 | -5.1328
19843.4 | 0 |  |  | 0 | -5.1328
34825 | 0 |  |  | 0 | -5.1328
30511.7 | 0 |  |  | 0 | -5.1328
30440.2 | 0 |  |  | 0 | -5.1328
23943.4 | 0 |  |  | 0 | -5.1328
24188 | 0 |  |  | 0 | -5.1328
23422.1 | 0 |  |  | 0 | -5.1328
18394.4 | 0 |  |  | 0 | -5.1328
18475.4 | 0 |  |  | 0 | -5.1328
16970.5 | 0 |  |  | 0 | -5.1328
11948.6 | 0 |  |  | 0 | -5.1328
15463.2 | 0.56983 |  |  | 0 | 3025.83
16380.6 | 1.6459 |  |  | 0 | 7724.49
13483 | 2.565 |  |  | 0 | 11227.7
14833.1 | 3.1647 |  |  | 0 | 13444.7
15924.6 | 3.4701 |  |  | 0 | 14562.4
22586.7 | 3.4732 |  |  | 0 | 14666.8
23047.8 | 3.1621 |  |  | 0 | 13684.1
21918.6 | 2.55 |  |  | 1808.87 | 11935.4
23611.7 | 1.6613 |  |  | 3801.69 | 9070.3
23412.4 | 0.58707 |  |  | 5574.34 | 4953.89
23450 | 0 |  |  | 5494.11 | 430.578
25401.1 | 0 |  |  | 9050.72 | -5.1328
17041 | 0 |  |  | 15398.9 | -5.1328
18993.2 | 0 |  |  | 6683.04 | -5.1328
12609.4 | 0 |  |  | 0 | -5.1328
8444.04 | 0 |  |  | 0 | -5.1328
9340.83 | 0 |  |  | 1789.45 | -5.1328
6410.48 | 0 |  |  | 608.619 | -5.1328
3812.47 | 0 |  |  | 0 | -5.1328
1719.96 | 0 |  |  | 0 | -5.1328
1089.42 | 0 |  |  | 0 | -5.1328
1124.31 | 0 |  |  | 0 | -5.1328
578.569 | 0 |  |  | 942.065 | -5.1328
993.266 | 0 |  |  | 3422.26 | -5.1328
1706.73 | 0.42246 |  |  | 4370.06 | 2888.93
764.439 | 0.39806 |  |  | 5146.55 | 7454.97
0 | 2.2028 |  |  | 4979.32 | 10987.5
0 | 2.7805 |  |  | 5791.93 | 13164
1707.07 | 2.4397 |  |  | 11112.3 | 14125
2065.24 | 2.4271 |  |  | 14908.5 | 14302.8
1875.67 | 2.1676 |  |  | 12840.1 | 13646.1
2216.4 | 2.0592 |  |  | 7839.15 | 11842.2
1795.79 | 1.0324 |  |  | 10093 | 8821.79
956.872 | 0.18339 |  |  | 6888.62 | 4565.73
1265.2 | 0 |  |  | 9271.31 | 278.324
849.923 | 0 |  |  | 11534.4 | -5.1328
13952.8 | 0 |  |  | 3592.19 | -5.1328
6906.17 | 0 |  |  | 3200.19 | -5.1328
10593 | 0 |  |  | 6476.7 | -5.1328
9801.81 | 0 |  |  | 2048.83 | -5.1328
9849.06 | 0 |  |  | 2997.8 | -5.1328
10194.2 | 0 |  |  | 1910.14 | -5.1328
7823.77 | 0 |  |  | 0 | -5.1328
3340.36 | 0 |  |  | 0 | -5.1328
2709.83 | 0 |  |  | 2085.4 | -5.1328
2731.84 | 0 |  |  | 1776.27 | -5.1328
3664.11 | 0 |  |  | 0 | -5.1328
3096.54 | 0 |  |  | 0 | -5.1328
4880.35 | 0.38636 |  |  | 0 | 2898.92
9665.29 | 0.65453 |  |  | 0 | 7142.18
6068.72 | 2.1214 |  |  | 0 | 10104.4
9922.55 | 2.677 |  |  | 0 | 12011.2
7332.33 | 2.9403 |  |  | 0 | 11827.2
5759.29 | 2.839 |  |  | 0 | 14643.5
6507.36 | 2.5784 |  |  | 27409.1 | 13904
5581.11 | 2.0649 |  |  | 27131.2 | 12137.9
7629.77 | 1.2898 |  |  | 35049 | 9058.35
10499.5 | 0.41113 |  |  | 34998.2 | 4740.61
8521.89 | 0 |  |  | 15872.9 | 246.623
22237.5 | 0 |  |  | 35893.8 | -5.1328
12332.8 | 0 |  |  | 31412.8 | -5.1328
12804.6 | 0 |  |  | 28954.3 | -5.1328
14902.7 | 0 |  |  | 13610.2 | -5.1328
16921.8 | 0 |  |  | 12817.4 | -5.1328
16429.8 | 0 |  |  | 5397.33 | -5.1328
10767.7 | 0 |  |  | 19927.9 | -5.1328
7408.12 | 0 |  |  | 28619.8 | -5.1328
7605.53 | 0 |  |  | 25679.9 | -5.1328
6781.63 | 0 |  |  | 6381.91 | -5.1328
6061.16 | 0 |  |  | 3885.64 | -5.1328
4738.35 | 0 |  |  | 7856.73 | -5.1328
3544 | 0 |  |  | 16361.5 | -5.1328
5410.14 | 0.37788 |  |  | 20418.9 | 1964.49
6434.76 | 1.269 |  |  | 14871 | 5871.89
3224.25 | 0.43661 |  |  | 3846.79 | 7848.57
5451.39 | 0.46688 |  |  | 2262.92 | 7268.06
7390.48 | 0.53376 |  |  | 8185.89 | 8700.06
8254.8 | 0.94642 |  |  | 9381.29 | 10703.8
12126.9 | 0.54965 |  |  | 15819.6 | 7880.56
11749.2 | 0.22701 |  |  | 11221.6 | 5997.92
10710.6 | 0.14338 |  |  | 22667.4 | 1815.41
11094.8 | 0.06103 |  |  | 9823.16 | 796.839
7834.45 | 0 |  |  | 8432.76 | -5.1328
18529.2 | 0 |  |  | 12876.1 | -5.1328
16861.9 | 0 |  |  | 11879.1 | -5.1328
13845.5 | 0 |  |  | 2120.69 | -5.1328
7920.43 | 0 |  |  | 3820.99 | -5.1328
3684.84 | 0 |  |  | 457.747 | -5.1328
4669.79 | 0 |  |  | 0 | -5.1328
5676.87 | 0 |  |  | 0 | -5.1328
5990.75 | 0 |  |  | 15845 | -5.1328
7364.69 | 0 |  |  | 8487.94 | -5.1328
7376.25 | 0 |  |  | 9450.17 | -5.1328
7436.47 | 0 |  |  | 3317.29 | -5.1328
11362.7 | 0 |  |  | 5712.32 | -5.1328
13978.2 | 0 |  |  | 0 | -5.1328
22072.4 | 0.2912 |  |  | 0 | 2639.85
29734.3 | 0.12528 |  |  | 0 | 7374.89
27171.1 | 0.27205 |  |  | 150.291 | 11139.8
19489.9 | 0.5869 |  |  | 4851.19 | 13623.3
24408 | 0.43925 |  |  | 8049.36 | 14685.9
26701.5 | 0.36373 |  |  | 6734.02 | 14718.6
28946.1 | 0.49185 |  |  | 4636.25 | 13849.5
28921.7 | 1.7785 |  |  | 4832.57 | 11961.1
32673.1 | 0.70176 |  |  | 3372.45 | 8871.51
32502.1 | 0.084706 |  |  | 5860.93 | 4625.18
37613.2 | 0 |  |  | 4958.3 | 201.229
39575.8 | 0 |  |  | 21367.2 | -5.1328
38675.3 | 0 |  |  | 15943.5 | -5.1328
37917.5 | 0 |  |  | 6872.63 | -5.1328
33007.7 | 0 |  |  | 0 | -5.1328
36977.7 | 0 |  |  | 0 | -5.1328
31022.6 | 0 |  |  | 0 | -5.1328
30526.3 | 0 |  |  | 0 | -5.1328
38982.4 | 0 |  |  | 0 | -5.1328
36822.2 | 0 |  |  | 0 | -5.1328
37442.8 | 0 |  |  | 0 | -5.1328
37410.3 | 0 |  |  | 0 | -5.1328
36207 | 0 |  |  | 0 | -5.1328
32878.7 | 0 |  |  | 0 | -5.1328
21644.3 | 0.0092372 |  |  | 0 | 2900.9
19419.2 | 0.050038 |  |  | 0 | 7611.61
14721.2 | 0.25422 |  |  | 0 | 11114.5
10842.4 | 0.23711 |  |  | 0 | 13085.1
11710.8 | 0.4881 |  |  | 0 | 14472.1
11066.1 | 0.60747 |  |  | 1753.63 | 14714
9283.71 | 2.5626 |  |  | 3993.02 | 13881.4
9380.72 | 2.0116 |  |  | 6890.92 | 12041.3
9284.71 | 0.18711 |  |  | 5352.17 | 9029.62
7531.79 | 0.067203 |  |  | 5764.59 | 4740.82
8716.72 | 0 |  |  | 10174.1 | 226.563
13637.4 | 0 |  |  | 19353 | -5.1328
9560.49 | 0 |  |  | 17985.7 | -5.1328
8943.43 | 0 |  |  | 4608.94 | -5.1328
6499.52 | 0 |  |  | 21395.3 | -5.1328
6860.13 | 0 |  |  | 27396.6 | -5.1328
7490.83 | 0 |  |  | 28599.6 | -5.1328
8594.04 | 0 |  |  | 30725.9 | -5.1328
12275.5 | 0 |  |  | 35701.8 | -5.1328
20772.7 | 0 |  |  | 28830.8 | -5.1328
24582.8 | 0 |  |  | 31802.7 | -5.1328
20872 | 0 |  |  | 19547.9 | -5.1328
20429.5 | 0 |  |  | 8583.94 | -5.1328
20032 | 0 |  |  | 13050.9 | -5.1328
17396.5 | 0.43099 |  |  | 11736.2 | 1637.32
8560.85 | 0.30738 |  |  | 0 | 4638.59
4838.42 | 0.70511 |  |  | 0 | 9986.68
0 | 0.79366 |  |  | 0 | 11332.2
273.843 | 1.1189 |  |  | 0 | 10621.3
1794.87 | 1.2811 |  |  | 2543.63 | 10243.1
5285.09 | 3.0839 |  |  | 3773.85 | 9901.79
12812.5 | 2.4816 |  |  | 2578.53 | 9019.12
18448.2 | 1.5572 |  |  | 1105.36 | 6769.89
25344.3 | 0.47165 |  |  | 1684.28 | 3371.85
32433.2 | 0 |  |  | 1891.16 | 24.6404
28627.8 | 0 |  |  | 12906.4 | -5.1328
26633.5 | 0 |  |  | 340.412 | -5.1328
28908.7 | 0 |  |  | 835.943 | -5.1328
38255.1 | 0 |  |  | 0 | -5.1328
36958.2 | 0 |  |  | 0 | -5.1328
30268 | 0 |  |  | 0 | -5.1328
26889.6 | 0 |  |  | 0 | -5.1328
27856.2 | 0 |  |  | 0 | -5.1328
23969.2 | 0 |  |  | 0 | -5.1328
20308.4 | 0 |  |  | 0 | -5.1328
15954.6 | 0 |  |  | 0 | -5.1328
15032.4 | 0 |  |  | 0 | -5.1328
12528.3 | 0 |  |  | 0 | -5.1328
8866.79 | 0.043829 |  |  | 0 | 2124.24
7820.83 | 0.18798 |  |  | 0 | 2544.03
5792.1 | 0.42718 |  |  | 0 | 7386.49
3701.16 | 0.93531 |  |  | 0 | 4257.91
2781.28 | 1.1163 |  |  | 0 | 10573.6
2089.65 | 0.99435 |  |  | 0 | 12258.2
1826.53 | 1.4972 |  |  | 0 | 13560.5
1989.21 | 1.3031 |  |  | 0 | 11802.8
2166.19 | 1.1015 |  |  | 0 | 5286.25
1894.67 | 0.29774 |  |  | 2261.92 | 2628.97
3484.13 | 0 |  |  | 7738.19 | 12.7464
6875.31 | 0 |  |  | 4450.66 | -5.1328
9379.12 | 0 |  |  | 0 | -5.1328
12894.4 | 0 |  |  | 0 | -5.1328
7051.92 | 0 |  |  | 0 | -5.1328
5895.15 | 0 |  |  | 0 | -5.1328
4811.42 | 0 |  |  | 0 | -5.1328
2601.95 | 0 |  |  | 0 | -5.1328
0 | 0 |  |  | 0 | -5.1328
685.507 | 0 |  |  | 0 | -5.1328
0 | 0 |  |  | 0 | -5.1328
0 | 0 |  |  | 0 | -5.1328
0 | 0 |  |  | 0 | -5.1328
0 | 0 |  |  | 0 | -5.1328
0 | 0.056284 |  |  | 0 | 2876.86
0 | 0.26584 |  |  | 0 | 7588.79
0 | 0.46654 |  |  | 0 | 11195.7
0 | 0.27082 |  |  | 0 | 13297
0 | 0.78093 |  |  | 0 | 14327.3
0 | 0.87909 |  |  | 0 | 14466.7
0 | 0.55822 |  |  | 0 | 13659
0 | 0.79933 |  |  | 0 | 11886.4
0 | 0.86367 |  |  | 0 | 8794.97
1408 | 0.19843 |  |  | 808.021 | 4498.45
3398.79 | 0 |  |  | 6653.23 | -5.1328
2749.85 | 0 |  |  | 1136.79 | -5.1328
2870.55 | 0 |  |  | 1212.14 | -5.1328
5109.8 | 0 |  |  | 3806.49 | -5.1328
6049.79 | 0 |  |  | 2753.53 | -5.1328
2782.17 | 0 |  |  | 1736.74 | -5.1328
2579.57 | 0 |  |  | 412.151 | -5.1328
1676.8 | 0 |  |  | 0 | -5.1328
990.157 | 0 |  |  | 1389.76 | -5.1328
895.919 | 0 |  |  | 429.488 | -5.1328
1267.11 | 0 |  |  | 0 | -5.1328
781.087 | 0 |  |  | 0 | -5.1328
903.448 | 0 |  |  | 0 | -5.1328
801.354 | 0 |  |  | 0 | -5.1328
1077.86 | 0.024729 |  |  | 0 | 2736.06
834.717 | 0.12191 |  |  | 0 | 5585.21
889.709 | 0.21757 |  |  | 0 | 9857.93
229.888 | 0.32048 |  |  | 0 | 11699.2
0 | 0.33837 |  |  | 0 | 14300.6
0 | 0.42646 |  |  | 0 | 12159.5
295.394 | 0.57552 |  |  | 0 | 9985.13
738.665 | 0.19054 |  |  | 0 | 11753.1
0 | 0.13177 |  |  | 877.719 | 7287.34
0 | 0.024274 |  |  | 0 | 3497.97
0 | 0 |  |  | 0 | -5.1328
0 | 0 |  |  | 0 | -5.1328
0 | 0 |  |  | 0 | -5.1328
0 | 0 |  |  | 0 | -5.1328
0 | 0 |  |  | 0 | -5.1328
0 | 0 |  |  | 0 | -5.1328
0 | 0 |  |  | 0 | -5.1328
415.87 | 0 |  |  | 0 | -5.1328
0 | 0 |  |  | 0 | -5.1328
0 | 0 |  |  | 0 | -5.1328
0 | 0 |  |  | 0 | -5.1328
0 | 0 |  |  | 0 | -5.1328
751.343 | 0 |  |  | 0 | -5.1328
1141.88 | 0 |  |  | 0 | -5.1328
303.39 | 0.045232 |  |  | 0 | 2605.03
13.1084 | 0.3342 |  |  | 0 | 7028.94
0 | 2.0175 |  |  | 0 | 10540.4
0 | 2.6001 |  |  | 0 | 11643.2
263.476 | 2.9044 |  |  | 2905.89 | 11486.3
0 | 2.9374 |  |  | 10531.1 | 9809.59
137.81 | 1.9334 |  |  | 24457.2 | 10581.6
725.998 | 2.0638 |  |  | 27151.7 | 12263.6
1447.3 | 0.74301 |  |  | 32403.4 | 5331.43
2579.19 | 0.14868 |  |  | 19544.5 | 2473.14
6263.05 | 0 |  |  | 21065.2 | -5.1328
5550.75 | 0 |  |  | 24335.8 | -5.1328
6420.32 | 0 |  |  | 19273.3 | -5.1328
6335.82 | 0 |  |  | 12453.2 | -5.1328
5500.4 | 0 |  |  | 20996.1 | -5.1328
5733.51 | 0 |  |  | 19447.1 | -5.1328
5671.01 | 0 |  |  | 15981 | -5.1328
8409.8 | 0 |  |  | 7441.91 | -5.1328
7849.25 | 0 |  |  | 9902.16 | -5.1328
13922.8 | 0 |  |  | 31843.4 | -5.1328
13181.9 | 0 |  |  | 37238.9 | -5.1328
16798.4 | 0 |  |  | 33537.8 | -5.1328
12099.3 | 0 |  |  | 31958.5 | -5.1328
9483.54 | 0 |  |  | 29650.7 | -5.1328
6871.61 | 0.19582 |  |  | 9341.73 | 2999.62
6178.32 | 0.69402 |  |  | 0 | 8157.16
3150.12 | 1.3523 |  |  | 9230.42 | 11981.1
1150.49 | 2.8143 |  |  | 31722 | 14263.8
1621.04 | 3.0961 |  |  | 31190.5 | 15457.3
1548.38 | 3.1713 |  |  | 11574.1 | 15522.8
2207.29 | 2.8365 |  |  | 9085.86 | 14393.6
4346.62 | 0.87896 |  |  | 6445.52 | 12286.8
7247.52 | 0.63399 |  |  | 8521.66 | 6506.7
4102.16 | 0.11397 |  |  | 1159.56 | 3219.88
4704.33 | 0 |  |  | 3951.78 | -5.1328
17015.5 | 0 |  |  | 15546.4 | -5.1328
22181.5 | 0 |  |  | 22530.2 | -5.1328
26675.5 | 0 |  |  | 5181.43 | -5.1328
25843.2 | 0 |  |  | 7381.39 | -5.1328
20578.7 | 0 |  |  | 16478.2 | -5.1328
13364.4 | 0 |  |  | 5812.73 | -5.1328
10243.9 | 0 |  |  | 1256.64 | -5.1328
8486.43 | 0 |  |  | 394.776 | -5.1328
11272.3 | 0 |  |  | 618.835 | -5.1328
8348.37 | 0 |  |  | 789.396 | -5.1328
6212.42 | 0 |  |  | 557.659 | -5.1328
5610.08 | 0 |  |  | 1996.94 | -5.1328
3438.16 | 0 |  |  | 980.675 | -5.1328
2283.35 | 0.26122 |  |  | 479.844 | 1486.69
1905.87 | 1.3713 |  |  | 0 | 7943.85
0 | 2.2868 |  |  | 0 | 11966.7
0 | 2.9126 |  |  | 8754.7 | 10657.7
0 | 3.2247 |  |  | 9960.38 | 15848.4
0 | 3.1947 |  |  | 12306.8 | 12715
0 | 2.8974 |  |  | 18182 | 12162
0 | 2.2765 |  |  | 25628.2 | 9935.63
0 | 0.39631 |  |  | 21714.3 | 7144.38
0 | 0.27754 |  |  | 22653.7 | 3252.65
687.365 | 0 |  |  | 30136.2 | -5.1328
0 | 0 |  |  | 33709.7 | -5.1328
742.976 | 0 |  |  | 6639.72 | -5.1328
2627.11 | 0 |  |  | 33905.6 | -5.1328
6258.77 | 0 |  |  | 15434.2 | -5.1328
5479.28 | 0 |  |  | 22057.6 | -5.1328
3887.48 | 0 |  |  | 7895.28 | -5.1328
5674.37 | 0 |  |  | 267.143 | -5.1328
8073.97 | 0 |  |  | 35351.8 | -5.1328
8393.74 | 0 |  |  | 2276.43 | -5.1328
8156.54 | 0 |  |  | 4979.14 | -5.1328
10260 | 0 |  |  | 16411.7 | -5.1328
25065 | 0 |  |  | 3078.85 | -5.1328
30136.5 | 0 |  |  | 0 | -5.1328
36185.1 | 0.21461 |  |  | 0 | -5.1328
37402.1 | 0.98391 |  |  | 0 | 1147.11
38067.3 | 1.1556 |  |  | 0 | 2088.76
33414 | 2.037 |  |  | 789.093 | 2973.02
33337.9 | 2.8798 |  |  | 5472.08 | 3773.46
35766.6 | 2.5262 |  |  | 11241.1 | 6331.94
38225.5 | 2.152 |  |  | 8302.64 | 8824.75
39377.8 | 1.5804 |  |  | 5532.64 | 3749.78
39768.6 | 1.1389 |  |  | 5961.93 | 8652.58
39201.6 | 0.17515 |  |  | 5605.56 | 4183.74
39615.5 | 0 |  |  | 9260.72 | -5.1328
40033.8 | 0 |  |  | 12251.1 | -5.1328
40053.4 | 0 |  |  | 18125.6 | -5.1328
40016 | 0 |  |  | 2572.5 | -5.1328
39502.9 | 0 |  |  | 0 | -5.1328
39945 | 0 |  |  | 0 | -5.1328
39696.3 | 0 |  |  | 0 | -5.1328
39921.1 | 0 |  |  | 0 | -5.1328
39668.6 | 0 |  |  | 0 | -5.1328
38763.9 | 0 |  |  | 0 | -5.1328
38903.6 | 0 |  |  | 0 | -5.1328
39070.6 | 0 |  |  | 0 | -5.1328
38400.4 | 0 |  |  | 896.458 | -5.1328
38879.4 | 0 |  |  | 0 | -5.1328
37280.2 | 0.12018 |  |  | 3327.35 | 2645.42
36170.9 | 0.74831 |  |  | 999.452 | 7754.94
26441.4 | 0.48321 |  |  | 0 | 11776
18364.8 | 0.055798 |  |  | 0 | 14363
10655.8 | 0.38869 |  |  | 0 | 15664.6
8772.7 | 1.4899 |  |  | 0 | 15859.4
8741.22 | 0.063313 |  |  | 0 | 14901.7
6668.62 | 0.19428 |  |  | 0 | 12830.6
15157.5 | 1.322 |  |  | 0 | 9335.71
11708.8 | 0.23112 |  |  | 0 | 4608.89
15592.7 | 0 |  |  | 1087.03 | -5.1328
17111.9 | 0 |  |  | 0 | -5.1328
29230.2 | 0 |  |  | 0 | -5.1328
25290.5 | 0 |  |  | 1151.42 | -5.1328
31339.3 | 0 |  |  | 1813.83 | -5.1328
27545.2 | 0 |  |  | 1974.9 | -5.1328
23050 | 0 |  |  | 2086.49 | -5.1328
20024.6 | 0 |  |  | 0 | -5.1328
16613.6 | 0 |  |  | 0 | -5.1328
14824.6 | 0 |  |  | 0 | -5.1328
13855.6 | 0 |  |  | 0 | -5.1328
10560 | 0 |  |  | 0 | -5.1328
9470.21 | 0 |  |  | 0 | -5.1328
7025.04 | 0 |  |  | 0 | -5.1328
5328.44 | 0.12106 |  |  | 0 | 2800.73
4026.01 | 0.56542 |  |  | 0 | 8056.04
1017.96 | 0.68857 |  |  | 0 | 12104.7
2100.5 | 0.95119 |  |  | 0 | 14507.5
1488.41 | 0.91744 |  |  | 0 | 15691.8
1049.69 | 0.70019 |  |  | 0 | 15559.4
137.719 | 0.70775 |  |  | 0 | 14464.4
0 | 0.55328 |  |  | 0 | 12333.3
722.337 | 0.24491 |  |  | 0 | 9195.08
29.6549 | 0.031361 |  |  | 0 | 4689.24
0 | 0 |  |  | 1239.24 | -5.1328
877.492 | 0 |  |  | 3096.37 | -5.1328
1660.22 | 0 |  |  | 1406.87 | -5.1328
5417.57 | 0 |  |  | 645.16 | -5.1328
5573.48 | 0 |  |  | 0 | -5.1328
6654.55 | 0 |  |  | 0 | -5.1328
5614.03 | 0 |  |  | 0 | -5.1328
4949.65 | 0 |  |  | 0 | -5.1328
3701.93 | 0 |  |  | 0 | -5.1328
2849.62 | 0 |  |  | 0 | -5.1328
2621.18 | 0 |  |  | 0 | -5.1328
4123.83 | 0 |  |  | 0 | -5.1328
12735.4 | 0 |  |  | 0 | -5.1328
5816.69 | 0 |  |  | 0 | -5.1328
4110.43 | 0.2203 |  |  | 0 | 2776.38
4771.19 | 1.3771 |  |  | 0 | 7560.64
3143.44 | 2.3465 |  |  | 0 | 9240.05
1883.94 | 3.0045 |  |  | 0 | 11357.9
2032.7 | 2.1327 |  |  | 0 | 11728.3
2827.98 | 3.3045 |  |  | 0 | 13434.7
3955.62 | 2.949 |  |  | 6210.23 | 12490
5294.81 | 0.74962 |  |  | 9531.23 | 12617.6
4956.79 | 1.2853 |  |  | 9526.58 | 4879.16
3375.07 | 0.18902 |  |  | 9105.24 | 585.568
2447.95 | 0 |  |  | 11063.5 | -5.1328
4753.55 | 0 |  |  | 11582.1 | -5.1328
3326.74 | 0 |  |  | 25171.8 | -5.1328
2844.53 | 0 |  |  | 18917.4 | -5.1328
0 | 0 |  |  | 12945 | -5.1328
160.231 | 0 |  |  | 4982.23 | -5.1328
0 | 0 |  |  | 2290.04 | -5.1328
539.118 | 0 |  |  | 1215.25 | -5.1328
828.174 | 0 |  |  | 0 | -5.1328
795.553 | 0 |  |  | 0 | -5.1328
916.054 | 0 |  |  | 0 | -5.1328
303.463 | 0 |  |  | 0 | -5.1328
957.879 | 0 |  |  | 1251.42 | -5.1328
1311.7 | 0 |  |  | 3365.2 | -5.1328
1912.12 | 0.067172 |  |  | 2856.19 | 2553.54
1858.32 | 0.88618 |  |  | 0 | 7647.67
626.085 | 1.3032 |  |  | 0 | 8165.77
206.069 | 2.8327 |  |  | 0 | 11868.4
864.903 | 3.1247 |  |  | 11379.3 | 15344.4
1954.69 | 3.1886 |  |  | 4155.51 | 13735
2912.45 | 0.68568 |  |  | 25532.3 | 12043.3
3192.03 | 0.96359 |  |  | 24143.3 | 10047.8
5000.87 | 0.16022 |  |  | 39621.6 | 8701.8
4937.18 | 0.097721 |  |  | 38752.7 | 2189.33
10035 | 0 |  |  | 4009.47 | -5.1328
15996.2 | 0 |  |  | 16701.3 | -5.1328
13949.3 | 0 |  |  | 23446.2 | -5.1328
8959.52 | 0 |  |  | 39702.7 | -5.1328
2181.48 | 0 |  |  | 38241.6 | -5.1328
0 | 0 |  |  | 29915.5 | -5.1328
0 | 0 |  |  | 8946.09 | -5.1328
0 | 0 |  |  | 3328.75 | -5.1328
597.545 | 0 |  |  | 8952.55 | -5.1328
1899.1 | 0 |  |  | 17586.6 | -5.1328
1148.34 | 0 |  |  | 0 | -5.1328
2844.09 | 0 |  |  | 850.977 | -5.1328
5167.68 | 0 |  |  | 2202.23 | -5.1328
9699.32 | 0 |  |  | 642.642 | -5.1328
13487.8 | 0.04631 |  |  | 0 | 1352.6
17395.8 | 0.15203 |  |  | 704.645 | 7431.25
23404.6 | 0.50196 |  |  | 0 | 8192.17
25530.6 | 0.12857 |  |  | 0 | 13426
27934.6 | 1.1459 |  |  | 3100.7 | 13430
35619 | 0.31143 |  |  | 10865.4 | 14965.6
38221.7 | 0.26695 |  |  | 21550.6 | 14221
38409.5 | 0.052799 |  |  | 20297.7 | 10553.5
36741.1 | 0.70475 |  |  | 13860.2 | 6589.92
39470.8 | 0.04918 |  |  | 13754.7 | 3256.55
39799.7 | 0 |  |  | 18391.1 | -5.1328
38867.9 | 0 |  |  | 6617.19 | -5.1328
34563.4 | 0 |  |  | 4956.8 | -5.1328
25415.8 | 0 |  |  | 7854.42 | -5.1328
11200.4 | 0 |  |  | 1321.77 | -5.1328
6435.07 | 0 |  |  | 0 | -5.1328
3131.97 | 0 |  |  | 0 | -5.1328
6250.89 | 0 |  |  | 0 | -5.1328
12111.5 | 0 |  |  | 0 | -5.1328
17274.1 | 0 |  |  | 0 | -5.1328
25230 | 0 |  |  | 0 | -5.1328
27095.7 | 0 |  |  | 0 | -5.1328
29666.9 | 0 |  |  | 0 | -5.1328
28261.4 | 0 |  |  | 0 | -5.1328
23662.9 | 0.11044 |  |  | 0 | 1569.17
24878.5 | 1.0728 |  |  | 0 | 6313.98
30023.9 | 0.17334 |  |  | 0 | 9696.63
35111.6 | 0.23329 |  |  | 0 | 11885.5
30705.3 | 0.37905 |  |  | 0 | 12670.6
31362 | 0.2318 |  |  | 2035.76 | 9918.25
34740.6 | 0.16748 |  |  | 3382.27 | 11350.8
36093.4 | 0.15243 |  |  | 4557.7 | 8267.09
33774.5 | 0.048359 |  |  | 3208.51 | 6167.48
34968.5 | 0.0048453 |  |  | 3257.75 | 3157.56
33215.6 | 0 |  |  | 18319.2 | -5.1328
37580.9 | 0 |  |  | 20550.2 | -5.1328
37338.6 | 0 |  |  | 13651.4 | -5.1328
36364.8 | 0 |  |  | 0 | -5.1328
37497.9 | 0 |  |  | 0 | -5.1328
37411.6 | 0 |  |  | 1981.17 | -5.1328
34664.6 | 0 |  |  | 8650.73 | -5.1328
31620.1 | 0 |  |  | 13187.1 | -5.1328
27519.2 | 0 |  |  | 9949.3 | -5.1328
17183 | 0 |  |  | 9734.19 | -5.1328
12322.3 | 0 |  |  | 8410.88 | -5.1328
8828.75 | 0 |  |  | 27426.4 | -5.1328
2964.39 | 0 |  |  | 30824.3 | -5.1328
1469.4 | 0 |  |  | 34464.8 | -5.1328
2594.06 | 0.029791 |  |  | 39167.8 | 807.666
3802.32 | 0.37386 |  |  | 37094.4 | 3294.55
0 | 1.3129 |  |  | 18657.2 | 5774.35
705.186 | 1.75 |  |  | 24057.8 | 9377.3
2721.75 | 1.7221 |  |  | 19766.8 | 5374.82
4285.13 | 1.7524 |  |  | 16316.6 | 5905.34
6268.24 | 1.6636 |  |  | 22258.2 | 2965.38
7434.48 | 0.45953 |  |  | 19511.4 | 3751.79
5988.55 | 0.13862 |  |  | 20638.1 | 3401.36
7390.8 | 0.012965 |  |  | 36857 | 2160.19
9250.79 | 0 |  |  | 25597.8 | -5.1328
17741.8 | 0 |  |  | 27946.7 | -5.1328
16864.1 | 0 |  |  | 20411.9 | -5.1328
13674.1 | 0 |  |  | 33772 | -5.1328
22221.5 | 0 |  |  | 9829.89 | -5.1328
30771.1 | 0 |  |  | 37871.4 | -5.1328
28244.9 | 0 |  |  | 0 | -5.1328
35516.7 | 0 |  |  | 2385.05 | -5.1328
34237.4 | 0 |  |  | 7586.09 | -5.1328
39476.3 | 0 |  |  | 0 | -5.1328
35450.1 | 0 |  |  | 0 | -5.1328
32569.1 | 0 |  |  | 0 | -5.1328
22302.9 | 0 |  |  | 0 | -5.1328
18524.7 | 0 |  |  | 0 | -5.1328
15232.2 | 0.03931 |  |  | 0 | 1983.33
15044.4 | 0.73527 |  |  | 0 | 7034.53
18981.4 | 1.2764 |  |  | 0 | 11141.3
18856.4 | 0.90628 |  |  | 0 | 13912.8
18920.8 | 0.70243 |  |  | 0 | 15213.2
15304.9 | 1.0063 |  |  | 0 | 15467.7
15679.1 | 1.1796 |  |  | 0 | 14727
18117.1 | 0.67944 |  |  | 682.916 | 12455.3
16715 | 0.4653 |  |  | 1514.73 | 8977.15
19517.4 | 0.033124 |  |  | 1917.15 | 4159.6
23671.6 | 0 |  |  | 8432.82 | -5.1328
18957.6 | 0 |  |  | 10347.4 | -5.1328
15487 | 0 |  |  | 479.973 | -5.1328
16281.8 | 0 |  |  | 0 | -5.1328
11826 | 0 |  |  | 0 | -5.1328
6569.72 | 0 |  |  | 0 | -5.1328
4899.52 | 0 |  |  | 0 | -5.1328
3201.68 | 0 |  |  | 1617.53 | -5.1328
875.174 | 0 |  |  | 8466.97 | -5.1328
1125.72 | 0 |  |  | 10091.2 | -5.1328
1421.52 | 0 |  |  | 10459.8 | -5.1328
2158.39 | 0 |  |  | 0 | -5.1328
2384.88 | 0 |  |  | 4449.31 | -5.1328
3672.07 | 0 |  |  | 8044.59 | -5.1328
6095.95 | 0.14505 |  |  | 8070.71 | 2180.8
8219.81 | 1.3123 |  |  | 3919.25 | 7476.33
2259.9 | 2.3234 |  |  | 16636.4 | 11489.1
2514.27 | 2.9819 |  |  | 25722.4 | 14039
3402.61 | 3.307 |  |  | 23770.3 | 15341.3
4459.19 | 3.283 |  |  | 22360.6 | 15533.4
6364.93 | 2.9165 |  |  | 24618.9 | 14556.4
7580.61 | 1.9054 |  |  | 25463.2 | 12511.6
9733.89 | 1.2334 |  |  | 29201.8 | 9115.13
11307.5 | 0.13243 |  |  | 29633.2 | 4385.06
16398.9 | 0 |  |  | 26531.6 | -5.1328
22526.5 | 0 |  |  | 13050.5 | -5.1328
25409.1 | 0 |  |  | 31333.5 | -5.1328
29338.7 | 0 |  |  | 28179.4 | -5.1328
28105.8 | 0 |  |  | 16712.9 | -5.1328
28425.1 | 0 |  |  | 22680.4 | -5.1328
28942.6 | 0 |  |  | 39285.6 | -5.1328
30507.6 | 0 |  |  | 38140 | -5.1328
29447.1 | 0 |  |  | 39792.1 | -5.1328
33332.7 | 0 |  |  | 26698.2 | -5.1328
34492.9 | 0 |  |  | 7889.72 | -5.1328
36412.7 | 0 |  |  | 8360.78 | -5.1328
36776.4 | 0 |  |  | 12944.5 | -5.1328
37544.6 | 0 |  |  | 18751.5 | -5.1328
37934.8 | 0.12515 |  |  | 3035.24 | 2403.96
37874 | 0.7672 |  |  | 80.8268 | 7894.27
36199.4 | 1.5136 |  |  | 5473.88 | 11941.4
29238.4 | 2.3321 |  |  | 13933.6 | 14508.2
17562.9 | 3.032 |  |  | 7993.4 | 15699.1
13421.6 | 3.0214 |  |  | 4158.88 | 15819.9
12375.9 | 2.5326 |  |  | 15272.6 | 14813.9
9758.34 | 2.0194 |  |  | 6947.19 | 12608.4
15626.6 | 1.1056 |  |  | 19225.8 | 9220.51
24533.9 | 0.094506 |  |  | 7014.32 | 4449.12
28285.8 | 0 |  |  | 11689.3 | -5.1328
32002.4 | 0 |  |  | 17806.6 | -5.1328
24595.3 | 0 |  |  | 2070.27 | -5.1328
16587.9 | 0 |  |  | 0 | -5.1328
12283.2 | 0 |  |  | 0 | -5.1328
7536.46 | 0 |  |  | 0 | -5.1328
5581.95 | 0 |  |  | 0 | -5.1328
4845.3 | 0 |  |  | 0 | -5.1328
4364.09 | 0 |  |  | 0 | -5.1328
2281.69 | 0 |  |  | 1040.71 | -5.1328
2877.32 | 0 |  |  | 0 | -5.1328
3043.72 | 0 |  |  | 0 | -5.1328
5300.93 | 0 |  |  | 0 | -5.1328
4309.78 | 0 |  |  | 0 | -5.1328
1762.87 | 0.023888 |  |  | 0 | 2190.47
2318.58 | 0.67959 |  |  | 0 | 7534.78
1565.01 | 0.79197 |  |  | 0 | 11437.8
1942.03 | 2.1666 |  |  | 0 | 14055.9
1156.6 | 2.7481 |  |  | 0 | 15351.7
1473.63 | 2.9233 |  |  | 0 | 15547
1330.53 | 2.6188 |  |  | 0 | 14571.1
0 | 1.9572 |  |  | 0 | 12328.4
0.17111 | 0.24356 |  |  | 0 | 8941.88
6697.41 | 0.018322 |  |  | 0 | 4236.71
3313.49 | 0 |  |  | 2393.99 | -5.1328
5257.43 | 0 |  |  | 1150.75 | -5.1328
2960.49 | 0 |  |  | 0 | -5.1328
3618.66 | 0 |  |  | 0 | -5.1328
6351.96 | 0 |  |  | 0 | -5.1328
7412.42 | 0 |  |  | 0 | -5.1328
2610.83 | 0 |  |  | 0 | -5.1328
9571.15 | 0 |  |  | 0 | -5.1328
6165.07 | 0 |  |  | 0 | -5.1328
1159.29 | 0 |  |  | 0 | -5.1328
885.879 | 0 |  |  | 0 | -5.1328
3106.6 | 0 |  |  | 0 | -5.1328
2021.84 | 0 |  |  | 0 | -5.1328
0 | 0 |  |  | 0 | -5.1328
0 | 0 |  |  | 0 | 2139.95
0 | 1.0912 |  |  | 0 | 7905.96
1734.54 | 2.0343 |  |  | 0 | 12272.1
1827.54 | 2.67 |  |  | 0 | 15183.6
2313.93 | 2.968 |  |  | 0 | 16600
1477.75 | 2.9628 |  |  | 0 | 16770.6
2482.94 | 2.62 |  |  | 0 | 15770.7
4625.81 | 1.9814 |  |  | 0 | 13438.5
13213.7 | 0.65863 |  |  | 0 | 9814.61
16859.1 | 0.037376 |  |  | 943.8 | 4731.19
18302.4 | 0 |  |  | 8180.43 | -5.1328
21799.1 | 0 |  |  | 2058.24 | -5.1328
16747.9 | 0 |  |  | 0 | -5.1328
20033.8 | 0 |  |  | 0 | -5.1328
25163.4 | 0 |  |  | 0 | -5.1328
28747 | 0 |  |  | 0 | -5.1328
35074.4 | 0 |  |  | 0 | -5.1328
25755.7 | 0 |  |  | 0 | -5.1328
38350.9 | 0 |  |  | 0 | -5.1328
39356.7 | 0 |  |  | 0 | -5.1328
38926.9 | 0 |  |  | 0 | -5.1328
38363.6 | 0 |  |  | 0 | -5.1328
34091.7 | 0 |  |  | 0 | -5.1328
29548.6 | 0 |  |  | 0 | -5.1328
22141.7 | 0 |  |  | 0 | 2176.9
19735.7 | 0.49754 |  |  | 0 | 7899.44
20070.6 | 0.35813 |  |  | 0 | 12055.7
11691.2 | 0.49259 |  |  | 0 | 14799.6
5336.98 | 0.49471 |  |  | 0 | 16160.1
6119.89 | 0.30856 |  |  | 0 | 16338.8
7108.87 | 0.17896 |  |  | 0 | 15276.7
8476.24 | 0.11954 |  |  | 0 | 12836.8
4756.44 | 0.036245 |  |  | 0 | 9332.32
5701.7 | 0 |  |  | 0 | 4432.37
5071.63 | 0 |  |  | 0 | -5.1328
4184.13 | 0 |  |  | 0 | -5.1328
1265.61 | 0 |  |  | 0 | -5.1328
0 | 0 |  |  | 0 | -5.1328
0 | 0 |  |  | 0 | -5.1328
0 | 0 |  |  | 620.046 | -5.1328
0 | 0 |  |  | 0 | -5.1328
0 | 0 |  |  | 0 | -5.1328
0 | 0 |  |  | 2593.55 | -5.1328
0 | 0 |  |  | 1537.12 | -5.1328
4346.91 | 0 |  |  | 5610.78 | -5.1328
4687.21 | 0 |  |  | 4182.67 | -5.1328
5929.19 | 0 |  |  | 3341.63 | -5.1328
8997.66 | 0 |  |  | 2557.32 | -5.1328
13254.7 | 0 |  |  | 166.477 | 1937.4
18846.4 | 0.11847 |  |  | 610.489 | 7659.9
18738 | 0.99729 |  |  | 0 | 11883
15772.2 | 0.49133 |  |  | 0 | 14462.9
17014.7 | 0.63895 |  |  | 4595.3 | 15828.9
21633.3 | 0.39526 |  |  | 3836.25 | 16085.2
27872.3 | 0.20841 |  |  | 3877.64 | 15051
31729.5 | 2.0266 |  |  | 10775.4 | 12741.2
30126.4 | 1.0841 |  |  | 10686.9 | 9254.12
35599.1 | 0 |  |  | 14377.8 | 4380.49
35988.8 | 0 |  |  | 13714.2 | -5.1328
37233.9 | 0 |  |  | 20592.2 | -5.1328
38920.6 | 0 |  |  | 17022.5 | -5.1328
37372.2 | 0 |  |  | 12117.6 | -5.1328
36878.6 | 0 |  |  | 8556.43 | -5.1328
36101.1 | 0 |  |  | 2214.69 | -5.1328
30438.4 | 0 |  |  | 3490.24 | -5.1328
34135.4 | 0 |  |  | 2819.56 | -5.1328
34722.7 | 0 |  |  | 14729.5 | -5.1328
27092.8 | 0 |  |  | 35650.2 | -5.1328
33163.4 | 0 |  |  | 9711.57 | -5.1328
29698.6 | 0 |  |  | 8000.45 | -5.1328
28492.7 | 0 |  |  | 9229.52 | -5.1328
25095.7 | 0 |  |  | 9568.39 | -5.1328
24461.3 | 0 |  |  | 39437 | 2036.17
19694.4 | 0.056269 |  |  | 37656.4 | 7956.81
17248 | 0.13451 |  |  | 36762.3 | 12149.8
14130.3 | 0.43542 |  |  | 27633.9 | 14937.6
10347.3 | 0.74799 |  |  | 27451 | 16386.3
7424.63 | 1.3313 |  |  | 38370 | 16668.5
7016.57 | 1.3186 |  |  | 39736.6 | 15642.6
5692.67 | 2.1518 |  |  | 39769.1 | 13219.4
3215.52 | 1.169 |  |  | 39959.6 | 9618.53
1859.73 | 0 |  |  | 39271.9 | 4572.9
966.412 | 0 |  |  | 39447.3 | -5.1328
293.088 | 0 |  |  | 36139.2 | -5.1328
0 | 0 |  |  | 31925.9 | -5.1328
0 | 0 |  |  | 39729.6 | -5.1328
0 | 0 |  |  | 37634.6 | -5.1328
0 | 0 |  |  | 40046.9 | -5.1328
0 | 0 |  |  | 28186.1 | -5.1328
846.156 | 0 |  |  | 30977.7 | -5.1328
4081.74 | 0 |  |  | 32918 | -5.1328
9929.28 | 0 |  |  | 20225.2 | -5.1328
18155.6 | 0 |  |  | 15933 | -5.1328
23949.4 | 0 |  |  | 25476 | -5.1328
28665.2 | 0 |  |  | 11924.7 | -5.1328
30074.8 | 0 |  |  | 17898.9 | -5.1328
28011.4 | 0 |  |  | 23686.7 | 1829.06
30865.4 | 0.17824 |  |  | 39837.5 | 7692
34816.2 | 1.025 |  |  | 9643.05 | 11779.2
30165.2 | 1.5276 |  |  | 0 | 14433
25028.8 | 0.73466 |  |  | 6420.37 | 15706.3
32484.6 | 1.7859 |  |  | 10876.6 | 15947.1
34999.4 | 1.392 |  |  | 5326.22 | 14930.9
33238.3 | 1.0877 |  |  | 3774.82 | 12559.7
38434.5 | 0.39824 |  |  | 1494.89 | 9107.82
39442.5 | 0 |  |  | 998.44 | 4313.16
39975.9 | 0 |  |  | 3058.71 | -5.1328
40053.4 | 0 |  |  | 13383.8 | -5.1328
40053.4 | 0 |  |  | 4017.35 | -5.1328
40053.4 | 0 |  |  | 5039.4 | -5.1328
40053.4 | 0 |  |  | 3228.81 | -5.1328
40053.4 | 0 |  |  | 0 | -5.1328
40053.4 | 0 |  |  | 0 | -5.1328
40053.4 | 0 |  |  | 0 | -5.1328
40053.4 | 0 |  |  | 0 | -5.1328
40053.4 | 0 |  |  | 0 | -5.1328
40053.4 | 0 |  |  | 1553.32 | -5.1328
40053.4 | 0 |  |  | 0 | -5.1328
40032.6 | 0 |  |  | 1277.7 | -5.1328
39759.3 | 0 |  |  | 1679.57 | -5.1328
38501.9 | 0 |  |  | 0 | 1598.67
38674 | 0.14742 |  |  | 0 | 7543.65
36014.7 | 0.74492 |  |  | 0 | 11716.1
27579.3 | 1.054 |  |  | 0 | 14435.9
19720 | 0.91272 |  |  | 908.23 | 15809.7
12125.6 | 1.7014 |  |  | 1333.75 | 16099.1
8946.71 | 1.8842 |  |  | 3130.96 | 15123.9
6772.66 | 1.0882 |  |  | 3897.44 | 12845
5514.86 | 0.88398 |  |  | 6065.18 | 9185.32
6502.88 | 0 |  |  | 8519.02 | 4286.53
11322.9 | 0 |  |  | 8468.06 | -5.1328
23793.3 | 0 |  |  | 16136.4 | -5.1328
27263.2 | 0 |  |  | 18932.2 | -5.1328
29504.3 | 0 |  |  | 13144 | -5.1328
28042.9 | 0 |  |  | 5205.99 | -5.1328
0 | 0 |  |  | 3803.38 | -5.1328
0 | 0 |  |  | 875.834 | -5.1328
5927.55 | 0 |  |  | 0 | -5.1328
8328.63 | 0 |  |  | 0 | -5.1328
11337.9 | 0 |  |  | 0 | -5.1328
14910.4 | 0 |  |  | 0 | -5.1328
17421.1 | 0 |  |  | 0 | -5.1328
19919.1 | 0 |  |  | 0 | -5.1328
24281.5 | 0 |  |  | 0 | -5.1328
27223 | 0 |  |  | 0 | 1149.05
28198.3 | 0.20211 |  |  | 0 | 6339.9
30875.1 | 0.23576 |  |  | 0 | 8227.03
30604.8 | 0.63028 |  |  | 0 | 11195.7
30420.9 | 1.8746 |  |  | 0 | 12174.9
28948.8 | 2.0923 |  |  | 0 | 14011.9
27127.8 | 2.0435 |  |  | 0 | 11341.6
26897.7 | 1.0618 |  |  | 0 | 12749.2
26905.9 | 0.1449 |  |  | 0 | 9166.87
23998.1 | 0 |  |  | 0 | 4276.54
20087.7 | 0 |  |  | 1603.21 | -5.1328
18244.3 | 0 |  |  | 1908.5 | -5.1328
21548.6 | 0 |  |  | 518.222 | -5.1328
20383.4 | 0 |  |  | 0 | -5.1328
14424.4 | 0 |  |  | 0 | -5.1328
8360.55 | 0 |  |  | 0 | -5.1328
5605.9 | 0 |  |  | 0 | -5.1328
1897.27 | 0 |  |  | 0 | -5.1328
1679.13 | 0 |  |  | 0 | -5.1328
2646.38 | 0 |  |  | 0 | -5.1328
1294.55 | 0 |  |  | 0 | -5.1328
2236.62 | 0 |  |  | 0 | -5.1328
2874.3 | 0 |  |  | 0 | -5.1328
2947.35 | 0 |  |  | 0 | -5.1328
10428.2 | 0 |  |  | 0 | 519.782
13779.4 | 1.0707 |  |  | 0 | 7292.88
11111.7 | 2.0952 |  |  | 0 | 7791.34
2529.42 | 2.2938 |  |  | 0 | 8979.6
3892.6 | 2.7348 |  |  | 0 | 11449.9
6961.43 | 2.7031 |  |  | 0 | 10900.7
7635.05 | 1.9595 |  |  | 2857.57 | 11087
6946.18 | 1.1047 |  |  | 1978.47 | 10300.3
9847.35 | 0.44771 |  |  | 0 | 6600.3
24053.6 | 0 |  |  | 3984.32 | 3282.11
31163.1 | 0 |  |  | 936.242 | -5.1328
30531.1 | 0 |  |  | 16054.6 | -5.1328
32510.3 | 0 |  |  | 9111.67 | -5.1328
23465.5 | 0 |  |  | 14515.4 | -5.1328
24169 | 0 |  |  | 24082.9 | -5.1328
28747.9 | 0 |  |  | 15823.7 | -5.1328
23321.8 | 0 |  |  | 22244 | -5.1328
23228.4 | 0 |  |  | 13520.4 | -5.1328
22598.2 | 0 |  |  | 4800.03 | -5.1328
17631.8 | 0 |  |  | 14928.7 | -5.1328
13474.5 | 0 |  |  | 0 | -5.1328
9680.45 | 0 |  |  | 0 | -5.1328
9426.65 | 0 |  |  | 0 | -5.1328
10589.4 | 0 |  |  | 777.482 | -5.1328
8445.99 | 0 |  |  | 10241.6 | 155.415
7299.45 | 1.1293 |  |  | 19170 | 2725.04
5783.91 | 2.2204 |  |  | 6670.51 | 4531.83
3244.51 | 2.963 |  |  | 4126.82 | 6700.32
2249.41 | 3.3212 |  |  | 11196.9 | 3157.98
1964.72 | 3.3524 |  |  | 11972.7 | 6993.44
1950.5 | 3.0118 |  |  | 18458.3 | 2728.73
2635.92 | 2.2919 |  |  | 26976.9 | 8616.69
2809.81 | 1.2374 |  |  | 34623.3 | 2531.65
1877.73 | 0 |  |  | 27862.1 | 2007.61
1057.68 | 0 |  |  | 33964.3 | -5.1328
531.404 | 0 |  |  | 40053.4 | -5.1328
521.662 | 0 |  |  | 33247.2 | -5.1328
749.158 | 0 |  |  | 39133 | -5.1328
206.199 | 0 |  |  | 27881.3 | -5.1328
0 | 0 |  |  | 11442.3 | -5.1328
0 | 0 |  |  | 12279 | -5.1328
1073.81 | 0 |  |  | 0 | -5.1328
3089.95 | 0 |  |  | 0 | -5.1328
6638.85 | 0 |  |  | 0 | -5.1328
9556.4 | 0 |  |  | 2549.01 | -5.1328
13521.4 | 0 |  |  | 0 | -5.1328
19083.1 | 0 |  |  | 0 | -5.1328
26257.6 | 0 |  |  | 427.205 | -5.1328
29895.7 | 0 |  |  | 0 | 845.157
32356.2 | 0.40674 |  |  | 0 | 6211.55
36597.1 | 1.9004 |  |  | 7143.82 | 10383.8
31557.4 | 2.6047 |  |  | 6862.16 | 13025.1
33848.4 | 1.9639 |  |  | 13198.3 | 14512.4
36293.2 | 1.8089 |  |  | 11405 | 14713.8
36931.4 | 1.9326 |  |  | 6582.25 | 13784.1
37136.6 | 1.2536 |  |  | 16444.8 | 11897.5
36607.7 | 0.51572 |  |  | 36142.2 | 8531.4
37436.4 | 0 |  |  | 27183.7 | 3918.47
38853.7 | 0 |  |  | 8697.86 | -5.1328
37425 | 0 |  |  | 5117.35 | -5.1328
35881.4 | 0 |  |  | 5835.7 | -5.1328
38063.3 | 0 |  |  | 8734.88 | -5.1328
38401.6 | 0 |  |  | 12819.8 | -5.1328
37764.5 | 0 |  |  | 0 | -5.1328
38454.7 | 0 |  |  | 5457.89 | -5.1328
36925.7 | 0 |  |  | 0 | -5.1328
34808.9 | 0 |  |  | 0 | -5.1328
34336.3 | 0 |  |  | 0 | -5.1328
35961.5 | 0 |  |  | 0 | -5.1328
32413.8 | 0 |  |  | 0 | -5.1328
29377.2 | 0 |  |  | 0 | -5.1328
25665.8 | 0 |  |  | 0 | -5.1328
25218 | 0 |  |  | 0 | 1127.71
22076.7 | 0.086128 |  |  | 0 | 6966.94
14250.4 | 0.21132 |  |  | 0 | 11198.6
16130.5 | 0.31417 |  |  | 0 | 13701
13993.8 | 0.97405 |  |  | 0 | 15021.5
10174.1 | 0.42411 |  |  | 0 | 15252.2
12054.6 | 0.243 |  |  | 920.615 | 14418.4
15642.8 | 0.11279 |  |  | 4172.07 | 12338.5
22366.2 | 0.025067 |  |  | 4543.15 | 8084.76
21268.5 | 0 |  |  | 5584.98 | 3402.81
19303.9 | 0 |  |  | 1899.18 | -5.1328
27352.6 | 0 |  |  | 9123.92 | -5.1328
31274.5 | 0 |  |  | 5698.51 | -5.1328
30359.4 | 0 |  |  | 2376.51 | -5.1328
27740.9 | 0 |  |  | 0 | -5.1328
36012.9 | 0 |  |  | 0 | -5.1328
29574.2 | 0 |  |  | 0 | -5.1328
32721.4 | 0 |  |  | 0 | -5.1328
35072 | 0 |  |  | 0 | -5.1328
36771 | 0 |  |  | 0 | -5.1328
28274.9 | 0 |  |  | 0 | -5.1328
17403.1 | 0 |  |  | 0 | -5.1328
13650 | 0 |  |  | 0 | -5.1328
36631.2 | 0 |  |  | 0 | -5.1328
29110.8 | 0 |  |  | 0 | 8.5315
31370.4 | 0.43063 |  |  | 0 | 3129.05
27860.6 | 1.008 |  |  | 0 | 9116.29
26936.7 | 1.8698 |  |  | 0 | 13562.2
24009.8 | 2.0634 |  |  | 0 | 14740.5
23395.8 | 1.9873 |  |  | 0 | 12497.7
24824.8 | 1.4896 |  |  | 0 | 14471
22564.1 | 0.72539 |  |  | 0 | 12701.6
22133.2 | 0.50022 |  |  | 0 | 8986
23014.8 | 0 |  |  | 0 | 3889.78
22943.3 | 0 |  |  | 4250.54 | -5.1328
16442.9 | 0 |  |  | 5230.14 | -5.1328
15938.6 | 0 |  |  | 2926 | -5.1328
18861.3 | 0 |  |  | 2020.07 | -5.1328
15641.1 | 0 |  |  | 0 | -5.1328
11402.8 | 0 |  |  | 3480.2 | -5.1328
10417.6 | 0 |  |  | 0 | -5.1328
8662.07 | 0 |  |  | 9120.27 | -5.1328
7082.69 | 0 |  |  | 0 | -5.1328
2864.96 | 0 |  |  | 1841.84 | -5.1328
1171.5 | 0 |  |  | 4480.14 | -5.1328
0 | 0 |  |  | 30022.9 | -5.1328
0 | 0 |  |  | 37938 | -5.1328
0 | 0 |  |  | 38085.1 | -5.1328
0 | 0 |  |  | 39717.9 | 158.325
0 | 0.80525 |  |  | 39426.4 | 3567.73
0 | 1.3209 |  |  | 38650.3 | 7680.65
0 | 1.174 |  |  | 35003.9 | 15392.9
592.985 | 1.5234 |  |  | 32279 | 16770.6
1096.19 | 2.0525 |  |  | 39226.2 | 16770.6
3473.99 | 1.5101 |  |  | 38294.6 | 16174.3
6649.45 | 1.0521 |  |  | 37464.7 | 13614.9
7339.28 | 0.36232 |  |  | 39847.6 | 9874.19
6106.37 | 0 |  |  | 39396.8 | 4557.16
5037.48 | 0 |  |  | 20199.3 | -5.1328
4490.45 | 0 |  |  | 40047.5 | -5.1328
4413.14 | 0 |  |  | 40053.4 | -5.1328
2418.81 | 0 |  |  | 26653.8 | -5.1328
2082.46 | 0 |  |  | 8590.61 | -5.1328
2007.72 | 0 |  |  | 40053.4 | -5.1328
1442.79 | 0 |  |  | 40053.4 | -5.1328
1201.71 | 0 |  |  | 40053.4 | -5.1328
330.474 | 0 |  |  | 39077.5 | -5.1328
0 | 0 |  |  | 29718 | -5.1328
0 | 0 |  |  | 25353.3 | -5.1328
0 | 0 |  |  | 30651.4 | -5.1328
362.08 | 0 |  |  | 25654.4 | -5.1328
3987.72 | 0 |  |  | 9768.66 | -5.1328
16787.2 | 0 |  |  | 2976.39 | 1303.52
22767.9 | 0.37981 |  |  | 1393.18 | 7724.57
10564.5 | 0.9169 |  |  | 0 | 12135
5735.5 | 1.7083 |  |  | 0 | 15123.8
5314.15 | 1.6032 |  |  | 155.418 | 16569.3
7805.15 | 1.7727 |  |  | 0 | 16770.6
7790.71 | 2.7303 |  |  | 0 | 15828.8
5213.13 | 2.0367 |  |  | 0 | 13377.7
3795.68 | 1.0367 |  |  | 0 | 9758.39
4697.56 | 0 |  |  | 0 | 4521.24
7800.13 | 0 |  |  | 0 | -5.1328
5525.32 | 0 |  |  | 1007.82 | -5.1328
4984.22 | 0 |  |  | 103.554 | -5.1328
2210.74 | 0 |  |  | 0 | -5.1328
1846.43 | 0 |  |  | 0 | -5.1328
1138.03 | 0 |  |  | 0 | -5.1328
0 | 0 |  |  | 0 | -5.1328
0 | 0 |  |  | 0 | -5.1328
0 | 0 |  |  | 0 | -5.1328
0 | 0 |  |  | 0 | -5.1328
0 | 0 |  |  | 0 | -5.1328
0 | 0 |  |  | 0 | -5.1328
1363.6 | 0 |  |  | 0 | -5.1328
6231.46 | 0 |  |  | 0 | -5.1328
9775.46 | 0 |  |  | 0 | 965.378
10159.6 | 0.49065 |  |  | 664.08 | 6972.67
11324.6 | 1.1996 |  |  | 23898.2 | 11359.2
6896.76 | 1.7147 |  |  | 3150.54 | 14014.7
8140.91 | 2.1313 |  |  | 1815.77 | 15517.5
17537.4 | 2.226 |  |  | 0 | 15774.3
23866.1 | 2.5774 |  |  | 0 | 14779.4
25809.5 | 1.8936 |  |  | 0 | 12635.3
25081.7 | 0.92698 |  |  | 0 | 9173.3
19756.4 | 0 |  |  | 0 | 1090.69
23616.5 | 0 |  |  | 0 | -5.1328
30798.8 | 0 |  |  | 35.6924 | -5.1328
34817.1 | 0 |  |  | 0 | -5.1328
36830.1 | 0 |  |  | 0 | -5.1328
34429.3 | 0 |  |  | 0 | -5.1328
32958.5 | 0 |  |  | 0 | -5.1328
26022.1 | 0 |  |  | 0 | -5.1328
18796.2 | 0 |  |  | 286.572 | -5.1328
10687.3 | 0 |  |  | 0 | -5.1328
5819.74 | 0 |  |  | 0 | -5.1328
5586.19 | 0 |  |  | 0 | -5.1328
5545.7 | 0 |  |  | 0 | -5.1328
2647.93 | 0 |  |  | 308.53 | -5.1328
1520.24 | 0 |  |  | 0 | -5.1328
1119.04 | 0 |  |  | 0 | 936.973
3161.74 | 0.68235 |  |  | 0 | 6919.89
4523.17 | 1.6448 |  |  | 0 | 11356.5
0 | 2.3394 |  |  | 0 | 14035.2
0 | 2.6993 |  |  | 0 | 15566.6
714.863 | 2.7698 |  |  | 0 | 15801.8
1561.55 | 2.4719 |  |  | 0 | 14903.5
2016.93 | 1.8475 |  |  | 0 | 12726.9
2898.9 | 0.93859 |  |  | 852.979 | 9261.57
5668.98 | 0 |  |  | 2174.41 | 4276.3
10998.8 | 0 |  |  | 6493.84 | -5.1328
12180.8 | 0 |  |  | 3727.32 | -5.1328
19156.3 | 0 |  |  | 2305.07 | -5.1328
15877.4 | 0 |  |  | 981.132 | -5.1328
10646.3 | 0 |  |  | 0 | -5.1328
13344.2 | 0 |  |  | 0 | -5.1328
10262.2 | 0 |  |  | 0 | -5.1328
6382.25 | 0 |  |  | 0 | -5.1328
3864.74 | 0 |  |  | 0 | -5.1328
2268.93 | 0 |  |  | 0 | -5.1328
1903.23 | 0 |  |  | 0 | -5.1328
1139.54 | 0 |  |  | 0 | -5.1328
0 | 0 |  |  | 0 | -5.1328
0 | 0 |  |  | 0 | -5.1328
0 | 0 |  |  | 0 | 459.442
0 | 0.85018 |  |  | 0 | 6096.88
0 | 1.9257 |  |  | 0 | 10469.8
0 | 2.6747 |  |  | 0 | 13359.4
0 | 3.0687 |  |  | 0 | 14754.8
0 | 3.1033 |  |  | 0 | 14948.1
0 | 2.7756 |  |  | 0 | 14050.2
0 | 2.0781 |  |  | 0 | 11708.2
0 | 1.0568 |  |  | 0 | 8297.06
0 | 0 |  |  | 0 | 3560.74
0 | 0 |  |  | 0 | -5.1328
0 | 0 |  |  | 0 | -5.1328
0 | 0 |  |  | 0 | -5.1328
0 | 0 |  |  | 0 | -5.1328
1360.29 | 0 |  |  | 0 | -5.1328
3930.89 | 0 |  |  | 0 | -5.1328
2942.48 | 0 |  |  | 0 | -5.1328
2901.84 | 0 |  |  | 0 | -5.1328
3238.05 | 0 |  |  | 0 | -5.1328
1171.28 | 0 |  |  | 0 | -5.1328
5219.79 | 0 |  |  | 0 | -5.1328
6609.64 | 0 |  |  | 0 | -5.1328
11414.9 | 0 |  |  | 0 | -5.1328
9791.86 | 0 |  |  | 0 | -5.1328
10234.5 | 0 |  |  | 0 | 410.896
12587.5 | 0.067132 |  |  | 0 | 5992.03
10823.9 | 0.18641 |  |  | 0 | 10228.3
12553 | 0.33534 |  |  | 0 | 12938.9
9598.3 | 0.35656 |  |  | 0 | 13996.9
8982.11 | 1.2456 |  |  | 0 | 14036
5221.97 | 1.3852 |  |  | 0 | 13191.8
12551 | 0.34084 |  |  | 0 | 11843.6
24009.7 | 0.23918 |  |  | 0 | 8813.82
15099.3 | 0 |  |  | 0 | 2901.53
12905.6 | 0 |  |  | 0 | -5.1328
10557.5 | 0 |  |  | 0 | -5.1328
12344.5 | 0 |  |  | 0 | -5.1328
14987.2 | 0 |  |  | 0 | -5.1328
13215.3 | 0 |  |  | 0 | -5.1328
9438.68 | 0 |  |  | 0 | -5.1328
8448.83 | 0 |  |  | 0 | -5.1328
9542.1 | 0 |  |  | 0 | -5.1328
7468.03 | 0 |  |  | 0 | -5.1328
6570.07 | 0 |  |  | 0 | -5.1328
7243.74 | 0 |  |  | 0 | -5.1328
7826.26 | 0 |  |  | 0 | -5.1328
8224.51 | 0 |  |  | 0 | -5.1328
8902.19 | 0 |  |  | 0 | -5.1328
8605.35 | 0 |  |  | 0 | 538.556
9098.05 | 0.62587 |  |  | 0 | 6150.63
11197.6 | 1.5869 |  |  | 0 | 7739.46
7014.5 | 0.80527 |  |  | 0 | 11350.5
6396.06 | 0.91257 |  |  | 0 | 14471.7
6903.75 | 0.44712 |  |  | 0 | 14686.2
6302.46 | 0.51634 |  |  | 0 | 13753.5
5416.97 | 0.3052 |  |  | 0 | 11708.6
9975.85 | 0.42712 |  |  | 0 | 8316.43
14347.2 | 0 |  |  | 2567.68 | 3620.56
13694.2 | 0 |  |  | 3276.91 | -5.1328
18539.9 | 0 |  |  | 2439.4 | -5.1328
17436.2 | 0 |  |  | 1992.46 | -5.1328
18007 | 0 |  |  | 2468.23 | -5.1328
18413.9 | 0 |  |  | 2749.48 | -5.1328
16257.6 | 0 |  |  | 2108.87 | -5.1328
16312.5 | 0 |  |  | 1073.86 | -5.1328
17452.1 | 0 |  |  | 0 | -5.1328
12618.8 | 0 |  |  | 0 | -5.1328
11087.5 | 0 |  |  | 0 | -5.1328
16719.7 | 0 |  |  | 0 | -5.1328
13561.1 | 0 |  |  | 0 | -5.1328
14231.1 | 0 |  |  | 0 | -5.1328
12693 | 0 |  |  | 0 | -5.1328
12992.7 | 0 |  |  | 0 | 50.8471
12560.3 | 0.12386 |  |  | 0 | 2811.25
9916.45 | 0.20819 |  |  | 0 | 5125.23
9523.65 | 0.70334 |  |  | 0 | 12952.8
3236.34 | 1.4074 |  |  | 0 | 14013.2
1317.42 | 0.92538 |  |  | 0 | 14121.8
2243.33 | 1.8632 |  |  | 0 | 13409.5
1281.34 | 1.4356 |  |  | 0 | 6946.61
6824.27 | 0.12561 |  |  | 0 | 8530.79
11631.7 | 0 |  |  | 1883.06 | 3933.7
12895.8 | 0 |  |  | 5227.28 | -5.1328
11963.3 | 0 |  |  | 3266.14 | -5.1328
9841.15 | 0 |  |  | 10557.7 | -5.1328
17385.3 | 0 |  |  | 5197.28 | -5.1328
26331.4 | 0 |  |  | 4261.42 | -5.1328
31349.9 | 0 |  |  | 2312.68 | -5.1328
35955.1 | 0 |  |  | 1293.29 | -5.1328
32574.6 | 0 |  |  | 0 | -5.1328
32712.8 | 0 |  |  | 0 | -5.1328
39122.2 | 0 |  |  | 0 | -5.1328
39441.8 | 0 |  |  | 873.277 | -5.1328
39399.8 | 0 |  |  | 1290.05 | -5.1328
39270 | 0 |  |  | 0 | -5.1328
37601.2 | 0 |  |  | 460.518 | -5.1328
35893.4 | 0 |  |  | 0 | 20.4459
32587.1 | 0.079458 |  |  | 0 | 2007.89
35993.4 | 0.26804 |  |  | 0 | 10352.5
33408.7 | 0.43116 |  |  | 0 | 8497.61
29173.7 | 0.52951 |  |  | 0 | 14504.1
30468.5 | 0.68492 |  |  | 1827.49 | 14818.4
27359.2 | 0.35389 |  |  | 1938.23 | 13939.6
29011.3 | 0.18229 |  |  | 1811.7 | 12101.4
27269.6 | 0.82739 |  |  | 2871.69 | 8701.76
30101 | 0 |  |  | 976.652 | 3995.58
33554.5 | 0 |  |  | 2055.53 | -5.1328
30978.3 | 0 |  |  | 10733.9 | -5.1328
30576.4 | 0 |  |  | 11628.7 | -5.1328
30316.7 | 0 |  |  | 5072.73 | -5.1328
27845.6 | 0 |  |  | 1811.87 | -5.1328
17525.7 | 0 |  |  | 4285.75 | -5.1328
11245.2 | 0 |  |  | 2565.11 | -5.1328
9780.32 | 0 |  |  | 0 | -5.1328
15125.8 | 0 |  |  | 0 | -5.1328
16564.6 | 0 |  |  | 0 | -5.1328
18406 | 0 |  |  | 6482.69 | -5.1328
19043.8 | 0 |  |  | 0 | -5.1328
17134.4 | 0 |  |  | 0 | -5.1328
20544.9 | 0 |  |  | 0 | -5.1328
22057.3 | 0 |  |  | 0 | 20.7319
21662.3 | 0.58857 |  |  | 8683.61 | 2774.4
18832.8 | 0.085507 |  |  | 7673.16 | 5450.17
12832.2 | 0.13816 |  |  | 0 | 8400.75
9273.64 | 0.64574 |  |  | 0 | 11257.1
8826.34 | 0.86918 |  |  | 0 | 14815.1
7035.37 | 0.31565 |  |  | 0 | 10817.8
7593.27 | 0.28664 |  |  | 1059.94 | 6640.2
9691.65 | 0.074293 |  |  | 0 | 4024.99
9023.56 | 0 |  |  | 0 | 1053.72
15944 | 0 |  |  | 2801.58 | -5.1328
17151.1 | 0 |  |  | 0 | -5.1328
12491.2 | 0 |  |  | 12568.8 | -5.1328
12390.5 | 0 |  |  | 28648.8 | -5.1328
9003.13 | 0 |  |  | 8503.06 | -5.1328
8792.53 | 0 |  |  | 1961.73 | -5.1328
7865.11 | 0 |  |  | 18021.2 | -5.1328
9586.58 | 0 |  |  | 5407.75 | -5.1328
8810.38 | 0 |  |  | 1990.82 | -5.1328
8978.95 | 0 |  |  | 4677.97 | -5.1328
6301.31 | 0 |  |  | 9197.5 | -5.1328
5244.39 | 0 |  |  | 5772.47 | -5.1328
6253.68 | 0 |  |  | 5180.38 | -5.1328
5436.41 | 0 |  |  | 0 | -5.1328
15677.5 | 0 |  |  | 1061.69 | 403.181
17547 | 0.48905 |  |  | 88.7075 | 6009.32
15240.9 | 1.4272 |  |  | 0 | 10413.9
6515.51 | 0.23983 |  |  | 0 | 13254.8
7607.96 | 0.29481 |  |  | 273.575 | 14682.3
7743.35 | 0.31703 |  |  | 0 | 14982.6
6555.53 | 0.33903 |  |  | 1591.76 | 14120.2
4563.46 | 1.7356 |  |  | 1998.93 | 12163.7
2664 | 0.81929 |  |  | 3082.52 | 8723.09
2250.45 | 0 |  |  | 5254.07 | 3992.72
10850.6 | 0 |  |  | 0 | -5.1328
9516.3 | 0 |  |  | 0 | -5.1328
9884.24 | 0 |  |  | 1198.89 | -5.1328
9265.94 | 0 |  |  | 0 | -5.1328
10235.2 | 0 |  |  | 3373.74 | -5.1328
8466.51 | 0 |  |  | 7430.49 | -5.1328
4546.82 | 0 |  |  | 8892.76 | -5.1328
2775.86 | 0 |  |  | 2031.33 | -5.1328
1927.63 | 0 |  |  | 1699.13 | -5.1328
791.764 | 0 |  |  | 0 | -5.1328
1759.22 | 0 |  |  | 0 | -5.1328
225.503 | 0 |  |  | 882.856 | -5.1328
0 | 0 |  |  | 1123.46 | -5.1328
1004.09 | 0 |  |  | 0 | -5.1328
0 | 0 |  |  | 3128.56 | 326.982
167.197 | 0.013032 |  |  | 1963.66 | 5971.69
305.443 | 0.045005 |  |  | 3994.61 | 10444.8
0 | 0.61526 |  |  | 5425.12 | 13242.5
268.463 | 0.59633 |  |  | 1833.23 | 14607.6
592.465 | 0.19812 |  |  | 4876.33 | 14838.5
689.972 | 0.1088 |  |  | 1054.34 | 14079.1
351.35 | 0.10854 |  |  | 1130.98 | 12347.5
523.458 | 0.30269 |  |  | 5328.34 | 9026.69
60.4058 | 0 |  |  | 1363.33 | 4186.17
0 | 0 |  |  | 608.843 | -5.1328
0 | 0 |  |  | 0 | -5.1328
0 | 0 |  |  | 0 | -5.1328
0 | 0 |  |  | 0 | -5.1328
0 | 0 |  |  | 0 | -5.1328
0 | 0 |  |  | 1067.27 | -5.1328
0 | 0 |  |  | 858.527 | -5.1328
335.531 | 0 |  |  | 1693.09 | -5.1328
896.856 | 0 |  |  | 1074.94 | -5.1328
4655.45 | 0 |  |  | 1284.33 | -5.1328
19354.2 | 0 |  |  | 1045.49 | -5.1328
22985.4 | 0 |  |  | 0 | -5.1328
16303.3 | 0 |  |  | 0 | -5.1328
23682.3 | 0 |  |  | 0 | -5.1328
19324.3 | 0 |  |  | 0 | -5.1328
10495.7 | 0.090897 |  |  | 0 | 5899.48
10386.7 | 0.58772 |  |  | 0 | 10197.4
8390.82 | 1.0487 |  |  | 0 | 13160.8
11482.4 | 2.1357 |  |  | 0 | 14767.4
10730.6 | 1.6489 |  |  | 0 | 15285.7
14254.3 | 2.0168 |  |  | 0 | 14599.3
13982.2 | 0.99753 |  |  | 0 | 12582.2
9215.45 | 0.38099 |  |  | 8461.98 | 9140.65
9153.64 | 0 |  |  | 30141 | 2675.58
15721.2 | 0 |  |  | 37119.4 | -5.1328
15054 | 0 |  |  | 22713.8 | -5.1328
17807 | 0 |  |  | 2629.84 | -5.1328
15672.3 | 0 |  |  | 1296.42 | -5.1328
9040.63 | 0 |  |  | 1395.83 | -5.1328
5213.58 | 0 |  |  | 0 | -5.1328
1965.43 | 0 |  |  | 0 | -5.1328
0 | 0 |  |  | 0 | -5.1328
0 | 0 |  |  | 0 | -5.1328
0 | 0 |  |  | 626.898 | -5.1328
0 | 0 |  |  | 13021.1 | -5.1328
592.432 | 0 |  |  | 15332.4 | -5.1328
5780.34 | 0 |  |  | 6209.84 | -5.1328
18577.8 | 0 |  |  | 0 | -5.1328
22046.2 | 0 |  |  | 1949.58 | -5.1328
17875.1 | 0.58946 |  |  | 1401.59 | 6690.58
13395.7 | 1.7036 |  |  | 1129.22 | 11276.2
4575.05 | 2.507 |  |  | 1407.28 | 14360
1668.57 | 2.9595 |  |  | 12108.5 | 16008.7
3546.41 | 3.0229 |  |  | 11342.2 | 16499.2
8314.64 | 2.7188 |  |  | 19236.3 | 15644.5
11582.9 | 2.0436 |  |  | 15641.2 | 13241.6
11377.4 | 0.34873 |  |  | 37270.1 | 9710.46
16673.8 | 0 |  |  | 23236.2 | 4575.6
12832.2 | 0 |  |  | 24985.1 | -5.1328
22014.1 | 0 |  |  | 5990.01 | -5.1328
22887.9 | 0 |  |  | 10891.4 | -5.1328
27748.8 | 0 |  |  | 4751.09 | -5.1328
27995.3 | 0 |  |  | 4330.12 | -5.1328
26008.6 | 0 |  |  | 21429.2 | -5.1328
31178.3 | 0 |  |  | 39249.8 | -5.1328
29904.7 | 0 |  |  | 27986.4 | -5.1328
23642.6 | 0 |  |  | 27292.9 | -5.1328
22398.7 | 0 |  |  | 10168.7 | -5.1328
19934.6 | 0 |  |  | 10085.8 | -5.1328
15014.8 | 0 |  |  | 5597.37 | -5.1328
21880.9 | 0 |  |  | 5228.28 | -5.1328
19715 | 0 |  |  | 4247.94 | -5.1328
15709 | 0 |  |  | 2417.74 | -5.1328
15615.5 | 0.66351 |  |  | 2026.9 | 6456.57
7212.11 | 1.8345 |  |  | 2438.96 | 10932.2
3610.99 | 2.6386 |  |  | 0 | 13703.8
1394.75 | 3.0578 |  |  | 0 | 14837.8
2142.21 | 3.1072 |  |  | 611.282 | 15139.2
3238.75 | 2.7857 |  |  | 636.517 | 14280.6
1331.23 | 2.0997 |  |  | 0 | 12499.8
3777.21 | 1.0753 |  |  | 682.122 | 9239.34
9202.41 | 0 |  |  | 0 | 2079.53
15881.2 | 0 |  |  | 0 | -5.1328
16171.6 | 0 |  |  | 5496.48 | -5.1328
11248.7 | 0 |  |  | 11247.5 | -5.1328
7762.46 | 0 |  |  | 4780.06 | -5.1328
5403.17 | 0 |  |  | 4410.17 | -5.1328
4639.39 | 0 |  |  | 2926.1 | -5.1328
4673.31 | 0 |  |  | 16902.3 | -5.1328
6693.14 | 0 |  |  | 15734.8 | -5.1328
8494.86 | 0 |  |  | 22667.3 | -5.1328
9953.8 | 0 |  |  | 8996.44 | -5.1328
6243.22 | 0 |  |  | 17260.2 | -5.1328
3860.11 | 0 |  |  | 3800.98 | -5.1328
2951.36 | 0 |  |  | 9285.12 | -5.1328
4582.37 | 0 |  |  | 4805.31 | -5.1328
5012.11 | 0 |  |  | 4643.28 | -5.1328
4606.89 | 0.59699 |  |  | 6711.18 | 6140.74
3517.91 | 1.7331 |  |  | 563.881 | 10748.3
791.05 | 1.2212 |  |  | 218.288 | 8086.28
0 | 1.2407 |  |  | 0 | 11433.6
0 | 1.4391 |  |  | 3107.81 | 15508.2
0 | 1.2669 |  |  | 4575.88 | 14787.4
0 | 0.73074 |  |  | 4804.89 | 12725.5
0 | 0.3251 |  |  | 9890.62 | 9196.67
245.098 | 0 |  |  | 10501.2 | 4258.62
0 | 0 |  |  | 15834.3 | -5.1328
0 | 0 |  |  | 1970.19 | -5.1328
432.357 | 0 |  |  | 1206.19 | -5.1328
1947.47 | 0 |  |  | 0 | -5.1328
3027.49 | 0 |  |  | 0 | -5.1328
2847.69 | 0 |  |  | 1053.49 | -5.1328
5183.52 | 0 |  |  | 20.9524 | -5.1328
5022.12 | 0 |  |  | 3052.65 | -5.1328
3487.25 | 0 |  |  | 5201.57 | -5.1328
4297.98 | 0 |  |  | 15881.4 | -5.1328
6544.32 | 0 |  |  | 9589.04 | -5.1328
6272.11 | 0 |  |  | 0 | -5.1328
7408.56 | 0 |  |  | 0 | -5.1328
7962.14 | 0 |  |  | 0 | -5.1328
6226.89 | 0 |  |  | 0 | -5.1328
6281.75 | 0.52486 |  |  | 0 | 5292.68
5391.08 | 1.6546 |  |  | 0 | 3130.14
6534.38 | 2.4462 |  |  | 0 | 8113.14
7408.24 | 2.8707 |  |  | 0 | 11417.6
6921.64 | 2.9107 |  |  | 0 | 7459.93
5346.19 | 1.0615 |  |  | 0 | 5946.57
5332.67 | 1.9365 |  |  | 0 | 4891.24
6079.96 | 0.94272 |  |  | 0 | 2396.16
6708.94 | 0 |  |  | 0 | 900.236
12761 | 0 |  |  | 651.963 | -5.1328
11718.1 | 0 |  |  | 0 | -5.1328
8822.4 | 0 |  |  | 0 | -5.1328
6211.2 | 0 |  |  | 0 | -5.1328
4521.28 | 0 |  |  | 0 | -5.1328
2738.44 | 0 |  |  | 0 | -5.1328
764.449 | 0 |  |  | 0 | -5.1328
0 | 0 |  |  | 0 | -5.1328
187.108 | 0 |  |  | 0 | -5.1328
0 | 0 |  |  | 0 | -5.1328
0 | 0 |  |  | 0 | -5.1328
0 | 0 |  |  | 0 | -5.1328
0 | 0 |  |  | 0 | -5.1328
0 | 0 |  |  | 0 | -5.1328
0 | 0 |  |  | 0 | -5.1328
0 | 0.044424 |  |  | 171.277 | 5632.77
0 | 0.19408 |  |  | 0 | 5297.01
0 | 0.32323 |  |  | 0 | 13665.3
0 | 0.39729 |  |  | 211.153 | 15378.4
0 | 0.84369 |  |  | 717.857 | 15911.2
0 | 0.27995 |  |  | 0 | 15133.2
1073.39 | 1.1812 |  |  | 761.967 | 628.289
2498.96 | 0.96066 |  |  | 716.888 | 9194.59
6675.49 | 0 |  |  | 0 | 2016.7
15109 | 0 |  |  | 0 | -5.1328
24145 | 0 |  |  | 0 | -5.1328
26693.7 | 0 |  |  | 0 | -5.1328
23267 | 0 |  |  | 0 | -5.1328
27760.9 | 0 |  |  | 0 | -5.1328
20446.3 | 0 |  |  | 0 | -5.1328
14742 | 0 |  |  | 0 | -5.1328
10739.8 | 0 |  |  | 0 | -5.1328
10062.4 | 0 |  |  | 0 | -5.1328
11504.9 | 0 |  |  | 0 | -5.1328
11375.8 | 0 |  |  | 679.474 | -5.1328
10481.8 | 0 |  |  | 16103 | -5.1328
9856.39 | 0 |  |  | 39373.3 | -5.1328
9536.97 | 0 |  |  | 31678.5 | -5.1328
7583.15 | 0 |  |  | 7042.99 | -5.1328
4363.8 | 0.040077 |  |  | 2820.52 | 866.766
2453.7 | 0.057472 |  |  | 26370.2 | 51.9432
861.975 | 0.19286 |  |  | 37967.1 | 1132.01
0 | 0.11397 |  |  | 36637.3 | 2492.31
0 | 0.10985 |  |  | 38074.5 | 4426.36
0 | 0.12578 |  |  | 36898.2 | 3025.82
0 | 0.09309 |  |  | 25545 | 4771.06
0 | 0.26742 |  |  | 17189.8 | 302.54
0 | 0 |  |  | 13271.9 | -5.1328
0 | 0 |  |  | 10209 | -5.1328
0 | 0 |  |  | 23502 | -5.1328
0 | 0 |  |  | 36138.2 | -5.1328
0 | 0 |  |  | 26508.8 | -5.1328
0 | 0 |  |  | 5434.46 | -5.1328
0 | 0 |  |  | 3153.09 | -5.1328
0 | 0 |  |  | 12947.4 | -5.1328
718.49 | 0 |  |  | 33092.6 | -5.1328
3583.75 | 0 |  |  | 37567.3 | -5.1328
5105.62 | 0 |  |  | 25123.4 | -5.1328
3799.58 | 0 |  |  | 15085.3 | -5.1328
5646.86 | 0 |  |  | 12763 | -5.1328
1681.92 | 0 |  |  | 15371.7 | -5.1328
7084.12 | 0 |  |  | 19629.5 | -5.1328
13575.9 | 0 |  |  | 27277.8 | -5.1328
6692.34 | 0.10931 |  |  | 17259.2 | 5462.71
9897.77 | 0.55945 |  |  | 22809.7 | 10007.9
6185.29 | 0.88604 |  |  | 16640.8 | 13104.8
6453.67 | 1.0683 |  |  | 11859.1 | 14453.5
4225.21 | 2.9861 |  |  | 9147.93 | 14896.9
4424.48 | 2.7006 |  |  | 6154.67 | 14386.5
5094.97 | 2.0468 |  |  | 423.887 | 12588
7005.71 | 1.0599 |  |  | 0 | 9240.51
14634 | 0 |  |  | 0 | 947.092
21475.6 | 0 |  |  | 0 | -5.1328
27859.5 | 0 |  |  | 0 | -5.1328
27521.4 | 0 |  |  | 0 | -5.1328
34895.4 | 0 |  |  | 1091.07 | -5.1328
35795.1 | 0 |  |  | 0 | -5.1328
37327.8 | 0 |  |  | 2048.16 | -5.1328
34669.1 | 0 |  |  | 724.839 | -5.1328
32072.5 | 0 |  |  | 0 | -5.1328
34793.5 | 0 |  |  | 0 | -5.1328
37346.8 | 0 |  |  | 0 | -5.1328
37409 | 0 |  |  | 5051.25 | -5.1328
37536.5 | 0 |  |  | 14761.9 | -5.1328
38453.1 | 0 |  |  | 18407.9 | -5.1328
37772 | 0 |  |  | 18529.8 | -5.1328
37328.1 | 0 |  |  | 23648.5 | -5.1328
38932.8 | 0.035985 |  |  | 20552.8 | 5513.71
38198.8 | 0.17451 |  |  | 12537 | 10128.7
35562 | 0.28971 |  |  | 13916 | 13108.9
21655.6 | 0.64706 |  |  | 3032 | 14540.8
17980.7 | 1.0818 |  |  | 180.899 | 14979.8
25471.6 | 1.9441 |  |  | 2907.49 | 14313.5
14676.9 | 0.3344 |  |  | 3333.43 | 12343.9
8638.56 | 0.060127 |  |  | 1814.68 | 9094.16
18092.6 | 0 |  |  | 4690.2 | 4263.05
32151.5 | 0 |  |  | 2446.93 | -5.1328
27966.6 | 0 |  |  | 2174.51 | -5.1328
30349.9 | 0 |  |  | 2863.19 | -5.1328
12821.8 | 0 |  |  | 21222.6 | -5.1328
5484.8 | 0 |  |  | 18533.7 | -5.1328
184.572 | 0 |  |  | 21426 | -5.1328
0 | 0 |  |  | 27336.8 | -5.1328
0 | 0 |  |  | 2505.69 | -5.1328
1501.65 | 0 |  |  | 2644.24 | -5.1328
2041 | 0 |  |  | 3073.54 | -5.1328
6366.77 | 0 |  |  | 4222.63 | -5.1328
14619.4 | 0 |  |  | 1818.69 | -5.1328
25116.2 | 0 |  |  | 1024.44 | -5.1328
31308.5 | 0 |  |  | 5385.5 | -5.1328
31034.6 | 0 |  |  | 6518.36 | -5.1328
26995 | 0.40536 |  |  | 3905.58 | 1877.56
27039 | 1.5524 |  |  | 8093.72 | 9957.93
13524.3 | 2.3209 |  |  | 3536.75 | 7488.3
2622.58 | 1.2591 |  |  | 3470.14 | 9076.55
211.831 | 0.513 |  |  | 1487.77 | 10251.7
0 | 0.25767 |  |  | 3908.88 | 4176.33
0 | 0.23542 |  |  | 6749.71 | 1508.56
0 | 0.17709 |  |  | 2192.48 | 1374.06
0 | 0 |  |  | 2138.41 | 332.963
1632.24 | 0 |  |  | 7405.01 | -5.1328
2527.35 | 0 |  |  | 682.118 | -5.1328
17039.5 | 0 |  |  | 0 | -5.1328
31344.7 | 0 |  |  | 0 | -5.1328
34820 | 0 |  |  | 952.016 | -5.1328
32505.8 | 0 |  |  | 873.313 | -5.1328
34733.9 | 0 |  |  | 0 | -5.1328
35047.9 | 0 |  |  | 0 | -5.1328
26372.8 | 0 |  |  | 0 | -5.1328
15377.4 | 0 |  |  | 0 | -5.1328
24004.8 | 0 |  |  | 0 | -5.1328
21262.1 | 0 |  |  | 0 | -5.1328
28107.1 | 0 |  |  | 0 | -5.1328
28000.6 | 0 |  |  | 0 | -5.1328
21027.5 | 0 |  |  | 0 | -5.1328
14347.2 | 0.46174 |  |  | 0 | 5670.26
8961.39 | 1.6709 |  |  | 0 | 10745.6
7582.39 | 2.4658 |  |  | 0 | 14299.4
5778.13 | 2.8854 |  |  | 0 | 16227.8
5306.6 | 2.9413 |  |  | 0 | 16770.6
5350.69 | 2.6439 |  |  | 0 | 16050.5
6554.97 | 2.002 |  |  | 0 | 13859
6700.08 | 1.0587 |  |  | 0 | 10314
5980.21 | 0 |  |  | 0 | 5097.81
5773.56 | 0 |  |  | 0 | -5.1328
5032.48 | 0 |  |  | 2850.91 | -5.1328
5673.9 | 0 |  |  | 2131.96 | -5.1328
5514.97 | 0 |  |  | 1713.86 | -5.1328
5089.25 | 0 |  |  | 0 | -5.1328
3985.85 | 0 |  |  | 0 | -5.1328
3105.37 | 0 |  |  | 0 | -5.1328
2947.55 | 0 |  |  | 0 | -5.1328
1476.54 | 0 |  |  | 0 | -5.1328
574.55 | 0 |  |  | 0 | -5.1328
2825.37 | 0 |  |  | 0 | -5.1328
4607.93 | 0 |  |  | 802.011 | -5.1328
4291.65 | 0 |  |  | 0 | -5.1328
1986.52 | 0 |  |  | 0 | -5.1328
515.913 | 0 |  |  | 0 | -5.1328
480.417 | 0.36291 |  |  | 0 | 6335.88
0 | 1.484 |  |  | 0 | 11191.6
0 | 2.2595 |  |  | 0 | 14377.1
0 | 2.6875 |  |  | 0 | 15884.2
0 | 2.7647 |  |  | 3614.97 | 16375.6
0 | 2.4959 |  |  | 7205.91 | 15580.2
0 | 1.8826 |  |  | 6867.41 | 13428.1
0 | 0.96248 |  |  | 4292.84 | 6620
0 | 0 |  |  | 5003.03 | 2154.5
0 | 0 |  |  | 3858.75 | -5.1328
0 | 0 |  |  | 3183.16 | -5.1328
0 | 0 |  |  | 1945.33 | -5.1328
0 | 0 |  |  | 3383.44 | -5.1328
0 | 0 |  |  | 1650.41 | -5.1328
0 | 0 |  |  | 2776.98 | -5.1328
308.051 | 0 |  |  | 1184.54 | -5.1328
403.765 | 0 |  |  | 645.652 | -5.1328
602.476 | 0 |  |  | 677.286 | -5.1328
0 | 0 |  |  | 0 | -5.1328
0 | 0 |  |  | 0 | -5.1328
0 | 0 |  |  | 0 | -5.1328
0 | 0 |  |  | 0 | -5.1328
0 | 0 |  |  | 0 | -5.1328
0 | 0 |  |  | 0 | -5.1328
0 | 0.36449 |  |  | 0 | 5920.44
0 | 1.4981 |  |  | 0 | 10812.2
778.888 | 2.2637 |  |  | 0 | 13791.9
0 | 2.676 |  |  | 0 | 15371.5
0 | 2.7332 |  |  | 0 | 15673.2
0 | 2.4494 |  |  | 3162.81 | 14907.5
0 | 1.4575 |  |  | 9137.39 | 13039
0 | 0.33981 |  |  | 12784.2 | 5902.93
3792.05 | 0 |  |  | 15372.3 | 1424.69
7356.25 | 0 |  |  | 17873.1 | -5.1328
7842.76 | 0 |  |  | 14404.7 | -5.1328
8720.25 | 0 |  |  | 13777.7 | -5.1328
7661.14 | 0 |  |  | 9664.25 | -5.1328
7527.46 | 0 |  |  | 9486.25 | -5.1328
7988.3 | 0 |  |  | 12271.9 | -5.1328
7209.76 | 0 |  |  | 24446.4 | -5.1328
8077.69 | 0 |  |  | 36484.8 | -5.1328
7027.72 | 0 |  |  | 37636.4 | -5.1328
6356.86 | 0 |  |  | 31691.3 | -5.1328
5225.51 | 0 |  |  | 23349.4 | -5.1328
5533.51 | 0 |  |  | 12401.8 | -5.1328
5108.5 | 0 |  |  | 10498.6 | -5.1328
4776.27 | 0 |  |  | 20380.4 | -5.1328
5906.23 | 0 |  |  | 14489.3 | -5.1328
5074.05 | 0.26819 |  |  | 6806.29 | 5125.64
5139.34 | 1.4719 |  |  | 6975.19 | 9723.84
5239.24 | 2.2643 |  |  | 35828.1 | 12749.1
5004.34 | 2.7185 |  |  | 28682.1 | 13782.2
4807.01 | 2.8008 |  |  | 1825.51 | 14227.4
5359.3 | 1.1171 |  |  | 0 | 8983.42
5816.92 | 0.75426 |  |  | 0 | 8771.7
5800.36 | 0.94735 |  |  | 0 | 2512.8
8429.13 | 0 |  |  | 2012.13 | 4816.43
10473.3 | 0 |  |  | 6601.72 | -5.1328
11138.5 | 0 |  |  | 17565.2 | -5.1328
11191.3 | 0 |  |  | 12848.9 | -5.1328
10116.4 | 0 |  |  | 2706.99 | -5.1328
12405.7 | 0 |  |  | 2213.12 | -5.1328
9046 | 0 |  |  | 0 | -5.1328
11475.4 | 0 |  |  | 0 | -5.1328
10339.1 | 0 |  |  | 0 | -5.1328
14630.6 | 0 |  |  | 0 | -5.1328
15754.2 | 0 |  |  | 0 | -5.1328
16327.9 | 0 |  |  | 7593.86 | -5.1328
16079.8 | 0 |  |  | 6001.77 | -5.1328
16232.8 | 0 |  |  | 1654.71 | -5.1328
17726.4 | 0 |  |  | 1995.35 | -5.1328
17557.7 | 0 |  |  | 0 | -5.1328
18542.2 | 0.38014 |  |  | 0 | 4943.68
15003 | 1.5596 |  |  | 1651.75 | 9799.54
8148.89 | 2.3546 |  |  | 6963.98 | 12973.6
6445.04 | 2.7906 |  |  | 3734.59 | 14699.7
5741.5 | 2.8744 |  |  | 3990.8 | 15118.8
5984.75 | 2.6025 |  |  | 5007.14 | 14363.3
5045.07 | 1.9933 |  |  | 6165.54 | 12673
4441.66 | 1.0719 |  |  | 13233.3 | 4375.66
10159 | 0 |  |  | 20218.9 | 1108.54
12527.7 | 0 |  |  | 11002.6 | -5.1328
5580.9 | 0 |  |  | 12157.3 | -5.1328
2482.6 | 0 |  |  | 15372.5 | -5.1328
1592.2 | 0 |  |  | 10977.6 | -5.1328
0 | 0 |  |  | 6785.52 | -5.1328
0 | 0 |  |  | 19824.2 | -5.1328
0 | 0 |  |  | 31815.5 | -5.1328
0 | 0 |  |  | 26899.2 | -5.1328
2094.53 | 0 |  |  | 32793.1 | -5.1328
3294.41 | 0 |  |  | 7973.03 | -5.1328
5795.06 | 0 |  |  | 10524.2 | -5.1328
8409.46 | 0 |  |  | 7311.49 | -5.1328
18536.5 | 0 |  |  | 13923.4 | -5.1328
26623 | 0 |  |  | 3162.24 | -5.1328
14755.1 | 0 |  |  | 2065.56 | -5.1328
14071.7 | 0.053083 |  |  | 2941.71 | 300.418
19908.6 | 1.5442 |  |  | 5419.55 | 9713.76
13970.4 | 2.3358 |  |  | 6407.43 | 13109
9930.95 | 2.7779 |  |  | 18446.4 | 15005.3
12954.8 | 2.855 |  |  | 34620.8 | 15563.2
12904.7 | 2.5913 |  |  | 34554.6 | 14959
18448.6 | 1.9807 |  |  | 27492.2 | 12598.1
30787.3 | 1.0704 |  |  | 29190.3 | 9078.13
32512.8 | 0 |  |  | 34456.5 | 4138.76
30292.1 | 0 |  |  | 34504.6 | -5.1328
30780.1 | 0 |  |  | 31038.2 | -5.1328
20106.2 | 0 |  |  | 24095 | -5.1328
15329.5 | 0 |  |  | 18700.3 | -5.1328
17886 | 0 |  |  | 8348.96 | -5.1328
22460.8 | 0 |  |  | 5840.56 | -5.1328
26598 | 0 |  |  | 27897.8 | -5.1328
31516.6 | 0 |  |  | 0 | -5.1328
25207.5 | 0 |  |  | 6187.53 | -5.1328
14889.2 | 0 |  |  | 0 | -5.1328
6088.86 | 0 |  |  | 1929.09 | -5.1328
1861.63 | 0 |  |  | 0 | -5.1328
1008.06 | 0 |  |  | 0 | -5.1328
1228.55 | 0 |  |  | 0 | -5.1328
1805.65 | 0 |  |  | 0 | -5.1328
4996.37 | 0.056699 |  |  | 0 | 366.668
3891.17 | 0.38382 |  |  | 0 | 5200.8
8923.2 | 2.2942 |  |  | 0 | 8762.02
2862.68 | 2.7347 |  |  | 0 | 7869.02
1881.76 | 2.8099 |  |  | 0 | 5394.32
3133.97 | 2.5504 |  |  | 604.469 | 10927.1
12580 | 1.9471 |  |  | 1749.03 | 5755.2
20878.4 | 1.0439 |  |  | 2948.57 | 4562.61
30925.2 | 0 |  |  | 2915.67 | 1648.09
33474.9 | 0 |  |  | 6561.99 | -5.1328
31564.9 | 0 |  |  | 2069.44 | -5.1328
27978.5 | 0 |  |  | 2086.83 | -5.1328
19399.6 | 0 |  |  | 4520.16 | -5.1328
5486.76 | 0 |  |  | 6262.41 | -5.1328
208.183 | 0 |  |  | 3755.66 | -5.1328
0 | 0 |  |  | 1295.51 | -5.1328
0 | 0 |  |  | 0 | -5.1328
0 | 0 |  |  | 0 | -5.1328
0 | 0 |  |  | 0 | -5.1328
0 | 0 |  |  | 0 | -5.1328
0 | 0 |  |  | 0 | -5.1328
0 | 0 |  |  | 0 | -5.1328
0 | 0 |  |  | 0 | -5.1328
0 | 0 |  |  | 0 | -5.1328
0 | 0.055565 |  |  | 636.319 | 591.338
0 | 0.73209 |  |  | 128.547 | 5936.28
0 | 2.1674 |  |  | 0 | 9263.39
0 | 2.6166 |  |  | 8877.79 | 9490.74
0 | 2.7029 |  |  | 32857.9 | 10206.5
0 | 2.435 |  |  | 26166 | 10157.3
0 | 1.8162 |  |  | 17748 | 13216.9
0 | 0.88831 |  |  | 15248.6 | 9786.56
0 | 0 |  |  | 14856.8 | 4884.03
0 | 0 |  |  | 5272.66 | -5.1328
0 | 0 |  |  | 3718.25 | -5.1328
0 | 0 |  |  | 3942.94 | -5.1328
0 | 0 |  |  | 0 | -5.1328
1416.04 | 0 |  |  | 0 | -5.1328
4670.73 | 0 |  |  | 0 | -5.1328
8988.71 | 0 |  |  | 0 | -5.1328
16323.7 | 0 |  |  | 0 | -5.1328
24379.2 | 0 |  |  | 0 | -5.1328
26994.8 | 0 |  |  | 1991.65 | -5.1328
26066.9 | 0 |  |  | 0 | -5.1328
23770.7 | 0 |  |  | 0 | -5.1328
17548.1 | 0 |  |  | 0 | -5.1328
21453.5 | 0 |  |  | 0 | -5.1328
27943.4 | 0 |  |  | 0 | -5.1328
26531.3 | 0.16431 |  |  | 0 | 958.066
31864.1 | 0.45116 |  |  | 0 | 4624.67
32488.7 | 0.096057 |  |  | 0 | 4390.14
18110.7 | 0.5627 |  |  | 0 | 10765
11924.1 | 0.36698 |  |  | 0 | 15695.2
13374.6 | 0.16808 |  |  | 0 | 9107.36
16365.8 | 1.6663 |  |  | 0 | 13201.1
17589.2 | 0.8269 |  |  | 0 | 9854.62
27209.9 | 0 |  |  | 0 | 5085.33
17881.3 | 0 |  |  | 0 | -5.1328
28341.7 | 0 |  |  | 0 | -5.1328
28960.3 | 0 |  |  | 0 | -5.1328
24815.4 | 0 |  |  | 0 | -5.1328
14719.1 | 0 |  |  | 0 | -5.1328
12829.2 | 0 |  |  | 0 | -5.1328
1976.86 | 0 |  |  | 0 | -5.1328
0 | 0 |  |  | 0 | -5.1328
0 | 0 |  |  | 0 | -5.1328
0 | 0 |  |  | 0 | -5.1328
2553.07 | 0 |  |  | 0 | -5.1328
3392.03 | 0 |  |  | 0 | -5.1328
6325.84 | 0 |  |  | 0 | -5.1328
5874.42 | 0 |  |  | 0 | -5.1328
5728.76 | 0 |  |  | 0 | -5.1328
3324.87 | 0.0074293 |  |  | 0 | 5604.98
1197.81 | 0.064069 |  |  | 0 | 10582.6
0 | 0.11287 |  |  | 0 | 13735.9
0 | 0.18205 |  |  | 0 | 15422.4
0 | 0.23134 |  |  | 0 | 15882.2
2474.95 | 0.14123 |  |  | 0 | 15115.3
12216.9 | 0.060751 |  |  | 0 | 13235
21785.1 | 0.013968 |  |  | 0 | 9971.87
38101.3 | 0 |  |  | 0 | 5264.07
38338.7 | 0 |  |  | 0 | -5.1328
39287.7 | 0 |  |  | 0 | -5.1328
39330.6 | 0 |  |  | 0 | -5.1328
40053.4 | 0 |  |  | 0 | -5.1328
37048.8 | 0 |  |  | 0 | -5.1328
39802.8 | 0 |  |  | 0 | -5.1328
38888.7 | 0 |  |  | 0 | -5.1328
35150.5 | 0 |  |  | 0 | -5.1328
37517.7 | 0 |  |  | 0 | -5.1328
38288.4 | 0 |  |  | 0 | -5.1328
34832.3 | 0 |  |  | 0 | -5.1328
32334.9 | 0 |  |  | 0 | -5.1328
29665.5 | 0 |  |  | 0 | -5.1328
26133.3 | 0 |  |  | 0 | -5.1328
22397.2 | 0 |  |  | 0 | -5.1328
22840.9 | 0.0075928 |  |  | 0 | 5450.53
21347.1 | 0.049583 |  |  | 0 | 10367.8
9481.96 | 0.090323 |  |  | 0 | 13631
3860.64 | 0.37625 |  |  | 0 | 15043.3
3156.88 | 0.66066 |  |  | 0 | 15278.4
2443.92 | 0.73364 |  |  | 0 | 8738.4
3652.07 | 0.19743 |  |  | 0 | 7753.99
4305.49 | 0.11174 |  |  | 6935.4 | 5550.04
6217.83 | 0 |  |  | 37942.3 | 2434.19
17629.8 | 0 |  |  | 38437 | -5.1328
17661.2 | 0 |  |  | 38227.4 | -5.1328
10686.2 | 0 |  |  | 28113.5 | -5.1328
9041.31 | 0 |  |  | 9794.02 | -5.1328
5016.24 | 0 |  |  | 0 | -5.1328
2240.57 | 0 |  |  | 3236.24 | -5.1328
2043.76 | 0 |  |  | 12620.9 | -5.1328
1472.95 | 0 |  |  | 30165 | -5.1328
507.76 | 0 |  |  | 29333.9 | -5.1328
592.413 | 0 |  |  | 17361.9 | -5.1328
820.667 | 0 |  |  | 3599.57 | -5.1328
313.307 | 0 |  |  | 5760.74 | -5.1328
0 | 0 |  |  | 3783.69 | -5.1328
0 | 0 |  |  | 3567.95 | -5.1328
0 | 0 |  |  | 1281.38 | -5.1328
0 | 0.018698 |  |  | 3962.21 | 93.7031
0 | 0.75196 |  |  | 14542.1 | 1783.32
0 | 1.2609 |  |  | 17691.9 | 1239.49
0 | 1.4754 |  |  | 12119.8 | 3616
0 | 2.1061 |  |  | 10211.9 | 7042.51
0 | 0.99891 |  |  | 6794.95 | 3745.89
0 | 0.12376 |  |  | 5577.69 | 3709.92
0 | 0.045097 |  |  | 5881.62 | 2015.04
0 | 0 |  |  | 5792.62 | 223.4
0 | 0 |  |  | 8585.11 | -5.1328
0 | 0 |  |  | 6518.55 | -5.1328
632.607 | 0 |  |  | 8835.65 | -5.1328
4355.32 | 0 |  |  | 7273.35 | -5.1328
15476.9 | 0 |  |  | 8050.12 | -5.1328
12120.2 | 0 |  |  | 5166.61 | -5.1328
9869.98 | 0 |  |  | 2671.53 | -5.1328
9972.14 | 0 |  |  | 309.711 | -5.1328
10161 | 0 |  |  | 0 | -5.1328
10518.1 | 0 |  |  | 702.491 | -5.1328
8055.07 | 0 |  |  | 6845.67 | -5.1328
14936.9 | 0 |  |  | 3670.47 | -5.1328
23516.2 | 0 |  |  | 14306 | -5.1328
12536.7 | 0 |  |  | 30466.7 | -5.1328
15940.4 | 0 |  |  | 3989.11 | -5.1328
10705.6 | 0.38443 |  |  | 6853.45 | 4665.08
6994.69 | 1.6184 |  |  | 13173 | 9663.17
794.264 | 2.4429 |  |  | 32319.2 | 13242.1
180.434 | 2.9026 |  |  | 29115.4 | 15171.2
827.798 | 3.0017 |  |  | 23828.4 | 15776.7
1475.87 | 2.742 |  |  | 22606.7 | 15181.6
1048.77 | 2.1328 |  |  | 31384.7 | 8645.06
868.848 | 1.2087 |  |  | 36841.3 | 10031.6
1991 | 0 |  |  | 31236.3 | 5183.65
7901.23 | 0 |  |  | 31492.5 | -5.1328
0 | 0 |  |  | 36766.6 | -5.1328
0 | 0 |  |  | 6395.35 | -5.1328
0 | 0 |  |  | 2245.75 | -5.1328
0 | 0 |  |  | 4428.2 | -5.1328
0 | 0 |  |  | 7344.85 | -5.1328
0 | 0 |  |  | 10489.5 | -5.1328

## PTCF
Unit: dimensionless (peak time capacity factors) | summer | winter
hard coal
natural gas nonpeaker
nuclear
hydro | 0.468 | 0.468
onshore wind
solar pv
solar thermal | 0
biomass
geothermal
petroleum
natural gas nonpeaker
lignite
offshore wind
crude oil
heavy or residual fuel oil
municipal solid waste